## Sheet1
PO Number | PO Line | Release Number | Company | Ship Name | PurAgent Name | Open | Order Date | Due Date | Promise Date | Release Qty on Release | Received Qty on Release | Open Qty on Release | Unit Price | Extended Cost of PO Line | Ship Zip | Ship Country | Terms ID | Vendor ID | Vendor Name | Vendor Zip | Part Number | Part Description | Class | Line Description | UOM | Supplier UOM | Purchase Point | PO Confirmed Status | requested_c | Item Type | Ship Via | Warehouse ID
134512 | 1 | 1 | States | Champlin | Megan Swymeler | TRUE | 2026-07-02T00:00:00 | 2026-07-14T00:00:00 |  | 700 | 0 | 700 | 0.2086 | 146.02 | 55316-3157 | USA | N30 | 2 | SW ANDERSON COMPANY | 60694-5020 | FHA-0420-12 | 1/4" AL PEM STUD .750 LONG | PEM | 1/4" AL PEM STUD .750 LONG | EA | EA |  | FALSE |  | P | FXG | 100
134550 | 1 | 1 | States | Champlin | Megan Swymeler | TRUE | 2026-07-06T00:00:00 | 2026-07-10T00:00:00 |  | 125 | 0 | 125 | 13.6714 | 1708.93 | 55316-3157 | USA | N30 | 2 | SW ANDERSON COMPANY | 60694-5020 | 1087-U1 | Door Stop | PUR | Door Stop | EA | EA |  | FALSE |  | P | FXG | 100
134550 | 2 | 1 | States | Champlin | Megan Swymeler | TRUE | 2026-07-06T00:00:00 | 2026-07-10T00:00:00 |  | 1600 | 0 | 1600 | 0.1078 | 172.48 | 55316-3157 | USA | N30 | 2 | SW ANDERSON COMPANY | 60694-5020 | FH-0420-10 | STEEL (ZINC PLATED) PEMSTUD 1/4-20 5/8" (.625) LONG | PEM | STEEL (ZINC PLATED) PEMSTUD 1/4-20 5/8" (.625) LONG | EA | EA |  | FALSE |  | P | FXG | 100
134581 | 1 | 1 | States | Champlin | Holly Davis | TRUE | 2026-07-07T00:00:00 | 2026-07-16T00:00:00 | 2026-07-16T00:00:00 | 68 | 0 | 68 | 3.6905 | 250.95 | 55316-3157 | USA | N30 | 3 | ALLEGIS CORPORATION | 55164-0765 | ALH 105-48 ZN | 3-Point Latch Door Rod, Uncut Length | PUR | 3-Point Latch Door Rod, Uncut Length | EA | EA | MN | TRUE |  | P | FXG | 100
134581 | 2 | 1 | States | Champlin | Holly Davis | TRUE | 2026-07-07T00:00:00 | 2026-07-16T00:00:00 | 2026-07-16T00:00:00 | 3 | 0 | 3 | 3.47 | 27.76 | 55316-3157 | USA | N30 | 3 | ALLEGIS CORPORATION | 55164-0765 | ALH-110-53ZN | 3-Point Latch Bolt Case | PUR | 3-Point Latch Bolt Case | EA | EA | MN | TRUE |  | P | FXG | 100
134581 | 2 | 2 | States | Champlin | Holly Davis | TRUE | 2026-07-07T00:00:00 | 2026-08-27T00:00:00 | 2026-08-27T00:00:00 | 5 | 0 | 5 | 3.47 | 27.76 | 55316-3157 | USA | N30 | 3 | ALLEGIS CORPORATION | 55164-0765 | ALH-110-53ZN | 3-Point Latch Bolt Case | PUR | 3-Point Latch Bolt Case | EA | EA | MN | TRUE |  | P | FXG | 100
134581 | 3 | 1 | States | Champlin | Holly Davis | TRUE | 2026-07-07T00:00:00 | 2026-07-16T00:00:00 | 2026-07-16T00:00:00 | 60 | 0 | 60 | 6.0073 | 360.44 | 55316-3157 | USA | N30 | 3 | ALLEGIS CORPORATION | 55164-0765 | ALH-110-54ZN | 3-Point Latch Bolt | PUR | 3-Point Latch Bolt | EA | EA | MN | TRUE |  | P | FXG | 100
134581 | 4 | 1 | States | Champlin | Holly Davis | TRUE | 2026-07-07T00:00:00 | 2026-08-19T00:00:00 | 2026-08-19T00:00:00 | 200 | 0 | 200 | 10.89 | 2178 | 55316-3157 | USA | N30 | 3 | ALLEGIS CORPORATION | 55164-0765 | Southco-E5-9-515-UU1 | QUARTER-TURN CAM LATCH, WING KNOB, CLOCKWISE, ZINC ALLOY, BLACK | PUR | QUARTER-TURN CAM LATCH, WING KNOB, CLOCKWISE, ZINC ALLOY, BLACK | EA | EA | MN | TRUE |  | P | FXG | 100
134805 | 3 | 1 | States | Champlin | Holly Davis | TRUE | 2026-07-15T00:00:00 | 2026-07-22T00:00:00 |  | 50 | 0 | 50 | 3.42 | 171 | 55316-3157 | USA | N30 | 3 | ALLEGIS CORPORATION | 55164-0765 | ALH 105-48 ZN | 3-Point Latch Door Rod, Uncut Length | PUR | 3-Point Latch Door Rod, Uncut Length | EA | EA | MN | FALSE |  | P | FXG | 100
134805 | 2 | 2 | States | Champlin | Holly Davis | TRUE | 2026-07-15T00:00:00 | 2026-10-22T00:00:00 |  | 100 | 0 | 100 | 10.4 | 2080 | 55316-3157 | USA | N30 | 3 | ALLEGIS CORPORATION | 55164-0765 | Southco-E5-9-515-UU1 | QUARTER-TURN CAM LATCH, WING KNOB, CLOCKWISE, ZINC ALLOY, BLACK | PUR | QUARTER-TURN CAM LATCH, WING KNOB, CLOCKWISE, ZINC ALLOY, BLACK | EA | EA | MN | FALSE |  | P | FXG | 100
134805 | 2 | 1 | States | Champlin | Holly Davis | TRUE | 2026-07-15T00:00:00 | 2026-10-16T00:00:00 |  | 100 | 0 | 100 | 10.4 | 2080 | 55316-3157 | USA | N30 | 3 | ALLEGIS CORPORATION | 55164-0765 | Southco-E5-9-515-UU1 | QUARTER-TURN CAM LATCH, WING KNOB, CLOCKWISE, ZINC ALLOY, BLACK | PUR | QUARTER-TURN CAM LATCH, WING KNOB, CLOCKWISE, ZINC ALLOY, BLACK | EA | EA | MN | FALSE |  | P | FXG | 100
134805 | 1 | 1 | States | Champlin | Holly Davis | TRUE | 2026-07-15T00:00:00 | 2026-07-24T00:00:00 |  | 8 | 0 | 8 | 0 | 0 | 55316-3157 | USA | N30 | 3 | ALLEGIS CORPORATION | 55164-0765 | ALH 110-53 ZN | 3-Point Latch Bolt Case | PUR | 3-Point Latch Bolt Case | EA | EA | MN | FALSE |  | P | FXG | 100
134813 | 1 | 1 | States | Champlin | Holly Davis | TRUE | 2026-07-16T00:00:00 | 2026-07-23T00:00:00 |  | 52 | 0 | 52 | 3.47 | 180.44 | 55316-3157 | USA | N30 | 3 | ALLEGIS CORPORATION | 55164-0765 | ALH-110-53ZN | 3-Point Latch Bolt Case | PUR | 3-Point Latch Bolt Case | EA | EA | MN | FALSE |  | P | FXG | 100
133108 | 1 | 3 | States | Champlin | Holly Davis | TRUE | 2026-05-08T00:00:00 | 2026-07-31T00:00:00 | 2026-07-31T00:00:00 | 400 | 0 | 400 | 5.76 | 6912 | 55316-3157 | USA | N30 | 3 | ALLEGIS CORPORATION | 55164-0765 | Southco-E5-9-515-UU1 | QUARTER-TURN CAM LATCH, WING KNOB, CLOCKWISE, ZINC ALLOY, BLACK | PUR | QUARTER-TURN CAM LATCH, WING KNOB, CLOCKWISE, ZINC ALLOY, BLACK | EA | EA | MN | TRUE |  | P | FXG | 100
133104 | 1 | 1 | States | Dayton | Holly Davis | TRUE | 2026-05-08T00:00:00 | 2026-06-12T00:00:00 | 2026-06-12T00:00:00 | 864 | 100 | 764 | 3.47 | 2998.08 | 55369-6417 | USA | N30 | 3 | ALLEGIS CORPORATION | 55164-0765 | ALH-110-53ZN | 3-Point Latch Bolt Case | PUR | 3-Point Latch Bolt Case | EA | EA | MN | TRUE |  | P | FXG | Dayton
133104 | 2 | 1 | States | Dayton | Holly Davis | TRUE | 2026-05-08T00:00:00 | 2026-06-12T00:00:00 | 2026-06-12T00:00:00 | 864 | 552 | 312 | 5.15 | 4449.6 | 55369-6417 | USA | N30 | 3 | ALLEGIS CORPORATION | 55164-0765 | ALH-110-54ZN | 3-Point Latch Bolt | PUR | 3-Point Latch Bolt | EA | EA | MN | TRUE |  | P | FXG | DAYTON
133163 | 1 | 1 | States | Champlin | Holly Davis | TRUE | 2026-05-11T00:00:00 | 2026-06-12T00:00:00 | 2026-06-12T00:00:00 | 432 | 381 | 51 | 25.51 | 11020.32 | 55316-3157 | USA | N30 | 3 | ALLEGIS CORPORATION | 55164-0765 | ALH 73NS SS | HANDLE, L-STYLE, PADLOCKABLE, THROUGH MOUNT, 0.3125 SHAFT SIZE,STAINLESSSTEEL FINISH | PUR | SS Padlockable Handle | EA | EA | MN | TRUE |  | P | FXG | 100
133103 | 2 | 1 | States | Dayton | Holly Davis | TRUE | 2026-05-15T00:00:00 | 2026-06-12T00:00:00 | 2026-06-12T00:00:00 | 432 | 256 | 176 | 8.621 | 3724.27 | 55369-6417 | USA | N30 | 3 | ALLEGIS CORPORATION | 55164-0765 | ALH 107-50 ZN | Door Handle Center Case | PUR | Door Handle Center Case | EA | EA |  | TRUE |  | P | FXG | DAYTON
134795 | 1 | 3 | States | Dayton | Holly Davis | TRUE | 2026-07-15T00:00:00 | 2026-11-12T00:00:00 |  | 3 | 0 | 3 | 4.05 | 40.5 | 55369-6417 | USA | N30 | 3 | ALLEGIS CORPORATION | 55164-0765 | 311-51 ZN | Inside Handle | PUR | Inside Handle | EA | EA | MN | FALSE |  | P | FXG | DAYTON
134795 | 1 | 2 | States | Dayton | Holly Davis | TRUE | 2026-07-15T00:00:00 | 2026-09-16T00:00:00 |  | 3 | 0 | 3 | 4.05 | 40.5 | 55369-6417 | USA | N30 | 3 | ALLEGIS CORPORATION | 55164-0765 | 311-51 ZN | Inside Handle | PUR | Inside Handle | EA | EA | MN | FALSE |  | P | FXG | DAYTON
134795 | 1 | 1 | States | Dayton | Holly Davis | TRUE | 2026-07-15T00:00:00 | 2026-07-15T00:00:00 |  | 4 | 0 | 4 | 4.05 | 40.5 | 55369-6417 | USA | N30 | 3 | ALLEGIS CORPORATION | 55164-0765 | 311-51 ZN | Inside Handle | PUR | Inside Handle | EA | EA | MN | FALSE |  | P | FXG | DAYTON
132744 | 1 | 1 | States | Champlin | Andrew Olson | TRUE | 2026-04-24T00:00:00 | 2026-08-03T00:00:00 | 2026-08-03T00:00:00 | 6 | 0 | 6 | 3186.3 | 19117.8 | 55316-3157 | USA | N30 | 5 | BASLER ELECTRIC COMPANY | 62249 | BE1-25-M1E-A6R-N4R1F | Sync Check (25) Relay M - Single Phase Voltage 1 - 120VAC, 1-99 deg Phase Angle Setting E - Sync-Check NO Relay A6 - 0.1-99 Sec. P - 24VDC power supply N - No target 4 - Non-Isolated Contact Sensing R - Line and Bus Voltage Monitor and Voltage Difference with PC Bd Mounted Switches 1 - Sync Check Auxiliary Output NO Relay F - Semi-Flush Mounting | PUR | Sync Check (25) Relay M - Single Phase Voltage 1 - 120VAC, 1-99 deg Phase Angle Setting E - Sync-Check NO Relay A6 - 0.1-99 Sec. P - 24VDC power supply N - No target 4 - Non-Isolated Contact Sensing R - Line and Bus Voltage Monitor and Voltage Difference with PC Bd Mounted Switches 1 - Sync Check Auxiliary Output NO Relay F - Semi-Flush Mounting | EA | EA |  | TRUE |  | P | PPD | 100
132635 | 1 | 1 | States | Champlin | Andrew Olson | TRUE | 2026-04-21T00:00:00 | 2026-08-31T00:00:00 |  | 16 | 0 | 16 | 236.25 | 3780 | 55316-3157 | USA | N30 | 5 | BASLER ELECTRIC COMPANY | 62249 | ES-27-3FB1N0N0 | Under Voltage Relay: 3 phase, 480VAC, 50/60Hz, adjustable timing | PUR | Under Voltage Relay: 3 phase, 480VAC, 50/60Hz, adjustable timing | EA | EA |  | TRUE |  | P | PPD | 100
133251 | 1 | 1 | States | Champlin | Andrew Olson | TRUE | 2026-05-13T00:00:00 | 2026-08-31T00:00:00 | 2026-08-31T00:00:00 | 16 | 0 | 16 | 236.25 | 8032.5 | 55316-3157 | USA | N30 | 5 | BASLER ELECTRIC COMPANY | 62249 | ES-27-3FB1N0N0 | Under Voltage Relay: 3 phase, 480VAC, 50/60Hz, adjustable timing | PUR | Under Voltage Relay: 3 phase, 480VAC, 50/60Hz, adjustable timing | EA | EA |  | TRUE |  | P | PPD | 100
133251 | 1 | 2 | States | Champlin | Andrew Olson | TRUE | 2026-05-13T00:00:00 | 2026-11-04T00:00:00 | 2026-11-04T00:00:00 | 18 | 0 | 18 | 236.25 | 8032.5 | 55316-3157 | USA | N30 | 5 | BASLER ELECTRIC COMPANY | 62249 | ES-27-3FB1N0N0 | Under Voltage Relay: 3 phase, 480VAC, 50/60Hz, adjustable timing | PUR | Under Voltage Relay: 3 phase, 480VAC, 50/60Hz, adjustable timing | EA | EA |  | TRUE |  | P | PPD | 100
134500 | 1 | 1 | States | Champlin | Andrew Olson | TRUE | 2026-07-02T00:00:00 | 2026-07-31T00:00:00 | 2026-07-31T00:00:00 | 25 | 0 | 25 | 236.25 | 5906.25 | 55316-3157 | USA | N30 | 5 | BASLER ELECTRIC COMPANY | 62249 | ES-27-3FB1N0N0 | Under Voltage Relay: 3 phase, 480VAC, 50/60Hz, adjustable timing | PUR | Under Voltage Relay: 3 phase, 480VAC, 50/60Hz, adjustable timing | EA | EA |  | TRUE |  | P | PPD | 100
133492 | 1 | 5 | States | Champlin | Andrew Olson | TRUE | 2026-05-21T00:00:00 | 2026-11-20T00:00:00 |  | 6 | 0 | 6 | 236.25 | 16773.75 | 55316-3157 | USA | N30 | 5 | BASLER ELECTRIC COMPANY | 62249 | ES-27-3FB1N0N0 | Under Voltage Relay: 3 phase, 480VAC, 50/60Hz, adjustable timing | PUR | Under Voltage Relay: 3 phase, 480VAC, 50/60Hz, adjustable timing | EA | EA |  | FALSE |  | P | PPD | 100
133492 | 1 | 4 | States | Champlin | Andrew Olson | TRUE | 2026-05-21T00:00:00 | 2026-11-04T00:00:00 |  | 18 | 0 | 18 | 236.25 | 16773.75 | 55316-3157 | USA | N30 | 5 | BASLER ELECTRIC COMPANY | 62249 | ES-27-3FB1N0N0 | Under Voltage Relay: 3 phase, 480VAC, 50/60Hz, adjustable timing | PUR | Under Voltage Relay: 3 phase, 480VAC, 50/60Hz, adjustable timing | EA | EA |  | FALSE |  | P | PPD | 100
133492 | 1 | 3 | States | Champlin | Andrew Olson | TRUE | 2026-05-21T00:00:00 | 2026-09-24T00:00:00 |  | 26 | 0 | 26 | 236.25 | 16773.75 | 55316-3157 | USA | N30 | 5 | BASLER ELECTRIC COMPANY | 62249 | ES-27-3FB1N0N0 | Under Voltage Relay: 3 phase, 480VAC, 50/60Hz, adjustable timing | PUR | Under Voltage Relay: 3 phase, 480VAC, 50/60Hz, adjustable timing | EA | EA |  | FALSE |  | P | PPD | 100
133492 | 1 | 2 | States | Champlin | Andrew Olson | TRUE | 2026-05-21T00:00:00 | 2026-09-04T00:00:00 |  | 8 | 0 | 8 | 236.25 | 16773.75 | 55316-3157 | USA | N30 | 5 | BASLER ELECTRIC COMPANY | 62249 | ES-27-3FB1N0N0 | Under Voltage Relay: 3 phase, 480VAC, 50/60Hz, adjustable timing | PUR | Under Voltage Relay: 3 phase, 480VAC, 50/60Hz, adjustable timing | EA | EA |  | FALSE |  | P | PPD | 100
133492 | 1 | 1 | States | Champlin | Andrew Olson | TRUE | 2026-05-21T00:00:00 | 2026-08-25T00:00:00 |  | 13 | 0 | 13 | 236.25 | 16773.75 | 55316-3157 | USA | N30 | 5 | BASLER ELECTRIC COMPANY | 62249 | ES-27-3FB1N0N0 | Under Voltage Relay: 3 phase, 480VAC, 50/60Hz, adjustable timing | PUR | Under Voltage Relay: 3 phase, 480VAC, 50/60Hz, adjustable timing | EA | EA |  | FALSE |  | P | PPD | 100
134530 | 1 | 1 | States | Champlin | Andrew Olson | TRUE | 2026-07-06T00:00:00 | 2026-08-25T00:00:00 |  | 2 | 0 | 2 | 285 | 570 | 55316-3157 | USA | N30 | 5 | BASLER ELECTRIC COMPANY | 62249 | ES-25-1AA1N1N0 | Sync Check relay w/ single phase sensing, 120VAC, 60Hz, energize for sync or dead bus | PUR | Sync Check relay w/ single phase sensing, 120VAC, 60Hz, energize for sync or dead bus | EA | EA |  | FALSE |  | P | PPD | 100
134567 | 1 | 1 | States | Dayton | Andrew Olson | TRUE | 2026-07-07T00:00:00 | 2026-09-04T00:00:00 |  | 24 | 0 | 24 | 3420.22 | 82085.28 | 55369-6417 | USA | N30 | 5 | BASLER ELECTRIC COMPANY | 62249 | BE1-59N-A5F-F6J-C2S3F | A - Single-phase voltage sensing input 5 - 120 Vac, 60 Hz nominal sensing voltage input with 1 to 20 Vac pickup range F -Two output relays with normally open (NO) contacts (one overvoltage and one undervoltage) F6 - Inverse time delay for overvoltage and definite time delay for undervoltage J - Relay control power is 125 Vdc or 120 Vac, nominal C - Two internally operated target indicators (one per function) 2 - Undervoltage element range 0.1 to 2.5 Vac (low range with sensing input 5) S - Push-to-energize outputs 3 - Two normally-open auxiliary output relays (one per function) F - Semi-flush mounting case | PUR | A - Single-phase voltage sensing input 5 - 120 Vac, 60 Hz nominal sensing voltage input with 1 to 20 Vac pickup range F -Two output relays with normally open (NO) contacts (one overvoltage and one undervoltage) F6 - Inverse time delay for overvoltage and definite time delay for undervoltage J - Relay control power is 125 Vdc or 120 Vac, nominal C - Two internally operated target indicators (one per function) 2 - Undervoltage element range 0.1 to 2.5 Vac (low range with sensing input 5) S - Push-to-energize outputs 3 - Two normally-open auxiliary output relays (one per function) F - Semi-flush mounting case | EA | EA |  | FALSE |  | P | PPD | DAYTON
133729 | 1 | 1 | States | Champlin | Andrew Olson | TRUE | 2026-05-29T00:00:00 | 2026-10-01T00:00:00 |  | 18 | 0 | 18 | 236.25 | 4252.5 | 55316-3157 | USA | N30 | 5 | BASLER ELECTRIC COMPANY | 62249 | ES-27-3FB1N0N0 | Under Voltage Relay: 3 phase, 480VAC, 50/60Hz, adjustable timing | PUR | Under Voltage Relay: 3 phase, 480VAC, 50/60Hz, adjustable timing | EA | EA |  | FALSE |  | P | PPD | 100
133922 | 1 | 1 | States | Champlin | Andrew Olson | TRUE | 2026-06-08T00:00:00 | 2026-09-24T00:00:00 |  | 80 | 0 | 80 | 236.25 | 18900 | 55316-3157 | USA | N30 | 5 | BASLER ELECTRIC COMPANY | 62249 | ES-27-3FB1N0N0 | Under Voltage Relay: 3 phase, 480VAC, 50/60Hz, adjustable timing | PUR | Under Voltage Relay: 3 phase, 480VAC, 50/60Hz, adjustable timing | EA | EA |  | FALSE |  | P | PPD | 100
132569 | 1 | 1 | States | Champlin | Andrew Olson | TRUE | 2026-04-17T00:00:00 | 2026-07-17T00:00:00 | 2026-07-17T00:00:00 | 3 | 0 | 3 | 3186.3 | 47794.5 | 55316-3157 | USA | N30 | 5 | BASLER ELECTRIC COMPANY | 62249 | BE1-25-M1E-A6R-N4R1F | Sync Check (25) Relay M - Single Phase Voltage 1 - 120VAC, 1-99 deg Phase Angle Setting E - Sync-Check NO Relay A6 - 0.1-99 Sec. P - 24VDC power supply N - No target 4 - Non-Isolated Contact Sensing R - Line and Bus Voltage Monitor and Voltage Difference with PC Bd Mounted Switches 1 - Sync Check Auxiliary Output NO Relay F - Semi-Flush Mounting | PUR | Sync Check (25) Relay M - Single Phase Voltage 1 - 120VAC, 1-99 deg Phase Angle Setting E - Sync-Check NO Relay A6 - 0.1-99 Sec. P - 24VDC power supply N - No target 4 - Non-Isolated Contact Sensing R - Line and Bus Voltage Monitor and Voltage Difference with PC Bd Mounted Switches 1 - Sync Check Auxiliary Output NO Relay F - Semi-Flush Mounting | EA | EA |  | TRUE |  | P | PPD | 100
132569 | 1 | 2 | States | Champlin | Andrew Olson | TRUE | 2026-04-17T00:00:00 | 2026-07-24T00:00:00 | 2026-07-24T00:00:00 | 12 | 0 | 12 | 3186.3 | 47794.5 | 55316-3157 | USA | N30 | 5 | BASLER ELECTRIC COMPANY | 62249 | BE1-25-M1E-A6R-N4R1F | Sync Check (25) Relay M - Single Phase Voltage 1 - 120VAC, 1-99 deg Phase Angle Setting E - Sync-Check NO Relay A6 - 0.1-99 Sec. P - 24VDC power supply N - No target 4 - Non-Isolated Contact Sensing R - Line and Bus Voltage Monitor and Voltage Difference with PC Bd Mounted Switches 1 - Sync Check Auxiliary Output NO Relay F - Semi-Flush Mounting | PUR | Sync Check (25) Relay M - Single Phase Voltage 1 - 120VAC, 1-99 deg Phase Angle Setting E - Sync-Check NO Relay A6 - 0.1-99 Sec. P - 24VDC power supply N - No target 4 - Non-Isolated Contact Sensing R - Line and Bus Voltage Monitor and Voltage Difference with PC Bd Mounted Switches 1 - Sync Check Auxiliary Output NO Relay F - Semi-Flush Mounting | EA | EA |  | TRUE |  | P | PPD | 100
134474 | 1 | 1 | States | Dayton | Andrew Olson | TRUE | 2026-07-01T00:00:00 | 2026-07-27T00:00:00 | 2026-07-27T00:00:00 | 10 | 0 | 10 | 21.68 | 216.8 | 55369-6417 | USA | D02 | 7 | BORDER STATES - MPL | 55485-1450 | M9F42125 | 25A 1-Pole Miniature circuit breaker, 277VAC, 60VDC, 10kA, UL489, C-curve | PUR | 25A 1-Pole Miniature circuit breaker, 277VAC, 60VDC, 10kA, UL489, C-curve | EA | EA |  | TRUE |  | P | DEL | DAYTON
134366 | 1 | 1 | States | Dayton | Andrew Olson | TRUE | 2026-06-25T00:00:00 | 2026-07-16T00:00:00 |  | 7 | 0 | 7 | 155.64 | 1089.48 | 55369-6417 | USA | D02 | 7 | BORDER STATES - MPL | 55485-1450 | SMCO-HTLN_CLAMP | C600-2300 Grounding Clamp: Hot stick operable (eyescrew type) socket, ball stud type, #2 - 4/0 cable range | MEC | C600-2300 Grounding Clamp: Hot stick operable (eyescrew type) socket, ball stud type, #2 - 4/0 cable range | EA | EA |  | FALSE |  | P | DEL | Dayton
134026 | 1 | 4 | States | Dayton | Andrew Olson | TRUE | 2026-06-11T00:00:00 | 2027-03-08T00:00:00 | 2027-03-08T00:00:00 | 323 | 0 | 323 | 1064.89 | 920064.96 | 55369-6417 | USA | D02 | 7 | BORDER STATES - MPL | 55485-1450 | 300822-3001 | Surge Arrestor, Intermediate Class, 22kV MCOV, 27kV Rated, Line: 4-Hole NEMA pad, Ground: Single eye bolt | PUR | Surge Arrestor, Intermediate Class, 22kV MCOV, 27kV Rated, Line: 4-Hole NEMA pad, Ground: Single eye bolt | EA | EA |  | TRUE |  | P | DEL | DAYTON
134026 | 1 | 3 | States | Dayton | Andrew Olson | TRUE | 2026-06-11T00:00:00 | 2027-02-03T00:00:00 | 2027-01-26T00:00:00 | 195 | 0 | 195 | 1064.89 | 920064.96 | 55369-6417 | USA | D02 | 7 | BORDER STATES - MPL | 55485-1450 | 300822-3001 | Surge Arrestor, Intermediate Class, 22kV MCOV, 27kV Rated, Line: 4-Hole NEMA pad, Ground: Single eye bolt | PUR | Surge Arrestor, Intermediate Class, 22kV MCOV, 27kV Rated, Line: 4-Hole NEMA pad, Ground: Single eye bolt | EA | EA |  | TRUE |  | P | DEL | DAYTON
134026 | 1 | 2 | States | Dayton | Andrew Olson | TRUE | 2026-06-11T00:00:00 | 2027-01-19T00:00:00 | 2026-12-29T00:00:00 | 65 | 0 | 65 | 1064.89 | 920064.96 | 55369-6417 | USA | D02 | 7 | BORDER STATES - MPL | 55485-1450 | 300822-3001 | Surge Arrestor, Intermediate Class, 22kV MCOV, 27kV Rated, Line: 4-Hole NEMA pad, Ground: Single eye bolt | PUR | Surge Arrestor, Intermediate Class, 22kV MCOV, 27kV Rated, Line: 4-Hole NEMA pad, Ground: Single eye bolt | EA | EA |  | TRUE |  | P | DEL | DAYTON
134026 | 1 | 1 | States | Dayton | Andrew Olson | TRUE | 2026-06-11T00:00:00 | 2027-01-04T00:00:00 | 2026-11-24T00:00:00 | 281 | 0 | 281 | 1064.89 | 920064.96 | 55369-6417 | USA | D02 | 7 | BORDER STATES - MPL | 55485-1450 | 300822-3001 | Surge Arrestor, Intermediate Class, 22kV MCOV, 27kV Rated, Line: 4-Hole NEMA pad, Ground: Single eye bolt | PUR | Surge Arrestor, Intermediate Class, 22kV MCOV, 27kV Rated, Line: 4-Hole NEMA pad, Ground: Single eye bolt | EA | EA |  | TRUE |  | P | DEL | DAYTON
130619 | 4 | 2 | States | Champlin | Andrew Olson | TRUE | 2026-01-08T00:00:00 | 2026-08-17T00:00:00 | 2026-08-17T00:00:00 | 36 | 0 | 36 | 282.16 | 20315.52 | 55316 | USA | D02 | 7 | BORDER STATES - MPL | 55485-1450 | VPT-75 | IRISS IR WINDOW VPT PLATINUM SERIES | PUR | 3" DIA IR WINDOW | EA | EA |  | TRUE |  | P | DEL | 100
134232 | 5 | 1 | States | Champlin | Andrew Olson | TRUE | 2026-06-19T00:00:00 | 2026-08-25T00:00:00 | 2026-08-25T00:00:00 | 300 | 0 | 300 | 45.04 | 13512 | 55316-3157 | USA | D02 | 7 | BORDER STATES - MPL | 55485-1450 | M9F42202 | 2A 2-POLE, MULTI 9 - C60BP C-CURVE, 480Y/277V, 10kA, UL489 MINITURE CIRCUIT BREAKER | CB | 2A 2-POLE, MULTI 9 - C60BP C-CURVE, 480Y/277V, 10kA, UL489 MINITURE CIRCUIT BREAKER | EA | EA |  | TRUE |  | P | DEL | 100
134232 | 4 | 1 | States | Champlin | Andrew Olson | TRUE | 2026-06-19T00:00:00 | 2026-07-27T00:00:00 | 2026-07-27T00:00:00 | 200 | 0 | 200 | 22.54 | 4508 | 55316-3157 | USA | D02 | 7 | BORDER STATES - MPL | 55485-1450 | M9F42104 | 4A 1-Pole Miniature circuit breaker, 277VAC, 60VDC, 10kA, UL489, C-curve | PUR | 4A 1-Pole Miniature circuit breaker, 277VAC, 60VDC, 10kA, UL489, C-curve | EA | EA |  | TRUE |  | P | DEL | 100
134232 | 3 | 1 | States | Champlin | Andrew Olson | TRUE | 2026-06-19T00:00:00 | 2026-10-01T00:00:00 | 2026-10-01T00:00:00 | 500 | 0 | 500 | 22.54 | 11270 | 55316-3157 | USA | D02 | 7 | BORDER STATES - MPL | 55485-1450 | M9F42102 | 2A 1-Pole Miniature circuit breaker, 277VAC, 60VDC, 10kA, UL489, C-curve | PUR | 2A 1-Pole Miniature circuit breaker, 277VAC, 60VDC, 10kA, UL489, C-curve | EA | EA |  | TRUE |  | P | DEL | 100
134232 | 2 | 1 | States | Champlin | Andrew Olson | TRUE | 2026-06-19T00:00:00 | 2026-08-12T00:00:00 | 2026-08-12T00:00:00 | 64 | 0 | 64 | 37.31 | 2387.84 | 55316-3157 | USA | D02 | 7 | BORDER STATES - MPL | 55485-1450 | HBLMRBO_ | Bus bar mount receptacle, orange, 400A, Male | PUR | Bus bar mount receptacle, orange, 400A, Male | EA | EA |  | TRUE |  | P | DEL | 100
134232 | 1 | 1 | States | Champlin | Andrew Olson | TRUE | 2026-06-19T00:00:00 | 2026-07-20T00:00:00 | 2026-07-20T00:00:00 | 50 | 0 | 50 | 37.31 | 1865.5 | 55316-3157 | USA | D02 | 7 | BORDER STATES - MPL | 55485-1450 | HBLFRBY | Bus bar mount receptacle, yellow, 400A, Female | PUR | Bus bar mount receptacle, yellow, 400A, Female | EA | EA |  | TRUE |  | P | DEL | 100
134844 | 1 | 1 | States | Dayton | Andrew Olson | TRUE | 2026-07-17T00:00:00 | 2026-10-27T00:00:00 | 2026-10-27T00:00:00 | 9 | 0 | 9 | 95.24 | 857.16 | 55369-6417 | USA | D02 | 7 | BORDER STATES - MPL | 55485-1450 | 213708-7314 | 9/7.65 kV Heavy Duty Distribution Surge Arrester | PUR | 9/7.65 kV Heavy Duty Distribution Surge Arrester | EA | EA |  | TRUE |  | P | DEL | DAYTON
134469 | 3 | 1 | States | Champlin | Andrew Olson | TRUE | 2026-07-01T00:00:00 | 2026-07-22T00:00:00 | 2026-07-22T00:00:00 | 5 | 0 | 5 | 17.28 | 86.4 | 55316-3157 | USA | D02 | 7 | BORDER STATES - MPL | 55485-1450 | HBLNCAGN | Camlock, Non-Metallic Cover, Green | PUR | Camlock, Non-Metallic Cover, Green | EA | EA |  | TRUE |  | P | DEL | 100
132723 | 2 | 1 | States | Champlin | Andrew Olson | TRUE | 2026-04-23T00:00:00 | 2026-11-04T00:00:00 | 2026-11-04T00:00:00 | 64 | 0 | 64 | 36.23 | 2318.72 | 55316-3157 | USA | D02 | 7 | BORDER STATES - MPL | 55485-1450 | HBLMRBY_ | Bus bar mount receptacle, yellow, 400A, Male | PUR | Bus bar mount receptacle, yellow, 400A, Male | EA | EA |  | TRUE |  | P | DEL | 100
132723 | 1 | 1 | States | Champlin | Andrew Olson | TRUE | 2026-04-23T00:00:00 | 2026-11-04T00:00:00 | 2026-11-04T00:00:00 | 64 | 0 | 64 | 36.23 | 2318.72 | 55316-3157 | USA | D02 | 7 | BORDER STATES - MPL | 55485-1450 | HBLMRBBN_ | Bus bar mount receptacle, brown, 400A, Male | PUR | Bus bar mount receptacle, brown, 400A, Male | EA | EA |  | TRUE |  | P | DEL | 100
133092 | 3 | 1 | States | Champlin | Andrew Olson | TRUE | 2026-05-08T00:00:00 | 2026-09-01T00:00:00 | 2026-09-01T00:00:00 | 2 | 0 | 2 | 21.68 | 43.36 | 55316-3157 | USA | D02 | 7 | BORDER STATES - MPL | 55485-1450 | M9F42110 | 10A 1-Pole Miniature circuit breaker, 277VAC, 60VDC, 10kA, UL489, C-curve | PUR | 10A 1-Pole Miniature circuit breaker, 277VAC, 60VDC, 10kA, UL489, C-curve | EA | EA |  | TRUE |  | P | DEL | 100
133092 | 4 | 1 | States | Champlin | Andrew Olson | TRUE | 2026-05-08T00:00:00 | 2026-10-26T00:00:00 | 2026-10-26T00:00:00 | 6 | 0 | 6 | 45.04 | 270.24 | 55316-3157 | USA | D02 | 7 | BORDER STATES - MPL | 55485-1450 | M9F42220 | 20A 2-Pole Miniature circuit breaker, 480Y/277VAC, 60/125VDC, 10kA, UL489, C-curve | PUR | 20A 2-Pole Miniature circuit breaker, 480Y/277VAC, 60/125VDC, 10kA, UL489, C-curve | EA | EA |  | TRUE |  | P | DEL | 100
133092 | 5 | 1 | States | Champlin | Andrew Olson | TRUE | 2026-05-08T00:00:00 | 2026-10-26T00:00:00 | 2026-10-26T00:00:00 | 4 | 0 | 4 | 67.59 | 270.36 | 55316-3157 | USA | D02 | 7 | BORDER STATES - MPL | 55485-1450 | M9F42302 | 2A 3-Pole Miniature circuit breaker, 480Y/277VAC, 10kA, UL489, C-curve | PUR | 2A 3-Pole Miniature circuit breaker, 480Y/277VAC, 10kA, UL489, C-curve | EA | EA |  | TRUE |  | P | DEL | 100
133092 | 2 | 1 | States | Champlin | Andrew Olson | TRUE | 2026-05-08T00:00:00 | 2026-10-21T00:00:00 | 2026-10-21T00:00:00 | 9 | 0 | 9 | 22.54 | 202.86 | 55316-3157 | USA | D02 | 7 | BORDER STATES - MPL | 55485-1450 | M9F42105 | 5A 1-Pole Miniature circuit breaker, 277VAC, 60VDC, 10kA, UL489, C-curve | PUR | 5A 1-Pole Miniature circuit breaker, 277VAC, 60VDC, 10kA, UL489, C-curve | EA | EA |  | TRUE |  | P | DEL | 100
134257 | 1 | 1 | States | Dayton | Andrew Olson | TRUE | 2026-06-22T00:00:00 | 2027-01-15T00:00:00 | 2027-01-12T00:00:00 | 36 | 0 | 36 | 197.55 | 7111.8 | 55369-6417 | USA | D02 | 7 | BORDER STATES - MPL | 55485-1450 | 2132727314 | PDV-65 Optima Arrester (22 kV MCOV, 7314 Hardware) Distribution Class | PUR | PDV-65 Optima Arrester (22 kV MCOV, 7314 Hardware) Distribution Class | EA | EA |  | TRUE |  | P | DEL | DAYTON
134257 | 2 | 1 | States | Dayton | Andrew Olson | TRUE | 2026-06-22T00:00:00 | 2027-01-11T00:00:00 | 2027-01-11T00:00:00 | 6 | 0 | 6 | 162.9 | 977.4 | 55369-6417 | USA | D02 | 7 | BORDER STATES - MPL | 55485-1450 | BDL26060 | Molded case circuit breaker: 60A, 2P, DIN rail mount, 25kA at 480Y/277VAC, 18kA at 125/250VDC | PUR | Molded case circuit breaker: 60A, 2P, DIN rail mount, 25kA at 480Y/277VAC, 18kA at 125/250VDC | EA | EA |  | TRUE |  | P | DEL | DAYTON
134290 | 1 | 1 | States | Champlin | Andrew Olson | TRUE | 2026-06-23T00:00:00 | 2026-07-20T00:00:00 |  | 40 | 0 | 40 | 37.31 | 1492.4 | 55316-3157 | USA | D02 | 7 | BORDER STATES - MPL | 55485-1450 | HBLMRBGN_ | Bus bar mount receptacle, green, 400A, Male | PUR | Bus bar mount receptacle, green, 400A, Male | EA | EA |  | FALSE |  | P | DEL | Dayton
133091 | 1 | 1 | States | Champlin | Andrew Olson | TRUE | 2026-05-08T00:00:00 | 2026-10-26T00:00:00 | 2026-10-26T00:00:00 | 16 | 0 | 16 | 36.23 | 579.68 | 55316-3157 | USA | D02 | 7 | BORDER STATES - MPL | 55485-1450 | HBLFRBBN_ | Bus bar mount receptacle, brown, 400A, Female | PUR | Bus bar mount receptacle, brown, 400A, Female | EA | EA |  | TRUE |  | P | DEL | 100
133091 | 2 | 1 | States | Champlin | Andrew Olson | TRUE | 2026-05-08T00:00:00 | 2026-07-27T00:00:00 | 2026-07-27T00:00:00 | 142 | 0 | 142 | 36.23 | 15615.13 | 55316-3157 | USA | D02 | 7 | BORDER STATES - MPL | 55485-1450 | HBLFRBGN_ | Bus bar mount receptacle, green, 400A, Female | PUR | Bus bar mount receptacle, green, 400A, Female | EA | EA |  | TRUE |  | P | DEL | 100
133091 | 2 | 2 | States | Champlin | Andrew Olson | TRUE | 2026-05-08T00:00:00 | 2026-08-10T00:00:00 | 2026-08-10T00:00:00 | 34 | 0 | 34 | 36.23 | 15615.13 | 55316-3157 | USA | D02 | 7 | BORDER STATES - MPL | 55485-1450 | HBLFRBGN_ | Bus bar mount receptacle, green, 400A, Female | PUR | Bus bar mount receptacle, green, 400A, Female | EA | EA |  | TRUE |  | P | DEL | 100
133091 | 2 | 3 | States | Champlin | Andrew Olson | TRUE | 2026-05-08T00:00:00 | 2026-08-25T00:00:00 | 2026-08-25T00:00:00 | 84 | 0 | 84 | 36.23 | 15615.13 | 55316-3157 | USA | D02 | 7 | BORDER STATES - MPL | 55485-1450 | HBLFRBGN_ | Bus bar mount receptacle, green, 400A, Female | PUR | Bus bar mount receptacle, green, 400A, Female | EA | EA |  | TRUE |  | P | DEL | 100
133091 | 2 | 4 | States | Champlin | Andrew Olson | TRUE | 2026-05-08T00:00:00 | 2026-09-24T00:00:00 | 2026-09-24T00:00:00 | 126 | 0 | 126 | 36.23 | 15615.13 | 55316-3157 | USA | D02 | 7 | BORDER STATES - MPL | 55485-1450 | HBLFRBGN_ | Bus bar mount receptacle, green, 400A, Female | PUR | Bus bar mount receptacle, green, 400A, Female | EA | EA |  | TRUE |  | P | DEL | 100
133091 | 2 | 5 | States | Champlin | Andrew Olson | TRUE | 2026-05-08T00:00:00 | 2026-10-26T00:00:00 | 2026-10-26T00:00:00 | 45 | 0 | 45 | 36.23 | 15615.13 | 55316-3157 | USA | D02 | 7 | BORDER STATES - MPL | 55485-1450 | HBLFRBGN_ | Bus bar mount receptacle, green, 400A, Female | PUR | Bus bar mount receptacle, green, 400A, Female | EA | EA |  | TRUE |  | P | DEL | 100
133091 | 3 | 1 | States | Champlin | Andrew Olson | TRUE | 2026-05-08T00:00:00 | 2026-10-26T00:00:00 | 2026-10-26T00:00:00 | 16 | 0 | 16 | 36.23 | 579.68 | 55316-3157 | USA | D02 | 7 | BORDER STATES - MPL | 55485-1450 | HBLFRBO_ | CAM LOCK ORANGE HUBBELL | PUR | CAM LOCK ORANGE HUBBELL | EA | EA |  | TRUE |  | P | DEL | 100
133091 | 4 | 1 | States | Champlin | Andrew Olson | TRUE | 2026-05-08T00:00:00 | 2026-10-26T00:00:00 | 2026-10-26T00:00:00 | 16 | 0 | 16 | 36.23 | 579.68 | 55316-3157 | USA | D02 | 7 | BORDER STATES - MPL | 55485-1450 | HBLFRBY | Bus bar mount receptacle, yellow, 400A, Female | PUR | Bus bar mount receptacle, yellow, 400A, Female | EA | EA |  | TRUE |  | P | DEL | 100
131563 | 5 | 1 | States | Dayton | Andrew Olson | TRUE | 2026-03-03T00:00:00 | 2026-09-07T00:00:00 | 2026-08-06T00:00:00 | 32 | 0 | 32 | 70.99 | 2271.68 | 55369-6417 | USA | D02 | 7 | BORDER STATES - MPL | 55485-1450 | M9U21225 | 25A, 2P Miniature circuit breaker, Multi9 C60H-DC, C curve, 5kA (UL1077), 6kA (IEC/EN 60947-2) | PUR | 25A, 2P Miniature circuit breaker, Multi9 C60H-DC, C curve, 5kA (UL1077), 6kA (IEC/EN 60947-2) | EA | EA |  | TRUE |  | P | DEL | Dayton
131563 | 2 | 1 | States | Dayton | Andrew Olson | TRUE | 2026-03-03T00:00:00 | 2026-09-30T00:00:00 | 2026-08-16T00:00:00 | 116 | 0 | 116 | 14.49 | 1680.84 | 55369-6417 | USA | D02 | 7 | BORDER STATES - MPL | 55485-1450 | M9A26909 | Auxiliary contact, Multi9 M9A, OF/SD+OF, 2 C/O, 100mA to 6A, 24VAC to 415VAC, 24VDC to 130VDC, top and bottom connection | PUR | Auxiliary contact, Multi9 M9A, OF/SD+OF, 2 C/O, 100mA to 6A, 24VAC to 415VAC, 24VDC to 130VDC, top and bottom connection | EA | EA |  | TRUE |  | P | DEL | Dayton
133500 | 12 | 2 | States | Champlin | Andrew Olson | TRUE | 2026-05-21T00:00:00 | 2026-08-25T00:00:00 | 2026-08-25T00:00:00 | 28 | 0 | 28 | 45.04 | 1396.24 | 55316-3157 | USA | D02 | 7 | BORDER STATES - MPL | 55485-1450 | M9F42240 | 40A 2-Pole Miniature circuit breaker, 277VAC, 60VDC, 10kA, UL489, C-curve | PUR | 40A 2-Pole Miniature circuit breaker, 277VAC, 60VDC, 10kA, UL489, C-curve | EA | EA |  | TRUE |  | P | DEL | 100
133500 | 11 | 3 | States | Champlin | Andrew Olson | TRUE | 2026-05-21T00:00:00 | 2026-10-21T00:00:00 | 2026-10-21T00:00:00 | 51 | 0 | 51 | 45.04 | 6801.04 | 55316-3157 | USA | D02 | 7 | BORDER STATES - MPL | 55485-1450 | M9F42230 | 30A 2-POLE, MULTI 9 - C60BP C-CURVE, 480Y/277V, 10kA, UL489 MINITURE CIRCUIT BREAKER | PUR | 30A 2-POLE, MULTI 9 - C60BP C-CURVE, 480Y/277V, 10kA, UL489 MINITURE CIRCUIT BREAKER | EA | EA |  | TRUE |  | P | DEL | 100
133500 | 11 | 2 | States | Champlin | Andrew Olson | TRUE | 2026-05-21T00:00:00 | 2026-09-24T00:00:00 | 2026-09-24T00:00:00 | 18 | 0 | 18 | 45.04 | 6801.04 | 55316-3157 | USA | D02 | 7 | BORDER STATES - MPL | 55485-1450 | M9F42230 | 30A 2-POLE, MULTI 9 - C60BP C-CURVE, 480Y/277V, 10kA, UL489 MINITURE CIRCUIT BREAKER | PUR | 30A 2-POLE, MULTI 9 - C60BP C-CURVE, 480Y/277V, 10kA, UL489 MINITURE CIRCUIT BREAKER | EA | EA |  | TRUE |  | P | DEL | 100
133500 | 11 | 1 | States | Champlin | Andrew Olson | TRUE | 2026-05-21T00:00:00 | 2026-08-25T00:00:00 | 2026-08-25T00:00:00 | 82 | 0 | 82 | 45.04 | 6801.04 | 55316-3157 | USA | D02 | 7 | BORDER STATES - MPL | 55485-1450 | M9F42230 | 30A 2-POLE, MULTI 9 - C60BP C-CURVE, 480Y/277V, 10kA, UL489 MINITURE CIRCUIT BREAKER | PUR | 30A 2-POLE, MULTI 9 - C60BP C-CURVE, 480Y/277V, 10kA, UL489 MINITURE CIRCUIT BREAKER | EA | EA |  | TRUE |  | P | DEL | 100
133500 | 10 | 3 | States | Champlin | Andrew Olson | TRUE | 2026-05-21T00:00:00 | 2026-10-21T00:00:00 | 2026-10-21T00:00:00 | 53 | 0 | 53 | 45.04 | 8512.56 | 55316-3157 | USA | D02 | 7 | BORDER STATES - MPL | 55485-1450 | M9F42210 | 10A 2-POLE, MULTI 9 - C60BP C-CURVE, 480Y/277V, 10kA, UL489 MINITURE CIRCUIT BREAKER | CB | 10A 2-POLE, MULTI 9 - C60BP C-CURVE, 480Y/277V, 10kA, UL489 MINITURE CIRCUIT BREAKER | EA | EA |  | TRUE |  | P | DEL | 100
133500 | 10 | 2 | States | Champlin | Andrew Olson | TRUE | 2026-05-21T00:00:00 | 2026-09-24T00:00:00 | 2026-09-24T00:00:00 | 64 | 0 | 64 | 45.04 | 8512.56 | 55316-3157 | USA | D02 | 7 | BORDER STATES - MPL | 55485-1450 | M9F42210 | 10A 2-POLE, MULTI 9 - C60BP C-CURVE, 480Y/277V, 10kA, UL489 MINITURE CIRCUIT BREAKER | CB | 10A 2-POLE, MULTI 9 - C60BP C-CURVE, 480Y/277V, 10kA, UL489 MINITURE CIRCUIT BREAKER | EA | EA |  | TRUE |  | P | DEL | 100
133500 | 10 | 1 | States | Champlin | Andrew Olson | TRUE | 2026-05-21T00:00:00 | 2026-08-25T00:00:00 | 2026-08-25T00:00:00 | 72 | 0 | 72 | 45.04 | 8512.56 | 55316-3157 | USA | D02 | 7 | BORDER STATES - MPL | 55485-1450 | M9F42210 | 10A 2-POLE, MULTI 9 - C60BP C-CURVE, 480Y/277V, 10kA, UL489 MINITURE CIRCUIT BREAKER | CB | 10A 2-POLE, MULTI 9 - C60BP C-CURVE, 480Y/277V, 10kA, UL489 MINITURE CIRCUIT BREAKER | EA | EA |  | TRUE |  | P | DEL | 100
133500 | 9 | 5 | States | Champlin | Andrew Olson | TRUE | 2026-05-21T00:00:00 | 2026-10-21T00:00:00 | 2026-10-21T00:00:00 | 51 | 0 | 51 | 21.68 | 2948.48 | 55316-3157 | USA | D02 | 7 | BORDER STATES - MPL | 55485-1450 | M9F42120 | 20A 1-POLE, MULTI 9 - C60BP C-CURVE, 277V, 10kA, UL489 MINITURE CIRCUIT BREAKER | CB | 20A 1-POLE, MULTI 9 - C60BP C-CURVE, 277V, 10kA, UL489 MINITURE CIRCUIT BREAKER | EA | EA |  | TRUE |  | P | DEL | 100
133500 | 9 | 3 | States | Champlin | Andrew Olson | TRUE | 2026-05-21T00:00:00 | 2026-09-24T00:00:00 | 2026-09-24T00:00:00 | 51 | 0 | 51 | 21.68 | 2948.48 | 55316-3157 | USA | D02 | 7 | BORDER STATES - MPL | 55485-1450 | M9F42120 | 20A 1-POLE, MULTI 9 - C60BP C-CURVE, 277V, 10kA, UL489 MINITURE CIRCUIT BREAKER | CB | 20A 1-POLE, MULTI 9 - C60BP C-CURVE, 277V, 10kA, UL489 MINITURE CIRCUIT BREAKER | EA | EA |  | TRUE |  | P | DEL | 100
133500 | 9 | 1 | States | Champlin | Andrew Olson | TRUE | 2026-05-21T00:00:00 | 2026-08-25T00:00:00 | 2026-08-25T00:00:00 | 34 | 0 | 34 | 21.68 | 2948.48 | 55316-3157 | USA | D02 | 7 | BORDER STATES - MPL | 55485-1450 | M9F42120 | 20A 1-POLE, MULTI 9 - C60BP C-CURVE, 277V, 10kA, UL489 MINITURE CIRCUIT BREAKER | CB | 20A 1-POLE, MULTI 9 - C60BP C-CURVE, 277V, 10kA, UL489 MINITURE CIRCUIT BREAKER | EA | EA |  | TRUE |  | P | DEL | 100
133500 | 8 | 4 | States | Champlin | Andrew Olson | TRUE | 2026-05-21T00:00:00 | 2026-10-26T00:00:00 | 2026-10-26T00:00:00 | 241 | 0 | 241 | 21.68 | 14720.72 | 55316-3157 | USA | D02 | 7 | BORDER STATES - MPL | 55485-1450 | M9F42110 | 10A 1-Pole Miniature circuit breaker, 277VAC, 60VDC, 10kA, UL489, C-curve | PUR | 10A 1-Pole Miniature circuit breaker, 277VAC, 60VDC, 10kA, UL489, C-curve | EA | EA |  | TRUE |  | P | DEL | 100
133500 | 8 | 2 | States | Champlin | Andrew Olson | TRUE | 2026-05-21T00:00:00 | 2026-09-24T00:00:00 | 2026-09-24T00:00:00 | 338 | 0 | 338 | 21.68 | 14720.72 | 55316-3157 | USA | D02 | 7 | BORDER STATES - MPL | 55485-1450 | M9F42110 | 10A 1-Pole Miniature circuit breaker, 277VAC, 60VDC, 10kA, UL489, C-curve | PUR | 10A 1-Pole Miniature circuit breaker, 277VAC, 60VDC, 10kA, UL489, C-curve | EA | EA |  | TRUE |  | P | DEL | 100
133500 | 8 | 1 | States | Champlin | Andrew Olson | TRUE | 2026-05-21T00:00:00 | 2026-08-25T00:00:00 | 2026-08-25T00:00:00 | 100 | 0 | 100 | 21.68 | 14720.72 | 55316-3157 | USA | D02 | 7 | BORDER STATES - MPL | 55485-1450 | M9F42110 | 10A 1-Pole Miniature circuit breaker, 277VAC, 60VDC, 10kA, UL489, C-curve | PUR | 10A 1-Pole Miniature circuit breaker, 277VAC, 60VDC, 10kA, UL489, C-curve | EA | EA |  | TRUE |  | P | DEL | 100
133500 | 7 | 4 | States | Champlin | Andrew Olson | TRUE | 2026-05-21T00:00:00 | 2026-10-26T00:00:00 | 2026-10-26T00:00:00 | 250 | 0 | 250 | 22.54 | 23441.6 | 55316-3157 | USA | D02 | 7 | BORDER STATES - MPL | 55485-1450 | M9F42105 | 5A 1-Pole Miniature circuit breaker, 277VAC, 60VDC, 10kA, UL489, C-curve | PUR | 5A 1-Pole Miniature circuit breaker, 277VAC, 60VDC, 10kA, UL489, C-curve | EA | EA |  | TRUE |  | P | DEL | 100
133500 | 7 | 3 | States | Champlin | Andrew Olson | TRUE | 2026-05-21T00:00:00 | 2026-09-24T00:00:00 | 2026-09-24T00:00:00 | 250 | 0 | 250 | 22.54 | 23441.6 | 55316-3157 | USA | D02 | 7 | BORDER STATES - MPL | 55485-1450 | M9F42105 | 5A 1-Pole Miniature circuit breaker, 277VAC, 60VDC, 10kA, UL489, C-curve | PUR | 5A 1-Pole Miniature circuit breaker, 277VAC, 60VDC, 10kA, UL489, C-curve | EA | EA |  | TRUE |  | P | DEL | 100
133500 | 7 | 1 | States | Champlin | Andrew Olson | TRUE | 2026-05-21T00:00:00 | 2026-08-25T00:00:00 | 2026-08-25T00:00:00 | 540 | 0 | 540 | 22.54 | 23441.6 | 55316-3157 | USA | D02 | 7 | BORDER STATES - MPL | 55485-1450 | M9F42105 | 5A 1-Pole Miniature circuit breaker, 277VAC, 60VDC, 10kA, UL489, C-curve | PUR | 5A 1-Pole Miniature circuit breaker, 277VAC, 60VDC, 10kA, UL489, C-curve | EA | EA |  | TRUE |  | P | DEL | 100
133500 | 6 | 1 | States | Champlin | Andrew Olson | TRUE | 2026-05-21T00:00:00 | 2026-10-26T00:00:00 | 2026-10-26T00:00:00 | 178 | 0 | 178 | 22.54 | 4012.12 | 55316-3157 | USA | D02 | 7 | BORDER STATES - MPL | 55485-1450 | M9F42102 | 2A 1-Pole Miniature circuit breaker, 277VAC, 60VDC, 10kA, UL489, C-curve | PUR | 2A 1-Pole Miniature circuit breaker, 277VAC, 60VDC, 10kA, UL489, C-curve | EA | EA |  | TRUE |  | P | DEL | 100
133500 | 5 | 2 | States | Champlin | Andrew Olson | TRUE | 2026-05-21T00:00:00 | 2026-09-24T00:00:00 | 2026-09-24T00:00:00 | 24 | 0 | 24 | 54.07 | 2162.8 | 55316-3157 | USA | D02 | 7 | BORDER STATES - MPL | 55485-1450 | HG1000404 | HG Filter Fan Exhaust Grille IP54, fits HF10 fans 10-inch, Lt Gray, Plastic | PUR | HG Filter Fan Exhaust Grille IP54, fits HF10 fans 10-inch, Lt Gray, Plastic | EA | EA |  | TRUE |  | P | DEL | 100
133500 | 5 | 1 | States | Champlin | Andrew Olson | TRUE | 2026-05-21T00:00:00 | 2026-08-25T00:00:00 | 2026-08-25T00:00:00 | 16 | 0 | 16 | 54.07 | 2162.8 | 55316-3157 | USA | D02 | 7 | BORDER STATES - MPL | 55485-1450 | HG1000404 | HG Filter Fan Exhaust Grille IP54, fits HF10 fans 10-inch, Lt Gray, Plastic | PUR | HG Filter Fan Exhaust Grille IP54, fits HF10 fans 10-inch, Lt Gray, Plastic | EA | EA |  | TRUE |  | P | DEL | 100
133500 | 4 | 2 | States | Champlin | Andrew Olson | TRUE | 2026-05-21T00:00:00 | 2026-09-24T00:00:00 | 2026-09-24T00:00:00 | 24 | 0 | 24 | 250 | 10000 | 55316-3157 | USA | D02 | 7 | BORDER STATES - MPL | 55485-1450 | HF1016414 | HF10 Side-Mount Filter Fan, 115V 159CFM, Lt Gray | PUR | HF10 Side-Mount Filter Fan, 115V 159CFM, Lt Gray | EA | EA |  | TRUE |  | P | DEL | 100
133500 | 4 | 1 | States | Champlin | Andrew Olson | TRUE | 2026-05-21T00:00:00 | 2026-08-25T00:00:00 | 2026-08-25T00:00:00 | 16 | 0 | 16 | 250 | 10000 | 55316-3157 | USA | D02 | 7 | BORDER STATES - MPL | 55485-1450 | HF1016414 | HF10 Side-Mount Filter Fan, 115V 159CFM, Lt Gray | PUR | HF10 Side-Mount Filter Fan, 115V 159CFM, Lt Gray | EA | EA |  | TRUE |  | P | DEL | 100
133500 | 3 | 2 | States | Champlin | Andrew Olson | TRUE | 2026-05-21T00:00:00 | 2026-09-24T00:00:00 | 2026-09-24T00:00:00 | 24 | 0 | 24 | 227.34 | 9093.6 | 55316-3157 | USA | D02 | 7 | BORDER STATES - MPL | 55485-1450 | A72P36 | Panel for Type 3R 4 4X 12 13 Enclosure, fits 72x36, White, Steel Catalog#: A72P36 | PUR | Panel for Type 3R 4 4X 12 13 Enclosure, fits 72x36, White, Steel Catalog#: A72P36 | EA | EA |  | TRUE |  | P | DEL | 100
133500 | 3 | 1 | States | Champlin | Andrew Olson | TRUE | 2026-05-21T00:00:00 | 2026-08-25T00:00:00 | 2026-08-25T00:00:00 | 16 | 0 | 16 | 227.34 | 9093.6 | 55316-3157 | USA | D02 | 7 | BORDER STATES - MPL | 55485-1450 | A72P36 | Panel for Type 3R 4 4X 12 13 Enclosure, fits 72x36, White, Steel Catalog#: A72P36 | PUR | Panel for Type 3R 4 4X 12 13 Enclosure, fits 72x36, White, Steel Catalog#: A72P36 | EA | EA |  | TRUE |  | P | DEL | 100
133500 | 2 | 2 | States | Champlin | Andrew Olson | TRUE | 2026-05-21T00:00:00 | 2026-09-24T00:00:00 | 2026-09-24T00:00:00 | 24 | 0 | 24 | 1185.75 | 47430 | 55316-3157 | USA | D02 | 7 | BORDER STATES - MPL | 55485-1450 | A72H36DLP3PT | Marshalling Cabinet, 72x36x12, continuous hinge, NEMA 3R/4/4X/12/13 | PUR | Marshalling Cabinet, 72x36x12, continuous hinge, NEMA 3R/4/4X/12/13 | EA | EA |  | TRUE |  | P | DEL | 100
133500 | 2 | 1 | States | Champlin | Andrew Olson | TRUE | 2026-05-21T00:00:00 | 2026-08-25T00:00:00 | 2026-08-25T00:00:00 | 16 | 0 | 16 | 1185.75 | 47430 | 55316-3157 | USA | D02 | 7 | BORDER STATES - MPL | 55485-1450 | A72H36DLP3PT | Marshalling Cabinet, 72x36x12, continuous hinge, NEMA 3R/4/4X/12/13 | PUR | Marshalling Cabinet, 72x36x12, continuous hinge, NEMA 3R/4/4X/12/13 | EA | EA |  | TRUE |  | P | DEL | 100
133500 | 1 | 1 | States | Champlin | Andrew Olson | TRUE | 2026-05-21T00:00:00 | 2026-09-16T00:00:00 | 2026-07-06T00:00:00 | 10 | 0 | 10 | 137.28 | 1372.8 | 55316-3157 | USA | D02 | 7 | BORDER STATES - MPL | 55485-1450 | 213715-7314 | PDV-100 Optima, 15.3kV MCOV / Uc, 18kV Duty Cycle Rating / UrTop Hardware - Hex Nut, Wire Clamp, & Protective Cap. Mounting Hardware - Insulating Bracket.Bottom Hardware - Isolator, Hex Nut, Wire Clamp, Flat Washer & Nylon Retainer Washer | PUR | PDV-100 Optima, 15.3kV MCOV / Uc, 18kV Duty Cycle Rating / UrTop Hardware - Hex Nut, Wire Clamp, & Protective Cap. Mounting Hardware - Insulating Bracket.Bottom Hardware - Isolator, Hex Nut, Wire Clamp, Flat Washer & Nylon Retainer Washer | EA | EA |  | TRUE |  | P | DEL | 100
133924 | 1 | 1 | States | Champlin | Andrew Olson | TRUE | 2026-06-08T00:00:00 | 2026-10-02T00:00:00 | 2026-10-02T00:00:00 | 108 | 0 | 108 | 37.31 | 4029.48 | 55316-3157 | USA | D02 | 7 | BORDER STATES - MPL | 55485-1450 | HBLMRBBK | Black Male Cam Lock, Single hole bus bar, 600V 400A | PUR | Black Male Cam Lock, Single hole bus bar, 600V 400A | EA | EA |  | TRUE |  | P | DEL | 100
133924 | 2 | 1 | States | Champlin | Andrew Olson | TRUE | 2026-06-08T00:00:00 | 2026-11-20T00:00:00 | 2026-11-20T00:00:00 | 15 | 0 | 15 | 18.14 | 272.1 | 55316-3157 | USA | D02 | 7 | BORDER STATES - MPL | 55485-1450 | HBLMRSCGN | Threaded stud mount receptacle, green, 400A, male, threaded mounting holes, 1.11" stud | PUR | Threaded stud mount receptacle, green, 400A, male, threaded mounting holes, 1.11" stud | EA | EA |  | TRUE |  | P | DEL | 100
133924 | 3 | 1 | States | Champlin | Andrew Olson | TRUE | 2026-06-08T00:00:00 | 2026-11-20T00:00:00 | 2026-11-20T00:00:00 | 15 | 0 | 15 | 18.14 | 272.1 | 55316-3157 | USA | D02 | 7 | BORDER STATES - MPL | 55485-1450 | HBLMRSCO | Threaded stud mount receptacle, orange, 400A, male, threaded mounting holes, 1.11" stud | PUR | Threaded stud mount receptacle, orange, 400A, male, threaded mounting holes, 1.11" stud | EA | EA |  | TRUE |  | P | DEL | 100
133924 | 4 | 1 | States | Champlin | Andrew Olson | TRUE | 2026-06-08T00:00:00 | 2026-11-20T00:00:00 | 2026-11-20T00:00:00 | 15 | 0 | 15 | 18.14 | 272.1 | 55316-3157 | USA | D02 | 7 | BORDER STATES - MPL | 55485-1450 | HBLMRSCW | Threaded stud mount receptacle, white, 400A, male, threaded mounting holes, 1.11" stud | PUR | Threaded stud mount receptacle, white, 400A, male, threaded mounting holes, 1.11" stud | EA | EA |  | TRUE |  | P | DEL | 100
133924 | 5 | 1 | States | Champlin | Andrew Olson | TRUE | 2026-06-08T00:00:00 | 2026-11-20T00:00:00 | 2026-11-20T00:00:00 | 15 | 0 | 15 | 18.14 | 272.1 | 55316-3157 | USA | D02 | 7 | BORDER STATES - MPL | 55485-1450 | HBLMRSCY | Threaded stud mount receptacle, yellow, 400A, male, threaded mounting holes, 1.11" stud | PUR | Threaded stud mount receptacle, yellow, 400A, male, threaded mounting holes, 1.11" stud | EA | EA |  | TRUE |  | P | DEL | 100
133924 | 6 | 1 | States | Champlin | Andrew Olson | TRUE | 2026-06-08T00:00:00 | 2026-11-02T00:00:00 | 2026-11-02T00:00:00 | 45 | 0 | 45 | 22.54 | 1014.3 | 55316-3157 | USA | D02 | 7 | BORDER STATES - MPL | 55485-1450 | M9F42102 | 2A 1-Pole Miniature circuit breaker, 277VAC, 60VDC, 10kA, UL489, C-curve | PUR | 2A 1-Pole Miniature circuit breaker, 277VAC, 60VDC, 10kA, UL489, C-curve | EA | EA |  | TRUE |  | P | DEL | 100
133924 | 7 | 1 | States | Champlin | Andrew Olson | TRUE | 2026-06-08T00:00:00 | 2026-07-31T00:00:00 | 2026-07-31T00:00:00 | 100 | 0 | 100 | 21.68 | 2168 | 55316-3157 | USA | D02 | 7 | BORDER STATES - MPL | 55485-1450 | M9F42110 | 10A 1-Pole Miniature circuit breaker, 277VAC, 60VDC, 10kA, UL489, C-curve | PUR | 10A 1-Pole Miniature circuit breaker, 277VAC, 60VDC, 10kA, UL489, C-curve | EA | EA |  | TRUE |  | P | DEL | 100
133924 | 8 | 1 | States | Champlin | Andrew Olson | TRUE | 2026-06-08T00:00:00 | 2026-10-12T00:00:00 | 2026-10-12T00:00:00 | 50 | 0 | 50 | 21.68 | 2168 | 55316-3157 | USA | D02 | 7 | BORDER STATES - MPL | 55485-1450 | M9F42120 | 20A 1-POLE, MULTI 9 - C60BP C-CURVE, 277V, 10kA, UL489 MINITURE CIRCUIT BREAKER | CB | 20A 1-POLE, MULTI 9 - C60BP C-CURVE, 277V, 10kA, UL489 MINITURE CIRCUIT BREAKER | EA | EA |  | TRUE |  | P | DEL | 100
133924 | 8 | 2 | States | Champlin | Andrew Olson | TRUE | 2026-06-08T00:00:00 | 2026-11-20T00:00:00 | 2026-11-20T00:00:00 | 50 | 0 | 50 | 21.68 | 2168 | 55316-3157 | USA | D02 | 7 | BORDER STATES - MPL | 55485-1450 | M9F42120 | 20A 1-POLE, MULTI 9 - C60BP C-CURVE, 277V, 10kA, UL489 MINITURE CIRCUIT BREAKER | CB | 20A 1-POLE, MULTI 9 - C60BP C-CURVE, 277V, 10kA, UL489 MINITURE CIRCUIT BREAKER | EA | EA |  | TRUE |  | P | DEL | 100
133924 | 10 | 1 | States | Champlin | Andrew Olson | TRUE | 2026-06-08T00:00:00 | 2026-11-20T00:00:00 | 2026-11-20T00:00:00 | 15 | 0 | 15 | 45.04 | 675.6 | 55316-3157 | USA | D02 | 7 | BORDER STATES - MPL | 55485-1450 | M9F42210 | 10A 2-POLE, MULTI 9 - C60BP C-CURVE, 480Y/277V, 10kA, UL489 MINITURE CIRCUIT BREAKER | CB | 10A 2-POLE, MULTI 9 - C60BP C-CURVE, 480Y/277V, 10kA, UL489 MINITURE CIRCUIT BREAKER | EA | EA |  | TRUE |  | P | DEL | 100
132564 | 1 | 1 | States | Dayton | Andrew Olson | TRUE | 2026-04-17T00:00:00 | 2026-08-26T00:00:00 | 2026-04-20T00:00:00 | 4 | 0 | 4 | 497.5 | 3980 | 55369-6417 | USA | D02 | 7 | BORDER STATES - MPL | 55485-1450 | PWR-RGD-AC-DC-H | High-voltage AC or DC power supply for 9300 ethernet switch. | PUR | High-voltage AC or DC power supply for 9300 ethernet switch. | EA | EA |  | TRUE |  | P | DEL | DAYTON
132564 | 1 | 2 | States | Dayton | Andrew Olson | TRUE | 2026-04-17T00:00:00 | 2026-08-26T00:00:00 | 2026-04-24T00:00:00 | 2 | 0 | 2 | 497.5 | 3980 | 55369-6417 | USA | D02 | 7 | BORDER STATES - MPL | 55485-1450 | PWR-RGD-AC-DC-H | High-voltage AC or DC power supply for 9300 ethernet switch. | PUR | High-voltage AC or DC power supply for 9300 ethernet switch. | EA | EA |  | TRUE |  | P | DEL | DAYTON
132564 | 1 | 3 | States | Dayton | Andrew Olson | TRUE | 2026-04-17T00:00:00 | 2026-08-26T00:00:00 | 2026-06-22T00:00:00 | 2 | 0 | 2 | 497.5 | 3980 | 55369-6417 | USA | D02 | 7 | BORDER STATES - MPL | 55485-1450 | PWR-RGD-AC-DC-H | High-voltage AC or DC power supply for 9300 ethernet switch. | PUR | High-voltage AC or DC power supply for 9300 ethernet switch. | EA | EA |  | TRUE |  | P | DEL | DAYTON
133714 | 1 | 1 | States | Dayton | Andrew Olson | TRUE | 2026-05-29T00:00:00 | 2026-11-20T00:00:00 | 2026-11-20T00:00:00 | 75 | 0 | 75 | 21.68 | 1626 | 55369-6417 | USA | D02 | 7 | BORDER STATES - MPL | 55485-1450 | M9F42120 | 20A 1-POLE, MULTI 9 - C60BP C-CURVE, 277V, 10kA, UL489 MINITURE CIRCUIT BREAKER | CB | 20A 1-POLE, MULTI 9 - C60BP C-CURVE, 277V, 10kA, UL489 MINITURE CIRCUIT BREAKER | EA | EA |  | TRUE |  | P | DEL | DAYTON
133714 | 2 | 1 | States | Dayton | Andrew Olson | TRUE | 2026-05-29T00:00:00 | 2026-11-20T00:00:00 | 2026-11-20T00:00:00 | 1110 | 0 | 1110 | 56.78 | 63025.8 | 55369-6417 | USA | D02 | 7 | BORDER STATES - MPL | 55485-1450 | SMCO-GND_BALL | C600-2102, Stainless Ball Stud | PUR | C600-2102, Stainless Ball Stud | EA | EA |  | TRUE |  | P | DEL | DAYTON
133714 | 3 | 1 | States | Dayton | Andrew Olson | TRUE | 2026-05-29T00:00:00 | 2026-11-20T00:00:00 | 2026-11-20T00:00:00 | 1110 | 0 | 1110 | 26.89 | 29847.9 | 55369-6417 | USA | D02 | 7 | BORDER STATES - MPL | 55485-1450 | SMCO-GND_COVER | GROUNDING STUD COVER | MEC | GROUNDING STUD COVER | EA | EA |  | TRUE |  | P | DEL | Dayton
132810 | 1 | 1 | States | Champlin | Andrew Olson | TRUE | 2026-04-28T00:00:00 | 2026-08-10T00:00:00 | 2026-08-10T00:00:00 | 16 | 0 | 16 | 36.23 | 579.68 | 55316-3157 | USA | D02 | 7 | BORDER STATES - MPL | 55485-1450 | HBLFRBBN_ | Bus bar mount receptacle, brown, 400A, Female | PUR | Bus bar mount receptacle, brown, 400A, Female | EA | EA |  | TRUE |  | P | DEL | 100
132810 | 2 | 1 | States | Champlin | Andrew Olson | TRUE | 2026-04-28T00:00:00 | 2026-08-10T00:00:00 | 2026-08-10T00:00:00 | 16 | 0 | 16 | 36.23 | 579.68 | 55316-3157 | USA | D02 | 7 | BORDER STATES - MPL | 55485-1450 | HBLFRBO_ | CAM LOCK ORANGE HUBBELL | PUR | CAM LOCK ORANGE HUBBELL | EA | EA |  | TRUE |  | P | DEL | 100
132810 | 3 | 1 | States | Champlin | Andrew Olson | TRUE | 2026-04-28T00:00:00 | 2026-08-10T00:00:00 | 2026-08-10T00:00:00 | 16 | 0 | 16 | 36.23 | 579.68 | 55316-3157 | USA | D02 | 7 | BORDER STATES - MPL | 55485-1450 | HBLFRBY | Bus bar mount receptacle, yellow, 400A, Female | PUR | Bus bar mount receptacle, yellow, 400A, Female | EA | EA |  | TRUE |  | P | DEL | 100
132810 | 4 | 1 | States | Champlin | Andrew Olson | TRUE | 2026-04-28T00:00:00 | 2026-09-04T00:00:00 | 2026-09-04T00:00:00 | 252 | 0 | 252 | 17.61 | 16482.96 | 55316-3157 | USA | D02 | 7 | BORDER STATES - MPL | 55485-1450 | HBLFRSCBK | Threaded stud mount receptacle, black, 400A, female, threaded mounting holes, 1.11" stud | PUR | Threaded stud mount receptacle, black, 400A, female, threaded mounting holes, 1.11" stud | EA | EA |  | TRUE |  | P | DEL | 100
132810 | 4 | 2 | States | Champlin | Andrew Olson | TRUE | 2026-04-28T00:00:00 | 2026-10-20T00:00:00 | 2026-10-20T00:00:00 | 342 | 0 | 342 | 17.61 | 16482.96 | 55316-3157 | USA | D02 | 7 | BORDER STATES - MPL | 55485-1450 | HBLFRSCBK | Threaded stud mount receptacle, black, 400A, female, threaded mounting holes, 1.11" stud | PUR | Threaded stud mount receptacle, black, 400A, female, threaded mounting holes, 1.11" stud | EA | EA |  | TRUE |  | P | DEL | 100
132810 | 4 | 3 | States | Champlin | Andrew Olson | TRUE | 2026-04-28T00:00:00 | 2026-11-04T00:00:00 | 2026-11-04T00:00:00 | 30 | 0 | 30 | 17.61 | 16482.96 | 55316-3157 | USA | D02 | 7 | BORDER STATES - MPL | 55485-1450 | HBLFRSCBK | Threaded stud mount receptacle, black, 400A, female, threaded mounting holes, 1.11" stud | PUR | Threaded stud mount receptacle, black, 400A, female, threaded mounting holes, 1.11" stud | EA | EA |  | TRUE |  | P | DEL | 100
132810 | 4 | 4 | States | Champlin | Andrew Olson | TRUE | 2026-04-28T00:00:00 | 2026-12-07T00:00:00 | 2026-12-07T00:00:00 | 312 | 0 | 312 | 17.61 | 16482.96 | 55316-3157 | USA | D02 | 7 | BORDER STATES - MPL | 55485-1450 | HBLFRSCBK | Threaded stud mount receptacle, black, 400A, female, threaded mounting holes, 1.11" stud | PUR | Threaded stud mount receptacle, black, 400A, female, threaded mounting holes, 1.11" stud | EA | EA |  | TRUE |  | P | DEL | 100
132810 | 5 | 2 | States | Champlin | Andrew Olson | TRUE | 2026-04-28T00:00:00 | 2026-08-10T00:00:00 | 2026-08-10T00:00:00 | 4 | 0 | 4 | 36.23 | 434.76 | 55316-3157 | USA | D02 | 7 | BORDER STATES - MPL | 55485-1450 | HBLMRBGN_ | Bus bar mount receptacle, green, 400A, Male | PUR | Bus bar mount receptacle, green, 400A, Male | EA | EA |  | TRUE |  | P | DEL | DAYTON
132810 | 6 | 1 | States | Champlin | Andrew Olson | TRUE | 2026-04-28T00:00:00 | 2026-09-04T00:00:00 | 2026-09-04T00:00:00 | 96 | 0 | 96 | 17.61 | 5071.68 | 55316-3157 | USA | D02 | 7 | BORDER STATES - MPL | 55485-1450 | HBLMRSCBN | Threaded stud mount receptacle, brown, 400A, male, threaded mounting holes, 1.11" stud | PUR | Threaded stud mount receptacle, brown, 400A, male, threaded mounting holes, 1.11" stud | EA | EA |  | TRUE |  | P | DEL | 100
132810 | 6 | 2 | States | Champlin | Andrew Olson | TRUE | 2026-04-28T00:00:00 | 2026-10-26T00:00:00 | 2026-10-26T00:00:00 | 96 | 0 | 96 | 17.61 | 5071.68 | 55316-3157 | USA | D02 | 7 | BORDER STATES - MPL | 55485-1450 | HBLMRSCBN | Threaded stud mount receptacle, brown, 400A, male, threaded mounting holes, 1.11" stud | PUR | Threaded stud mount receptacle, brown, 400A, male, threaded mounting holes, 1.11" stud | EA | EA |  | TRUE |  | P | DEL | 100
132810 | 6 | 3 | States | Champlin | Andrew Olson | TRUE | 2026-04-28T00:00:00 | 2026-12-07T00:00:00 | 2026-12-07T00:00:00 | 96 | 0 | 96 | 17.61 | 5071.68 | 55316-3157 | USA | D02 | 7 | BORDER STATES - MPL | 55485-1450 | HBLMRSCBN | Threaded stud mount receptacle, brown, 400A, male, threaded mounting holes, 1.11" stud | PUR | Threaded stud mount receptacle, brown, 400A, male, threaded mounting holes, 1.11" stud | EA | EA |  | TRUE |  | P | DEL | 100
132810 | 7 | 1 | States | Champlin | Andrew Olson | TRUE | 2026-04-28T00:00:00 | 2026-12-07T00:00:00 | 2026-12-07T00:00:00 | 9 | 0 | 9 | 17.61 | 158.49 | 55316-3157 | USA | D02 | 7 | BORDER STATES - MPL | 55485-1450 | HBLMRSCGN | Threaded stud mount receptacle, green, 400A, male, threaded mounting holes, 1.11" stud | PUR | Threaded stud mount receptacle, green, 400A, male, threaded mounting holes, 1.11" stud | EA | EA |  | TRUE |  | P | DEL | 100
132810 | 8 | 1 | States | Champlin | Andrew Olson | TRUE | 2026-04-28T00:00:00 | 2026-09-04T00:00:00 | 2026-09-04T00:00:00 | 96 | 0 | 96 | 17.61 | 5071.68 | 55316-3157 | USA | D02 | 7 | BORDER STATES - MPL | 55485-1450 | HBLMRSCO | Threaded stud mount receptacle, orange, 400A, male, threaded mounting holes, 1.11" stud | PUR | Threaded stud mount receptacle, orange, 400A, male, threaded mounting holes, 1.11" stud | EA | EA |  | TRUE |  | P | DEL | 100
132810 | 8 | 2 | States | Champlin | Andrew Olson | TRUE | 2026-04-28T00:00:00 | 2026-10-26T00:00:00 | 2026-10-26T00:00:00 | 96 | 0 | 96 | 17.61 | 5071.68 | 55316-3157 | USA | D02 | 7 | BORDER STATES - MPL | 55485-1450 | HBLMRSCO | Threaded stud mount receptacle, orange, 400A, male, threaded mounting holes, 1.11" stud | PUR | Threaded stud mount receptacle, orange, 400A, male, threaded mounting holes, 1.11" stud | EA | EA |  | TRUE |  | P | DEL | 100
132810 | 8 | 3 | States | Champlin | Andrew Olson | TRUE | 2026-04-28T00:00:00 | 2026-12-07T00:00:00 | 2026-12-07T00:00:00 | 96 | 0 | 96 | 17.61 | 5071.68 | 55316-3157 | USA | D02 | 7 | BORDER STATES - MPL | 55485-1450 | HBLMRSCO | Threaded stud mount receptacle, orange, 400A, male, threaded mounting holes, 1.11" stud | PUR | Threaded stud mount receptacle, orange, 400A, male, threaded mounting holes, 1.11" stud | EA | EA |  | TRUE |  | P | DEL | 100
132810 | 9 | 1 | States | Champlin | Andrew Olson | TRUE | 2026-04-28T00:00:00 | 2026-09-04T00:00:00 | 2026-09-04T00:00:00 | 96 | 0 | 96 | 17.61 | 5071.68 | 55316-3157 | USA | D02 | 7 | BORDER STATES - MPL | 55485-1450 | HBLMRSCW | Threaded stud mount receptacle, white, 400A, male, threaded mounting holes, 1.11" stud | PUR | Threaded stud mount receptacle, white, 400A, male, threaded mounting holes, 1.11" stud | EA | EA |  | TRUE |  | P | DEL | 100
132810 | 9 | 2 | States | Champlin | Andrew Olson | TRUE | 2026-04-28T00:00:00 | 2026-10-26T00:00:00 | 2026-10-26T00:00:00 | 96 | 0 | 96 | 17.61 | 5071.68 | 55316-3157 | USA | D02 | 7 | BORDER STATES - MPL | 55485-1450 | HBLMRSCW | Threaded stud mount receptacle, white, 400A, male, threaded mounting holes, 1.11" stud | PUR | Threaded stud mount receptacle, white, 400A, male, threaded mounting holes, 1.11" stud | EA | EA |  | TRUE |  | P | DEL | 100
132810 | 9 | 3 | States | Champlin | Andrew Olson | TRUE | 2026-04-28T00:00:00 | 2026-12-07T00:00:00 | 2026-12-07T00:00:00 | 96 | 0 | 96 | 17.61 | 5071.68 | 55316-3157 | USA | D02 | 7 | BORDER STATES - MPL | 55485-1450 | HBLMRSCW | Threaded stud mount receptacle, white, 400A, male, threaded mounting holes, 1.11" stud | PUR | Threaded stud mount receptacle, white, 400A, male, threaded mounting holes, 1.11" stud | EA | EA |  | TRUE |  | P | DEL | 100
132810 | 10 | 1 | States | Champlin | Andrew Olson | TRUE | 2026-04-28T00:00:00 | 2026-09-04T00:00:00 | 2026-09-04T00:00:00 | 96 | 0 | 96 | 17.61 | 5071.68 | 55316-3157 | USA | D02 | 7 | BORDER STATES - MPL | 55485-1450 | HBLMRSCY | Threaded stud mount receptacle, yellow, 400A, male, threaded mounting holes, 1.11" stud | PUR | Threaded stud mount receptacle, yellow, 400A, male, threaded mounting holes, 1.11" stud | EA | EA |  | TRUE |  | P | DEL | 100
132810 | 10 | 2 | States | Champlin | Andrew Olson | TRUE | 2026-04-28T00:00:00 | 2026-10-26T00:00:00 | 2026-10-26T00:00:00 | 96 | 0 | 96 | 17.61 | 5071.68 | 55316-3157 | USA | D02 | 7 | BORDER STATES - MPL | 55485-1450 | HBLMRSCY | Threaded stud mount receptacle, yellow, 400A, male, threaded mounting holes, 1.11" stud | PUR | Threaded stud mount receptacle, yellow, 400A, male, threaded mounting holes, 1.11" stud | EA | EA |  | TRUE |  | P | DEL | 100
132810 | 10 | 3 | States | Champlin | Andrew Olson | TRUE | 2026-04-28T00:00:00 | 2026-12-07T00:00:00 | 2026-12-07T00:00:00 | 96 | 0 | 96 | 17.61 | 5071.68 | 55316-3157 | USA | D02 | 7 | BORDER STATES - MPL | 55485-1450 | HBLMRSCY | Threaded stud mount receptacle, yellow, 400A, male, threaded mounting holes, 1.11" stud | PUR | Threaded stud mount receptacle, yellow, 400A, male, threaded mounting holes, 1.11" stud | EA | EA |  | TRUE |  | P | DEL | 100
132810 | 11 | 1 | States | Champlin | Andrew Olson | TRUE | 2026-04-28T00:00:00 | 2026-10-26T00:00:00 | 2026-10-26T00:00:00 | 22 | 0 | 22 | 11.69 | 2291.24 | 55316-3157 | USA | D02 | 7 | BORDER STATES - MPL | 55485-1450 | HBLNCBN_ | Camlock Cover, Brown | PUR | Camlock Cover, Brown | EA | EA |  | TRUE |  | P | DEL | 100
132810 | 11 | 2 | States | Champlin | Andrew Olson | TRUE | 2026-04-28T00:00:00 | 2026-11-04T00:00:00 | 2026-11-04T00:00:00 | 78 | 0 | 78 | 11.69 | 2291.24 | 55316-3157 | USA | D02 | 7 | BORDER STATES - MPL | 55485-1450 | HBLNCBN_ | Camlock Cover, Brown | PUR | Camlock Cover, Brown | EA | EA |  | TRUE |  | P | DEL | 100
132810 | 11 | 3 | States | Champlin | Andrew Olson | TRUE | 2026-04-28T00:00:00 | 2026-12-07T00:00:00 | 2026-12-07T00:00:00 | 96 | 0 | 96 | 11.69 | 2291.24 | 55316-3157 | USA | D02 | 7 | BORDER STATES - MPL | 55485-1450 | HBLNCBN_ | Camlock Cover, Brown | PUR | Camlock Cover, Brown | EA | EA |  | TRUE |  | P | DEL | 100
132810 | 12 | 1 | States | Champlin | Andrew Olson | TRUE | 2026-04-28T00:00:00 | 2026-11-04T00:00:00 | 2026-11-04T00:00:00 | 78 | 0 | 78 | 11.69 | 2034.06 | 55316-3157 | USA | D02 | 7 | BORDER STATES - MPL | 55485-1450 | HBLNCO_ | Camlock Cover, Orange | PUR | Camlock Cover, Orange | EA | EA |  | TRUE |  | P | DEL | 100
132810 | 12 | 2 | States | Champlin | Andrew Olson | TRUE | 2026-04-28T00:00:00 | 2026-12-07T00:00:00 | 2026-12-07T00:00:00 | 96 | 0 | 96 | 11.69 | 2034.06 | 55316-3157 | USA | D02 | 7 | BORDER STATES - MPL | 55485-1450 | HBLNCO_ | Camlock Cover, Orange | PUR | Camlock Cover, Orange | EA | EA |  | TRUE |  | P | DEL | 100
132810 | 13 | 1 | States | Champlin | Andrew Olson | TRUE | 2026-04-28T00:00:00 | 2026-12-07T00:00:00 | 2026-12-07T00:00:00 | 96 | 0 | 96 | 11.69 | 1122.24 | 55316-3157 | USA | D02 | 7 | BORDER STATES - MPL | 55485-1450 | HBLNCY_ | Camlock Cover, Yellow | PUR | Camlock Cover, Yellow | EA | EA |  | TRUE |  | P | DEL | 100
132810 | 14 | 1 | States | Champlin | Andrew Olson | TRUE | 2026-04-28T00:00:00 | 2026-08-25T00:00:00 | 2026-08-25T00:00:00 | 1 | 0 | 1 | 45.04 | 45.04 | 55316-3157 | USA | D02 | 7 | BORDER STATES - MPL | 55485-1450 | M9F42220 | 20A 2-Pole Miniature circuit breaker, 480Y/277VAC, 60/125VDC, 10kA, UL489, C-curve | PUR | 20A 2-Pole Miniature circuit breaker, 480Y/277VAC, 60/125VDC, 10kA, UL489, C-curve | EA | EA |  | TRUE |  | P | DEL | 100
132810 | 15 | 1 | States | Champlin | Andrew Olson | TRUE | 2026-04-28T00:00:00 | 2026-10-21T00:00:00 | 2026-10-21T00:00:00 | 2 | 0 | 2 | 67.59 | 135.18 | 55316-3157 | USA | D02 | 7 | BORDER STATES - MPL | 55485-1450 | M9F42302 | 2A 3-Pole Miniature circuit breaker, 480Y/277VAC, 10kA, UL489, C-curve | PUR | 2A 3-Pole Miniature circuit breaker, 480Y/277VAC, 10kA, UL489, C-curve | EA | EA |  | TRUE |  | P | DEL | 100
133918 | 1 | 1 | States | Dayton | Andrew Olson | TRUE | 2026-06-08T00:00:00 | 2026-10-27T00:00:00 | 2026-10-27T00:00:00 | 12 | 0 | 12 | 137.28 | 1647.36 | 55369-6417 | USA | D02 | 7 | BORDER STATES - MPL | 55485-1450 | 213715-7314 | PDV-100 Optima, 15.3kV MCOV / Uc, 18kV Duty Cycle Rating / UrTop Hardware - Hex Nut, Wire Clamp, & Protective Cap. Mounting Hardware - Insulating Bracket.Bottom Hardware - Isolator, Hex Nut, Wire Clamp, Flat Washer & Nylon Retainer Washer | PUR | PDV-100 Optima, 15.3kV MCOV / Uc, 18kV Duty Cycle Rating / UrTop Hardware - Hex Nut, Wire Clamp, & Protective Cap. Mounting Hardware - Insulating Bracket.Bottom Hardware - Isolator, Hex Nut, Wire Clamp, Flat Washer & Nylon Retainer Washer | EA | EA |  | TRUE |  | P | DEL | DAYTON
133918 | 2 | 1 | States | Dayton | Andrew Olson | TRUE | 2026-06-08T00:00:00 | 2026-08-10T00:00:00 | 2026-06-26T00:00:00 | 68 | 1 | 67 | 162.9 | 11077.2 | 55369-6417 | USA | D02 | 7 | BORDER STATES - MPL | 55485-1450 | BDL26060 | Molded case circuit breaker: 60A, 2P, DIN rail mount, 25kA at 480Y/277VAC, 18kA at 125/250VDC | PUR | Molded case circuit breaker: 60A, 2P, DIN rail mount, 25kA at 480Y/277VAC, 18kA at 125/250VDC | EA | EA |  | TRUE |  | P | DEL | DAYTON
133918 | 4 | 1 | States | Dayton | Andrew Olson | TRUE | 2026-06-08T00:00:00 | 2026-07-28T00:00:00 | 2026-07-28T00:00:00 | 50 | 0 | 50 | 21.68 | 3859.04 | 55369-6417 | USA | D02 | 7 | BORDER STATES - MPL | 55485-1450 | M9F42115 | MINIATURE CIRCUIT BREAKER (MCB), MULTI9 C60BP, 1P, 15A, C CURVE, 14KA (UL489), 10KA (IEC/EN 60947-2) | PUR | MINIATURE CIRCUIT BREAKER (MCB), MULTI9 C60BP, 1P, 15A, C CURVE, 14KA (UL489), 10KA (IEC/EN 60947-2) | EA | EA |  | TRUE |  | P | DEL | DAYTON
133918 | 4 | 2 | States | Dayton | Andrew Olson | TRUE | 2026-06-08T00:00:00 | 2026-08-03T00:00:00 | 2026-10-26T00:00:00 | 128 | 0 | 128 | 21.68 | 3859.04 | 55369-6417 | USA | D02 | 7 | BORDER STATES - MPL | 55485-1450 | M9F42115 | MINIATURE CIRCUIT BREAKER (MCB), MULTI9 C60BP, 1P, 15A, C CURVE, 14KA (UL489), 10KA (IEC/EN 60947-2) | PUR | MINIATURE CIRCUIT BREAKER (MCB), MULTI9 C60BP, 1P, 15A, C CURVE, 14KA (UL489), 10KA (IEC/EN 60947-2) | EA | EA |  | TRUE |  | P | DEL | DAYTON
133918 | 5 | 1 | States | Dayton | Andrew Olson | TRUE | 2026-06-08T00:00:00 | 2026-11-20T00:00:00 | 2026-11-20T00:00:00 | 150 | 0 | 150 | 21.68 | 3252 | 55369-6417 | USA | D02 | 7 | BORDER STATES - MPL | 55485-1450 | M9F42120 | 20A 1-POLE, MULTI 9 - C60BP C-CURVE, 277V, 10kA, UL489 MINITURE CIRCUIT BREAKER | CB | 20A 1-POLE, MULTI 9 - C60BP C-CURVE, 277V, 10kA, UL489 MINITURE CIRCUIT BREAKER | EA | EA |  | TRUE |  | P | DEL | DAYTON
133485 | 4 | 1 | States | Dayton | Andrew Olson | TRUE | 2026-05-21T00:00:00 | 2026-10-27T00:00:00 | 2026-10-27T00:00:00 | 12 | 0 | 12 | 204.29 | 2451.48 | 55369-6417 | USA | D02 | 7 | BORDER STATES - MPL | 55485-1450 | 213722-7314 | PDV-100 Optima: Heavy Duty, 22kV MCOV / Uc, 27kV Duty Cycle Rating / Ur Top Hardware - Hex Nut, Wire Clamp, & Protective Cap. Mounting Hardware - Insulating Bracket. Bottom Hardware - Isolator, Hex Nut, Wire Clamp, Flat Washer & Nylon Retainer Washer | PUR | PDV-100 Optima: Heavy Duty, 22kV MCOV / Uc, 27kV Duty Cycle Rating / Ur Top Hardware - Hex Nut, Wire Clamp, & Protective Cap. Mounting Hardware - Insulating Bracket. Bottom Hardware - Isolator, Hex Nut, Wire Clamp, Flat Washer & Nylon Retainer Washer | EA | EA |  | TRUE |  | P | DEL | DAYTON
133485 | 3 | 2 | States | Dayton | Andrew Olson | TRUE | 2026-05-21T00:00:00 | 2026-10-27T00:00:00 | 2026-10-27T00:00:00 | 12 | 0 | 12 | 137.28 | 3020.16 | 55369-6417 | USA | D02 | 7 | BORDER STATES - MPL | 55485-1450 | 213715-7314 | PDV-100 Optima, 15.3kV MCOV / Uc, 18kV Duty Cycle Rating / UrTop Hardware - Hex Nut, Wire Clamp, & Protective Cap. Mounting Hardware - Insulating Bracket.Bottom Hardware - Isolator, Hex Nut, Wire Clamp, Flat Washer & Nylon Retainer Washer | PUR | PDV-100 Optima, 15.3kV MCOV / Uc, 18kV Duty Cycle Rating / UrTop Hardware - Hex Nut, Wire Clamp, & Protective Cap. Mounting Hardware - Insulating Bracket.Bottom Hardware - Isolator, Hex Nut, Wire Clamp, Flat Washer & Nylon Retainer Washer | EA | EA |  | TRUE |  | P | DEL | DAYTON
133485 | 3 | 1 | States | Dayton | Andrew Olson | TRUE | 2026-05-21T00:00:00 | 2026-09-22T00:00:00 | 2026-07-07T00:00:00 | 10 | 0 | 10 | 137.28 | 3020.16 | 55369-6417 | USA | D02 | 7 | BORDER STATES - MPL | 55485-1450 | 213715-7314 | PDV-100 Optima, 15.3kV MCOV / Uc, 18kV Duty Cycle Rating / UrTop Hardware - Hex Nut, Wire Clamp, & Protective Cap. Mounting Hardware - Insulating Bracket.Bottom Hardware - Isolator, Hex Nut, Wire Clamp, Flat Washer & Nylon Retainer Washer | PUR | PDV-100 Optima, 15.3kV MCOV / Uc, 18kV Duty Cycle Rating / UrTop Hardware - Hex Nut, Wire Clamp, & Protective Cap. Mounting Hardware - Insulating Bracket.Bottom Hardware - Isolator, Hex Nut, Wire Clamp, Flat Washer & Nylon Retainer Washer | EA | EA |  | TRUE |  | P | DEL | DAYTON
133485 | 2 | 3 | States | Dayton | Andrew Olson | TRUE | 2026-05-21T00:00:00 | 2026-11-24T00:00:00 | 2026-11-24T00:00:00 | 12 | 0 | 12 | 77.36 | 4254.8 | 55369-6417 | USA | D02 | 7 | BORDER STATES - MPL | 55485-1450 | 213709-7314 | PDV-100 Optima Arrester (8.4 kV MCOV) (7314 Accessory Kit) Hex Nut, Wire Clamp, & Protective Cap. Mounting Hardware - Insulating Bracket. Bottom Hardware - Isolator, Hex Nut, Wire Clamp, Flat Washer & Nylon Retainer Washer | PUR | PDV-100 Optima Arrester (8.4 kV MCOV) (7314 Accessory Kit) Hex Nut, Wire Clamp, & Protective Cap. Mounting Hardware - Insulating Bracket. Bottom Hardware - Isolator, Hex Nut, Wire Clamp, Flat Washer & Nylon Retainer Washer | EA | EA |  | TRUE |  | P | DEL | DAYTON
133485 | 2 | 2 | States | Dayton | Andrew Olson | TRUE | 2026-05-21T00:00:00 | 2026-10-27T00:00:00 | 2026-10-27T00:00:00 | 36 | 0 | 36 | 77.36 | 4254.8 | 55369-6417 | USA | D02 | 7 | BORDER STATES - MPL | 55485-1450 | 213709-7314 | PDV-100 Optima Arrester (8.4 kV MCOV) (7314 Accessory Kit) Hex Nut, Wire Clamp, & Protective Cap. Mounting Hardware - Insulating Bracket. Bottom Hardware - Isolator, Hex Nut, Wire Clamp, Flat Washer & Nylon Retainer Washer | PUR | PDV-100 Optima Arrester (8.4 kV MCOV) (7314 Accessory Kit) Hex Nut, Wire Clamp, & Protective Cap. Mounting Hardware - Insulating Bracket. Bottom Hardware - Isolator, Hex Nut, Wire Clamp, Flat Washer & Nylon Retainer Washer | EA | EA |  | TRUE |  | P | DEL | DAYTON
133485 | 2 | 1 | States | Dayton | Andrew Olson | TRUE | 2026-05-21T00:00:00 | 2026-09-24T00:00:00 | 2026-09-24T00:00:00 | 7 | 0 | 7 | 77.36 | 4254.8 | 55369-6417 | USA | D02 | 7 | BORDER STATES - MPL | 55485-1450 | 213709-7314 | PDV-100 Optima Arrester (8.4 kV MCOV) (7314 Accessory Kit) Hex Nut, Wire Clamp, & Protective Cap. Mounting Hardware - Insulating Bracket. Bottom Hardware - Isolator, Hex Nut, Wire Clamp, Flat Washer & Nylon Retainer Washer | PUR | PDV-100 Optima Arrester (8.4 kV MCOV) (7314 Accessory Kit) Hex Nut, Wire Clamp, & Protective Cap. Mounting Hardware - Insulating Bracket. Bottom Hardware - Isolator, Hex Nut, Wire Clamp, Flat Washer & Nylon Retainer Washer | EA | EA |  | TRUE |  | P | DEL | DAYTON
131826 | 7 | 2 | States | Dayton | Andrew Olson | TRUE | 2026-03-17T00:00:00 | 2026-04-13T00:00:00 | 2026-04-13T00:00:00 | 9 | 9 | 0 | 219 | 2409 | 55369-6417 | USA | D02 | 7 | BORDER STATES - MPL | 55485-1450 | QO124M100PC | 100A Main Breaker AC Panelboard | PUR | 100A Main Breaker AC Panelboard | EA | EA |  | TRUE |  | P | DEL | DAYTON
131826 | 1 | 1 | States | Dayton | Andrew Olson | TRUE | 2026-03-17T00:00:00 | 2026-10-08T00:00:00 | 2026-09-03T00:00:00 | 9 | 0 | 9 | 571.91 | 5147.19 | 55369-6417 | USA | D02 | 7 | BORDER STATES - MPL | 55485-1450 | 300803-3001 | Surge Arrestor, Intermediate Class, 3kV duty cycle, 2.55kV MCOV, | PUR | Surge Arrestor, Intermediate Class, 3kV duty cycle, 2.55kV MCOV, | EA | EA |  | TRUE |  | P | DEL | dayton
134145 | 1 | 1 | States | Dayton | Andrew Olson | TRUE | 2026-06-16T00:00:00 | 2026-11-16T00:00:00 | 2026-11-16T00:00:00 | 159 | 0 | 159 | 228.84 | 36385.56 | 55369-6417 | USA | D02 | 7 | BORDER STATES - MPL | 55485-1450 | 213729-7214 | 29kV Distribution Class Arresters | PUR | 29kV Distribution Class Arresters | EA | EA |  | TRUE |  | P | DEL | DAYTON
134145 | 2 | 1 | States | Dayton | Andrew Olson | TRUE | 2026-06-16T00:00:00 | 2027-03-02T00:00:00 | 2027-03-02T00:00:00 | 216 | 0 | 216 | 1064.89 | 345024.36 | 55369-6417 | USA | D02 | 7 | BORDER STATES - MPL | 55485-1450 | 300822-3001 | Surge Arrestor, Intermediate Class, 22kV MCOV, 27kV Rated, Line: 4-Hole NEMA pad, Ground: Single eye bolt | PUR | Surge Arrestor, Intermediate Class, 22kV MCOV, 27kV Rated, Line: 4-Hole NEMA pad, Ground: Single eye bolt | EA | EA |  | TRUE |  | P | DEL | DAYTON
134145 | 2 | 2 | States | Dayton | Andrew Olson | TRUE | 2026-06-16T00:00:00 | 2027-04-01T00:00:00 | 2027-04-01T00:00:00 | 108 | 0 | 108 | 1064.89 | 345024.36 | 55369-6417 | USA | D02 | 7 | BORDER STATES - MPL | 55485-1450 | 300822-3001 | Surge Arrestor, Intermediate Class, 22kV MCOV, 27kV Rated, Line: 4-Hole NEMA pad, Ground: Single eye bolt | PUR | Surge Arrestor, Intermediate Class, 22kV MCOV, 27kV Rated, Line: 4-Hole NEMA pad, Ground: Single eye bolt | EA | EA |  | TRUE |  | P | DEL | DAYTON
134145 | 3 | 1 | States | Dayton | Andrew Olson | TRUE | 2026-06-16T00:00:00 | 2027-01-15T00:00:00 | 2027-01-15T00:00:00 | 2 | 0 | 2 | 848.73 | 1697.46 | 55369-6417 | USA | D02 | 7 | BORDER STATES - MPL | 55485-1450 | DTU223 | 100A Double Throw Safety Switch | PUR | 100A Double Throw Safety Switch | EA | EA |  | TRUE |  | P | DEL | DAYTON
134145 | 4 | 1 | States | Dayton | Andrew Olson | TRUE | 2026-06-16T00:00:00 | 2027-01-15T00:00:00 | 2027-01-15T00:00:00 | 500 | 0 | 500 | 56.78 | 28390 | 55369-6417 | USA | D02 | 7 | BORDER STATES - MPL | 55485-1450 | SMCO-GND_BALL | C600-2102, Stainless Ball Stud | PUR | C600-2102, Stainless Ball Stud | EA | EA |  | TRUE |  | P | DEL | DAYTON
134145 | 5 | 1 | States | Dayton | Andrew Olson | TRUE | 2026-06-16T00:00:00 | 2027-01-19T00:00:00 | 2027-01-19T00:00:00 | 500 | 0 | 500 | 26.89 | 13445 | 55369-6417 | USA | D02 | 7 | BORDER STATES - MPL | 55485-1450 | SMCO-GND_COVER | GROUNDING STUD COVER | MEC | GROUNDING STUD COVER | EA | EA |  | TRUE |  | P | DEL | Dayton
132952 | 1 | 1 | States | Champlin | Andrew Olson | TRUE | 2026-05-04T00:00:00 | 2026-11-01T00:00:00 | 2026-11-01T00:00:00 | 2 | 0 | 2 | 17.61 | 35.22 | 55316-3157 | USA | D02 | 7 | BORDER STATES - MPL | 55485-1450 | HBLMRSCGN | Threaded stud mount receptacle, green, 400A, male, threaded mounting holes, 1.11" stud | PUR | Threaded stud mount receptacle, green, 400A, male, threaded mounting holes, 1.11" stud | EA | EA |  | TRUE |  | P | DEL | 100
132952 | 2 | 1 | States | Champlin | Andrew Olson | TRUE | 2026-05-04T00:00:00 | 2026-11-01T00:00:00 | 2026-11-01T00:00:00 | 8 | 0 | 8 | 17.61 | 140.88 | 55316-3157 | USA | D02 | 7 | BORDER STATES - MPL | 55485-1450 | HBLMRSCO | Threaded stud mount receptacle, orange, 400A, male, threaded mounting holes, 1.11" stud | PUR | Threaded stud mount receptacle, orange, 400A, male, threaded mounting holes, 1.11" stud | EA | EA |  | TRUE |  | P | DEL | 100
132952 | 3 | 1 | States | Champlin | Andrew Olson | TRUE | 2026-05-04T00:00:00 | 2026-11-01T00:00:00 | 2026-11-01T00:00:00 | 8 | 0 | 8 | 17.61 | 140.88 | 55316-3157 | USA | D02 | 7 | BORDER STATES - MPL | 55485-1450 | HBLMRSCW | Threaded stud mount receptacle, white, 400A, male, threaded mounting holes, 1.11" stud | PUR | Threaded stud mount receptacle, white, 400A, male, threaded mounting holes, 1.11" stud | EA | EA |  | TRUE |  | P | DEL | 100
132952 | 4 | 1 | States | Champlin | Andrew Olson | TRUE | 2026-05-04T00:00:00 | 2026-11-01T00:00:00 | 2026-11-01T00:00:00 | 8 | 0 | 8 | 17.61 | 140.88 | 55316-3157 | USA | D02 | 7 | BORDER STATES - MPL | 55485-1450 | HBLMRSCY | Threaded stud mount receptacle, yellow, 400A, male, threaded mounting holes, 1.11" stud | PUR | Threaded stud mount receptacle, yellow, 400A, male, threaded mounting holes, 1.11" stud | EA | EA |  | TRUE |  | P | DEL | 100
132952 | 5 | 1 | States | Champlin | Andrew Olson | TRUE | 2026-05-04T00:00:00 | 2026-11-01T00:00:00 | 2026-11-01T00:00:00 | 8 | 0 | 8 | 11.69 | 93.52 | 55316-3157 | USA | D02 | 7 | BORDER STATES - MPL | 55485-1450 | HBLNCBN_ | Camlock Cover, Brown | PUR | Camlock Cover, Brown | EA | EA |  | TRUE |  | P | DEL | 100
132952 | 6 | 1 | States | Champlin | Andrew Olson | TRUE | 2026-05-04T00:00:00 | 2026-11-01T00:00:00 | 2026-11-01T00:00:00 | 122 | 0 | 122 | 11.69 | 1426.18 | 55316-3157 | USA | D02 | 7 | BORDER STATES - MPL | 55485-1450 | HBLNCO_ | Camlock Cover, Orange | PUR | Camlock Cover, Orange | EA | EA |  | TRUE |  | P | DEL | 100
132952 | 7 | 1 | States | Champlin | Andrew Olson | TRUE | 2026-05-04T00:00:00 | 2026-11-01T00:00:00 | 2026-11-01T00:00:00 | 122 | 0 | 122 | 11.69 | 1426.18 | 55316-3157 | USA | D02 | 7 | BORDER STATES - MPL | 55485-1450 | HBLNCY_ | Camlock Cover, Yellow | PUR | Camlock Cover, Yellow | EA | EA |  | TRUE |  | P | DEL | 100
132545 | 1 | 1 | States | Champlin | Andrew Olson | TRUE | 2026-04-16T00:00:00 | 2026-08-31T00:00:00 | 2026-08-31T00:00:00 | 10 | 0 | 10 | 67.59 | 675.9 | 55316-3157 | USA | D02 | 7 | BORDER STATES - MPL | 55485-1450 | M9F42302 | 2A 3-Pole Miniature circuit breaker, 480Y/277VAC, 10kA, UL489, C-curve | PUR | 2A 3-Pole Miniature circuit breaker, 480Y/277VAC, 10kA, UL489, C-curve | EA | EA |  | TRUE |  | P | DEL | 100
134504 | 2 | 1 | States | Dayton | Andrew Olson | TRUE | 2026-07-02T00:00:00 | 2026-07-27T00:00:00 | 2026-07-27T00:00:00 | 10 | 0 | 10 | 21.67 | 216.7 | 55369-6417 | USA | D02 | 7 | BORDER STATES - MPL | 55485-1450 | M9F42125 | 25A 1-Pole Miniature circuit breaker, 277VAC, 60VDC, 10kA, UL489, C-curve | PUR | 25A 1-Pole Miniature circuit breaker, 277VAC, 60VDC, 10kA, UL489, C-curve | EA | EA |  | TRUE |  | P | DEL | DAYTON
132987 | 2 | 2 | States | Dayton | Andrew Olson | TRUE | 2026-05-05T00:00:00 | 2026-07-29T00:00:00 | 2026-07-21T00:00:00 | 761 | 0 | 761 | 7.84 | 6522.88 | 55369-6417 | USA | D02 | 7 | BORDER STATES - MPL | 55485-1450 | KA34U | KA34U, ALUMINUM UNIVERSAL TERMINAL, 1 HOLE, 4 AWG (STR)-500 KCMIL, 3/8" STUD, 1 SCREW, AL/CU RATED, TIN PLATED. | PUR | KA34U, ALUMINUM UNIVERSAL TERMINAL, 1 HOLE, 4 AWG (STR)-500 KCMIL, 3/8" STUD, 1 SCREW, AL/CU RATED, TIN PLATED. | EA | EA |  | TRUE |  | P | DEL | DAYTON
132320 | 6 | 1 | States | Dayton | Andrew Olson | TRUE | 2026-04-08T00:00:00 | 2026-11-20T00:00:00 | 2026-11-20T00:00:00 | 3 | 0 | 3 | 15.26 | 45.78 | 55369-6417 | USA | D02 | 7 | BORDER STATES - MPL | 55485-1450 | QO220 | Square-D 20A 2 pole circuit breaker | PUR | Square-D 20A 2 pole circuit breaker | EA | EA |  | TRUE |  | P | DEL | DAYTON
132320 | 5 | 1 | States | Dayton | Andrew Olson | TRUE | 2026-04-08T00:00:00 | 2026-11-20T00:00:00 | 2026-11-20T00:00:00 | 10 | 0 | 10 | 7.65 | 76.5 | 55369-6417 | USA | D02 | 7 | BORDER STATES - MPL | 55485-1450 | QO120 | Square-D 20A 1 pole circuit breaker | PUR | Square-D 20A 1 pole circuit breaker | EA | EA |  | TRUE |  | P | DEL | Dayton
132320 | 4 | 1 | States | Dayton | Andrew Olson | TRUE | 2026-04-08T00:00:00 | 2026-12-22T00:00:00 | 2026-12-22T00:00:00 | 2 | 0 | 2 | 67.59 | 135.18 | 55369-6417 | USA | D02 | 7 | BORDER STATES - MPL | 55485-1450 | M9F42310 | 10A 3-Pole Miniature circuit breaker, 480Y/277VAC, 10kA, UL489, C-curve | SRPP | 10A 3-Pole Miniature circuit breaker, 480Y/277VAC, 10kA, UL489, C-curve | EA | EA |  | TRUE |  | P | DEL | DAYTON
132320 | 3 | 1 | States | Dayton | Andrew Olson | TRUE | 2026-04-08T00:00:00 | 2026-12-22T00:00:00 | 2026-12-22T00:00:00 | 18 | 0 | 18 | 20.64 | 371.52 | 55369-6417 | USA | D02 | 7 | BORDER STATES - MPL | 55485-1450 | M9F42110 | 10A 1-Pole Miniature circuit breaker, 277VAC, 60VDC, 10kA, UL489, C-curve | PUR | 10A 1-Pole Miniature circuit breaker, 277VAC, 60VDC, 10kA, UL489, C-curve | EA | EA |  | TRUE |  | P | DEL | DAYTON
132320 | 2 | 1 | States | Dayton | Andrew Olson | TRUE | 2026-04-08T00:00:00 | 2026-08-10T00:00:00 | 2026-08-10T00:00:00 | 96 | 0 | 96 | 14.49 | 1391.04 | 55369-6417 | USA | D02 | 7 | BORDER STATES - MPL | 55485-1450 | M9A26909 | Auxiliary contact, Multi9 M9A, OF/SD+OF, 2 C/O, 100mA to 6A, 24VAC to 415VAC, 24VDC to 130VDC, top and bottom connection | PUR | Auxiliary contact, Multi9 M9A, OF/SD+OF, 2 C/O, 100mA to 6A, 24VAC to 415VAC, 24VDC to 130VDC, top and bottom connection | EA | EA |  | TRUE |  | P | DEL | Dayton
132320 | 1 | 2 | States | Dayton | Andrew Olson | TRUE | 2026-04-08T00:00:00 | 2026-08-17T00:00:00 | 2026-07-30T00:00:00 | 96 | 0 | 96 | 223.27 | 53584.8 | 55369-6417 | USA | D02 | 7 | BORDER STATES - MPL | 55485-1450 | 213729-7214 | 29kV Distribution Class Arresters | PUR | 29kV Distribution Class Arresters | EA | EA |  | TRUE |  | P | DEL | DAYTON
132320 | 1 | 1 | States | Dayton | Andrew Olson | TRUE | 2026-04-08T00:00:00 | 2026-08-17T00:00:00 | 2026-07-30T00:00:00 | 144 | 0 | 144 | 223.27 | 53584.8 | 55369-6417 | USA | D02 | 7 | BORDER STATES - MPL | 55485-1450 | 213729-7214 | 29kV Distribution Class Arresters | PUR | 29kV Distribution Class Arresters | EA | EA |  | TRUE |  | P | DEL | DAYTON
132464 | 1 | 1 | States | Dayton | Andrew Olson | TRUE | 2026-04-14T00:00:00 | 2026-09-10T00:00:00 | 2026-07-14T00:00:00 | 3 | 0 | 3 | 1245.9 | 3737.7 | 55369-6417 | USA | D02 | 7 | BORDER STATES - MPL | 55485-1450 | EVP002900-3002 | Station class surge arrestors, EVP, 29kV MCOV / Uc, 36kV Duty Cycle Rating / Ur, With 3002: Line: Single eye bolt Ground: Single eye bolt | PUR | Station class surge arrestors, EVP, 29kV MCOV / Uc, 36kV Duty Cycle Rating / Ur, With 3002: Line: Single eye bolt Ground: Single eye bolt | EA | EA |  | TRUE |  | P | DEL | DAYTON
134522 | 1 | 1 | States | Champlin | Andrew Olson | TRUE | 2026-07-02T00:00:00 | 2026-07-02T00:00:00 |  | 1 | 0 | 1 | 60000 | 60000 | 55316-3157 | USA | D02 | 7 | BORDER STATES - MPL | 55485-1450 | 76493-Controls | 3rd Party Controls ENFS |  | 3rd Party Controls ENFS | EA | EA |  | TRUE |  | P | DEL
132990 | 1 | 1 | States | Champlin | Andrew Olson | TRUE | 2026-05-05T00:00:00 | 2026-09-01T00:00:00 | 2026-09-01T00:00:00 | 13 | 0 | 13 | 11.69 | 151.97 | 55316-3157 | USA | D02 | 7 | BORDER STATES - MPL | 55485-1450 | HBLNCBN_ | Camlock Cover, Brown | PUR | Camlock Cover, Brown | EA | EA |  | TRUE |  | P | DEL | 100
132990 | 2 | 1 | States | Champlin | Andrew Olson | TRUE | 2026-05-05T00:00:00 | 2026-09-01T00:00:00 | 2026-09-01T00:00:00 | 1 | 0 | 1 | 21.682 | 21.68 | 55316-3157 | USA | D02 | 7 | BORDER STATES - MPL | 55485-1450 | M9F42115 | MINIATURE CIRCUIT BREAKER (MCB), MULTI9 C60BP, 1P, 15A, C CURVE, 14KA (UL489), 10KA (IEC/EN 60947-2) | PUR | MINIATURE CIRCUIT BREAKER (MCB), MULTI9 C60BP, 1P, 15A, C CURVE, 14KA (UL489), 10KA (IEC/EN 60947-2) | EA | EA |  | TRUE |  | P | DEL | 100
132990 | 3 | 1 | States | Champlin | Andrew Olson | TRUE | 2026-05-05T00:00:00 | 2026-09-01T00:00:00 | 2026-09-01T00:00:00 | 2 | 0 | 2 | 67.59 | 135.18 | 55316-3157 | USA | D02 | 7 | BORDER STATES - MPL | 55485-1450 | M9F42302 | 2A 3-Pole Miniature circuit breaker, 480Y/277VAC, 10kA, UL489, C-curve | PUR | 2A 3-Pole Miniature circuit breaker, 480Y/277VAC, 10kA, UL489, C-curve | EA | EA |  | TRUE |  | P | DEL | 100
131790 | 13 | 2 | States | Champlin | Andrew Olson | TRUE | 2026-03-17T00:00:00 | 2026-07-27T00:00:00 | 2026-07-27T00:00:00 | 500 | 0 | 500 | 11.69 | 14028 | 55316-3157 | USA | D02 | 7 | BORDER STATES - MPL | 55485-1450 | HBLNCY_ | Camlock Cover, Yellow | PUR | Camlock Cover, Yellow | EA | EA |  | TRUE |  | P | DEL | 100
131790 | 12 | 2 | States | Champlin | Andrew Olson | TRUE | 2026-03-17T00:00:00 | 2026-07-27T00:00:00 | 2026-07-27T00:00:00 | 500 | 0 | 500 | 11.69 | 14028 | 55316-3157 | USA | D02 | 7 | BORDER STATES - MPL | 55485-1450 | HBLNCO_ | Camlock Cover, Orange | PUR | Camlock Cover, Orange | EA | EA |  | TRUE |  | P | DEL | 100
133347 | 3 | 2 | States | Champlin | Andrew Olson | TRUE | 2026-05-18T00:00:00 | 2026-10-26T00:00:00 | 2026-10-26T00:00:00 | 150 | 0 | 150 | 36.23 | 17535.32 | 55316-3157 | USA | D02 | 7 | BORDER STATES - MPL | 55485-1450 | HBLFRBO_ | CAM LOCK ORANGE HUBBELL | PUR | CAM LOCK ORANGE HUBBELL | EA | EA |  | TRUE |  | P | DEL | 100
133347 | 3 | 1 | States | Champlin | Andrew Olson | TRUE | 2026-05-18T00:00:00 | 2026-09-24T00:00:00 | 2026-09-24T00:00:00 | 334 | 0 | 334 | 36.23 | 17535.32 | 55316-3157 | USA | D02 | 7 | BORDER STATES - MPL | 55485-1450 | HBLFRBO_ | CAM LOCK ORANGE HUBBELL | PUR | CAM LOCK ORANGE HUBBELL | EA | EA |  | TRUE |  | P | DEL | 100
133347 | 2 | 3 | States | Champlin | Andrew Olson | TRUE | 2026-05-18T00:00:00 | 2026-10-26T00:00:00 | 2026-10-26T00:00:00 | 45 | 0 | 45 | 36.23 | 7101.08 | 55316-3157 | USA | D02 | 7 | BORDER STATES - MPL | 55485-1450 | HBLFRBGN_ | Bus bar mount receptacle, green, 400A, Female | PUR | Bus bar mount receptacle, green, 400A, Female | EA | EA |  | TRUE |  | P | DEL | 100
133347 | 2 | 2 | States | Champlin | Andrew Olson | TRUE | 2026-05-18T00:00:00 | 2026-09-24T00:00:00 | 2026-09-24T00:00:00 | 126 | 0 | 126 | 36.23 | 7101.08 | 55316-3157 | USA | D02 | 7 | BORDER STATES - MPL | 55485-1450 | HBLFRBGN_ | Bus bar mount receptacle, green, 400A, Female | PUR | Bus bar mount receptacle, green, 400A, Female | EA | EA |  | TRUE |  | P | DEL | 100
133347 | 2 | 1 | States | Champlin | Andrew Olson | TRUE | 2026-05-18T00:00:00 | 2026-08-25T00:00:00 | 2026-08-25T00:00:00 | 25 | 0 | 25 | 36.23 | 7101.08 | 55316-3157 | USA | D02 | 7 | BORDER STATES - MPL | 55485-1450 | HBLFRBGN_ | Bus bar mount receptacle, green, 400A, Female | PUR | Bus bar mount receptacle, green, 400A, Female | EA | EA |  | TRUE |  | P | DEL | 100
133347 | 1 | 2 | States | Champlin | Andrew Olson | TRUE | 2026-05-18T00:00:00 | 2026-10-26T00:00:00 | 2026-10-26T00:00:00 | 150 | 0 | 150 | 36.23 | 17535.32 | 55316-3157 | USA | D02 | 7 | BORDER STATES - MPL | 55485-1450 | HBLFRBBN_ | Bus bar mount receptacle, brown, 400A, Female | PUR | Bus bar mount receptacle, brown, 400A, Female | EA | EA |  | TRUE |  | P | DEL | 100
133347 | 1 | 1 | States | Champlin | Andrew Olson | TRUE | 2026-05-18T00:00:00 | 2026-09-24T00:00:00 | 2026-09-24T00:00:00 | 334 | 0 | 334 | 36.23 | 17535.32 | 55316-3157 | USA | D02 | 7 | BORDER STATES - MPL | 55485-1450 | HBLFRBBN_ | Bus bar mount receptacle, brown, 400A, Female | PUR | Bus bar mount receptacle, brown, 400A, Female | EA | EA |  | TRUE |  | P | DEL | 100
132926 | 1 | 1 | States | Champlin | Andrew Olson | TRUE | 2026-05-01T00:00:00 | 2026-11-04T00:00:00 | 2026-11-04T00:00:00 | 75 | 0 | 75 | 36.23 | 2717.25 | 55316-3157 | USA | D02 | 7 | BORDER STATES - MPL | 55485-1450 | HBLMRBO_ | Bus bar mount receptacle, orange, 400A, Male | PUR | Bus bar mount receptacle, orange, 400A, Male | EA | EA |  | TRUE |  | P | DEL | 100
132971 | 1 | 1 | States | Dayton | Andrew Olson | TRUE | 2026-05-04T00:00:00 | 2026-09-01T00:00:00 | 2026-08-27T00:00:00 | 183 | 3 | 180 | 197.55 | 114974.1 | 55369-6417 | USA | D02 | 7 | BORDER STATES - MPL | 55485-1450 | 2132727314 | PDV-65 Optima Arrester (22 kV MCOV, 7314 Hardware) Distribution Class | PUR | PDV-65 Optima Arrester (22 kV MCOV, 7314 Hardware) Distribution Class | EA | EA |  | TRUE |  | P | DEL | DAYTON
132971 | 1 | 2 | States | Dayton | Andrew Olson | TRUE | 2026-05-04T00:00:00 | 2026-09-01T00:00:00 | 2026-08-27T00:00:00 | 399 | 0 | 399 | 197.55 | 114974.1 | 55369-6417 | USA | D02 | 7 | BORDER STATES - MPL | 55485-1450 | 2132727314 | PDV-65 Optima Arrester (22 kV MCOV, 7314 Hardware) Distribution Class | PUR | PDV-65 Optima Arrester (22 kV MCOV, 7314 Hardware) Distribution Class | EA | EA |  | TRUE |  | P | DEL | DAYTON
134432 | 1 | 1 | States | Champlin | Andrew Olson | TRUE | 2026-06-30T00:00:00 | 2026-11-09T00:00:00 | 2026-11-09T00:00:00 | 30 | 0 | 30 | 148.33 | 4449.9 | 55316-3157 | USA | D02 | 7 | BORDER STATES - MPL | 55485-1450 | BDL26015 | Molded case circuit breaker: 15A, 2P, DIN rail mount, 25kA at 480Y/277VAC, 18kA at 125/250VDC | PUR | Molded case circuit breaker: 15A, 2P, DIN rail mount, 25kA at 480Y/277VAC, 18kA at 125/250VDC | EA | EA |  | TRUE |  | P | DEL | 100
132919 | 3 | 1 | States | Dayton | Andrew Olson | TRUE | 2026-05-01T00:00:00 | 2026-09-11T00:00:00 | 2026-06-08T00:00:00 | 2 | 0 | 2 | 1558.82 | 3117.64 | 55369-6417 | USA | D02 | 7 | BORDER STATES - MPL | 55485-1450 | CAPDIS-40 | Voltage amplifier for voltage sensors | PUR | Voltage amplifier for voltage sensors | EA | EA |  | TRUE |  | P | DEL | DAYTON
132919 | 4 | 1 | States | Dayton | Andrew Olson | TRUE | 2026-05-01T00:00:00 | 2026-11-03T00:00:00 | 2026-08-04T00:00:00 | 3 | 0 | 3 | 1245.9 | 3737.7 | 55369-6417 | USA | D02 | 7 | BORDER STATES - MPL | 55485-1450 | EVP002900-3002 | Station class surge arrestors, EVP, 29kV MCOV / Uc, 36kV Duty Cycle Rating / Ur, With 3002: Line: Single eye bolt Ground: Single eye bolt | PUR | Station class surge arrestors, EVP, 29kV MCOV / Uc, 36kV Duty Cycle Rating / Ur, With 3002: Line: Single eye bolt Ground: Single eye bolt | EA | EA |  | TRUE |  | P | DEL | DAYTON
132919 | 5 | 2 | States | Dayton | Andrew Olson | TRUE | 2026-05-01T00:00:00 | 2026-07-27T00:00:00 |  | 1 | 0 | 1 | 21.68 | 173.44 | 55369-6417 | USA | D02 | 7 | BORDER STATES - MPL | 55485-1450 | M9F42110 | 10A 1-Pole Miniature circuit breaker, 277VAC, 60VDC, 10kA, UL489, C-curve | PUR | 10A 1-Pole Miniature circuit breaker, 277VAC, 60VDC, 10kA, UL489, C-curve | EA | EA |  | TRUE |  | P | DEL | DAYTON
132919 | 5 | 3 | States | Dayton | Andrew Olson | TRUE | 2026-05-01T00:00:00 | 2026-11-09T00:00:00 |  | 3 | 0 | 3 | 21.68 | 173.44 | 55369-6417 | USA | D02 | 7 | BORDER STATES - MPL | 55485-1450 | M9F42110 | 10A 1-Pole Miniature circuit breaker, 277VAC, 60VDC, 10kA, UL489, C-curve | PUR | 10A 1-Pole Miniature circuit breaker, 277VAC, 60VDC, 10kA, UL489, C-curve | EA | EA |  | TRUE |  | P | DEL | DAYTON
133633 | 1 | 1 | States | Dayton | Andrew Olson | TRUE | 2026-05-27T00:00:00 | 2026-11-10T00:00:00 | 2026-11-10T00:00:00 | 24 | 0 | 24 | 77.36 | 1856.64 | 55369-6417 | USA | D02 | 7 | BORDER STATES - MPL | 55485-1450 | 213709-7314 | PDV-100 Optima Arrester (8.4 kV MCOV) (7314 Accessory Kit) Hex Nut, Wire Clamp, & Protective Cap. Mounting Hardware - Insulating Bracket. Bottom Hardware - Isolator, Hex Nut, Wire Clamp, Flat Washer & Nylon Retainer Washer | PUR | PDV-100 Optima Arrester (8.4 kV MCOV) (7314 Accessory Kit) Hex Nut, Wire Clamp, & Protective Cap. Mounting Hardware - Insulating Bracket. Bottom Hardware - Isolator, Hex Nut, Wire Clamp, Flat Washer & Nylon Retainer Washer | EA | EA |  | TRUE |  | P | DEL | DAYTON
133633 | 2 | 1 | States | Dayton | Andrew Olson | TRUE | 2026-05-27T00:00:00 | 2026-11-10T00:00:00 | 2026-11-10T00:00:00 | 6 | 0 | 6 | 137.28 | 823.68 | 55369-6417 | USA | D02 | 7 | BORDER STATES - MPL | 55485-1450 | 2137157314 | PDV-100 Optima Arrester (15.3 kV MCOV, 7314 Hardware) | PUR | PDV-100 Optima Arrester (15.3 kV MCOV, 7314 Hardware) | EA | EA |  | TRUE |  | P | DEL | DAYTON
133633 | 3 | 1 | States | Dayton | Andrew Olson | TRUE | 2026-05-27T00:00:00 | 2026-11-09T00:00:00 | 2026-11-09T00:00:00 | 10 | 0 | 10 | 21.68 | 216.8 | 55369-6417 | USA | D02 | 7 | BORDER STATES - MPL | 55485-1450 | M9F42120 | 20A 1-POLE, MULTI 9 - C60BP C-CURVE, 277V, 10kA, UL489 MINITURE CIRCUIT BREAKER | CB | 20A 1-POLE, MULTI 9 - C60BP C-CURVE, 277V, 10kA, UL489 MINITURE CIRCUIT BREAKER | EA | EA |  | TRUE |  | P | DEL | DAYTON
134690 | 1 | 1 | States | Champlin | Andrew Olson | TRUE | 2026-07-13T00:00:00 | 2026-09-09T00:00:00 | 2026-09-09T00:00:00 | 1 | 0 | 1 | 223.27 | 223.27 | 55316-3157 | USA | D02 | 7 | BORDER STATES - MPL | 55485-1450 | 2137297314 | Surge Arrester: 36kV, 29 KMCOV, Distribution Class | PUR | Surge Arrester: 36kV, 29 KMCOV, Distribution Class | EA | EA |  | TRUE |  | P | DEL | 100
134690 | 2 | 1 | States | Champlin | Andrew Olson | TRUE | 2026-07-13T00:00:00 | 2026-08-03T00:00:00 | 2026-08-03T00:00:00 | 2 | 0 | 2 | 46.77 | 93.54 | 55316-3157 | USA | D02 | 7 | BORDER STATES - MPL | 55485-1450 | M9F43220 | MCB, 20A/2P, 480Y/277VAC, 125VDC, 10kA, D-TRIP CURVE, UL489, IP20, DIN-RAIL MOUNT | MEC | MCB, 20A/2P, 480Y/277VAC, 125VDC, 10kA, D-TRIP CURVE, UL489, IP20, DIN-RAIL MOUNT | EA | EA |  | TRUE |  | P | DEL | 100
133652 | 5 | 1 | States | Champlin | Andrew Olson | TRUE | 2026-05-27T00:00:00 | 2026-07-23T00:00:00 | 2026-07-10T00:00:00 | 250 | 0 | 250 | 67.59 | 16897.5 | 55316-3157 | USA | D02 | 7 | BORDER STATES - MPL | 55485-1450 | M9F42302 | 2A 3-Pole Miniature circuit breaker, 480Y/277VAC, 10kA, UL489, C-curve | PUR | 2A 3-Pole Miniature circuit breaker, 480Y/277VAC, 10kA, UL489, C-curve | EA | EA |  | TRUE |  | P | DEL | 100
133652 | 4 | 1 | States | Champlin | Andrew Olson | TRUE | 2026-05-27T00:00:00 | 2026-10-12T00:00:00 | 2026-10-12T00:00:00 | 150 | 0 | 150 | 45.04 | 6756 | 55316-3157 | USA | D02 | 7 | BORDER STATES - MPL | 55485-1450 | M9F42220 | 20A 2-Pole Miniature circuit breaker, 480Y/277VAC, 60/125VDC, 10kA, UL489, C-curve | PUR | 20A 2-Pole Miniature circuit breaker, 480Y/277VAC, 60/125VDC, 10kA, UL489, C-curve | EA | EA |  | TRUE |  | P | DEL | 100
133652 | 3 | 1 | States | Champlin | Andrew Olson | TRUE | 2026-05-27T00:00:00 | 2026-09-24T00:00:00 | 2026-09-24T00:00:00 | 100 | 0 | 100 | 21.68 | 2168 | 55316-3157 | USA | D02 | 7 | BORDER STATES - MPL | 55485-1450 | M9F42115 | MINIATURE CIRCUIT BREAKER (MCB), MULTI9 C60BP, 1P, 15A, C CURVE, 14KA (UL489), 10KA (IEC/EN 60947-2) | PUR | MINIATURE CIRCUIT BREAKER (MCB), MULTI9 C60BP, 1P, 15A, C CURVE, 14KA (UL489), 10KA (IEC/EN 60947-2) | EA | EA |  | TRUE |  | P | DEL | 100
133652 | 2 | 1 | States | Champlin | Andrew Olson | TRUE | 2026-05-27T00:00:00 | 2026-11-05T00:00:00 | 2026-11-05T00:00:00 | 500 | 0 | 500 | 21.68 | 10840 | 55316-3157 | USA | D02 | 7 | BORDER STATES - MPL | 55485-1450 | M9F42110 | 10A 1-Pole Miniature circuit breaker, 277VAC, 60VDC, 10kA, UL489, C-curve | PUR | 10A 1-Pole Miniature circuit breaker, 277VAC, 60VDC, 10kA, UL489, C-curve | EA | EA |  | TRUE |  | P | DEL | 100
133652 | 1 | 1 | States | Champlin | Andrew Olson | TRUE | 2026-05-27T00:00:00 | 2026-10-12T00:00:00 | 2026-10-12T00:00:00 | 1000 | 0 | 1000 | 22.54 | 22540 | 55316-3157 | USA | D02 | 7 | BORDER STATES - MPL | 55485-1450 | M9F42105 | 5A 1-Pole Miniature circuit breaker, 277VAC, 60VDC, 10kA, UL489, C-curve | PUR | 5A 1-Pole Miniature circuit breaker, 277VAC, 60VDC, 10kA, UL489, C-curve | EA | EA |  | TRUE |  | P | DEL | 100
132216 | 5 | 1 | States | Dayton | Andrew Olson | TRUE | 2026-04-02T00:00:00 | 2026-09-01T00:00:00 | 2026-09-01T00:00:00 | 4 | 0 | 4 | 4675.53 | 18702.12 | 55369-6417 | USA | D02 | 7 | BORDER STATES - MPL | 55485-1450 | E-9320-24T4X-E/-A | 24 ports 10/100/1000M RJ45, 4 ports1/10G, Network Essentials, 1.72 x 17.5 x 14.0 in. With PWR-RGD-AC-DC-H / PWR-RGD-LOW-DC-H | PUR | 24 ports 10/100/1000M RJ45, 4 ports1/10G, Network Essentials, 1.72 x 17.5 x 14.0 in. | EA | EA |  | TRUE |  | P | DEL | DAYTON
132216 | 6 | 1 | States | Dayton | Andrew Olson | TRUE | 2026-04-02T00:00:00 | 2026-07-09T00:00:00 | 2026-07-09T00:00:00 | 6 | 1 | 5 | 1245.9 | 7475.4 | 55369-6417 | USA | D02 | 7 | BORDER STATES - MPL | 55485-1450 | EVP002900-3002 | Station class surge arrestors, EVP, 29kV MCOV / Uc, 36kV Duty Cycle Rating / Ur, With 3002: Line: Single eye bolt Ground: Single eye bolt | PUR | Station class surge arrestors, EVP, 29kV MCOV / Uc, 36kV Duty Cycle Rating / Ur, With 3002: Line: Single eye bolt Ground: Single eye bolt | EA | EA |  | TRUE |  | P | DEL | DAYTON
132216 | 7 | 1 | States | Dayton | Andrew Olson | TRUE | 2026-04-02T00:00:00 | 2026-04-24T00:00:00 |  | 72 | 71 | 1 | 21.68 | 1560.96 | 55369-6417 | USA | D02 | 7 | BORDER STATES - MPL | 55485-1450 | M9F42115 | MINIATURE CIRCUIT BREAKER (MCB), MULTI9 C60BP, 1P, 15A, C CURVE, 14KA (UL489), 10KA (IEC/EN 60947-2) | PUR | MINIATURE CIRCUIT BREAKER (MCB), MULTI9 C60BP, 1P, 15A, C CURVE, 14KA (UL489), 10KA (IEC/EN 60947-2) | EA | EA |  | TRUE |  | P | DEL | DAYTON
132216 | 8 | 1 | States | Dayton | Andrew Olson | TRUE | 2026-04-02T00:00:00 | 2026-08-03T00:00:00 | 2026-08-03T00:00:00 | 5 | 0 | 5 | 67.59 | 337.95 | 55369-6417 | USA | D02 | 7 | BORDER STATES - MPL | 55485-1450 | M9F42310 | 10A 3-Pole Miniature circuit breaker, 480Y/277VAC, 10kA, UL489, C-curve | SRPP | 10A 3-Pole Miniature circuit breaker, 480Y/277VAC, 10kA, UL489, C-curve | EA | EA |  | TRUE |  | P | DEL | DAYTON
130389 | 1 | 2 | States | Dayton | Andrew Olson | TRUE | 2025-12-16T00:00:00 | 2026-03-16T00:00:00 | 2026-03-16T00:00:00 | 2 | 0 | 2 | 40.04 | 160.16 | 55369 | USA | D02 | 7 | BORDER STATES - MPL | 55485-1450 | DRUB15 | Receptacle: 120V, 15A, Din rail mount | PUR | Receptacle: 120V, 15A, Din rail mount | EA | EA |  | TRUE |  | P | DEL | DAYTON
133421 | 2 | 1 | States | Dayton | Andrew Olson | TRUE | 2026-05-20T00:00:00 | 2026-09-01T00:00:00 | 2026-09-01T00:00:00 | 4 | 0 | 4 | 6.2 | 24.8 | 55369-6417 | USA | D02 | 7 | BORDER STATES - MPL | 55485-1450 | 70169-D | Relay Socket, 8 Pin Octal, 2 Pole, 600 V, 10 A, 35 mm DIN Rail/Panel Mount | PUR | Relay Socket, 8 Pin Octal, 2 Pole, 600 V, 10 A, 35 mm DIN Rail/Panel Mount | EA | EA |  | TRUE |  | P | DEL | Dayton
133421 | 3 | 1 | States | Dayton | Andrew Olson | TRUE | 2026-05-20T00:00:00 | 2026-09-01T00:00:00 | 2026-09-01T00:00:00 | 32 | 0 | 32 | 14.49 | 463.68 | 55369-6417 | USA | D02 | 7 | BORDER STATES - MPL | 55485-1450 | M9A26909 | Auxiliary contact, Multi9 M9A, OF/SD+OF, 2 C/O, 100mA to 6A, 24VAC to 415VAC, 24VDC to 130VDC, top and bottom connection | PUR | Auxiliary contact, Multi9 M9A, OF/SD+OF, 2 C/O, 100mA to 6A, 24VAC to 415VAC, 24VDC to 130VDC, top and bottom connection | EA | EA |  | TRUE |  | P | DEL | Dayton
133421 | 4 | 1 | States | Dayton | Andrew Olson | TRUE | 2026-05-20T00:00:00 | 2026-11-02T00:00:00 | 2026-11-02T00:00:00 | 52 | 0 | 52 | 45.04 | 2342.08 | 55369-6417 | USA | D02 | 7 | BORDER STATES - MPL | 55485-1450 | M9F42202 | 2A 2-POLE, MULTI 9 - C60BP C-CURVE, 480Y/277V, 10kA, UL489 MINITURE CIRCUIT BREAKER | CB | 2A 2-POLE, MULTI 9 - C60BP C-CURVE, 480Y/277V, 10kA, UL489 MINITURE CIRCUIT BREAKER | EA | EA |  | TRUE |  | P | DEL | DAYTON
133421 | 5 | 1 | States | Dayton | Andrew Olson | TRUE | 2026-05-20T00:00:00 | 2026-09-01T00:00:00 | 2026-09-01T00:00:00 | 37 | 0 | 37 | 70.99 | 2626.63 | 55369-6417 | USA | D02 | 7 | BORDER STATES - MPL | 55485-1450 | M9U21210 | 10A, 2P Miniature circuit breaker, Multi9 C60H-DC, C curve, 5kA (UL1077), 6kA (IEC/EN 60947-2) | PUR | 10A, 2P Miniature circuit breaker, Multi9 C60H-DC, C curve, 5kA (UL1077), 6kA (IEC/EN 60947-2) | EA | EA |  | TRUE |  | P | DEL | Dayton
133421 | 7 | 1 | States | Dayton | Andrew Olson | TRUE | 2026-05-20T00:00:00 | 2026-09-01T00:00:00 | 2026-09-01T00:00:00 | 4 | 0 | 4 | 101.68 | 406.72 | 55369-6417 | USA | D02 | 7 | BORDER STATES - MPL | 55485-1450 | VAKP110D | Voltage Monitoring Relay, VAKP Series, DPDT, 10 A, 110VDC, Adj Pick up and Drop out, Adj time delay 0.1-10 seconds | PUR | Voltage Monitoring Relay, VAKP Series, DPDT, 10 A, 110VDC, Adj Pick up and Drop out, Adj time delay 0.1-10 seconds | EA | EA |  | TRUE |  | P | DEL | Dayton
133287 | 1 | 1 | States | Champlin | Andrew Olson | TRUE | 2026-05-14T00:00:00 | 2026-08-10T00:00:00 | 2026-08-10T00:00:00 | 15 | 0 | 15 | 36.23 | 543.45 | 55316-3157 | USA | D02 | 7 | BORDER STATES - MPL | 55485-1450 | HBLMRBGN_ | Bus bar mount receptacle, green, 400A, Male | PUR | Bus bar mount receptacle, green, 400A, Male | EA | EA |  | TRUE |  | P | DEL | DAYTON
133287 | 2 | 1 | States | Champlin | Andrew Olson | TRUE | 2026-05-14T00:00:00 | 2026-09-01T00:00:00 | 2026-09-01T00:00:00 | 15 | 0 | 15 | 36.23 | 543.45 | 55316-3157 | USA | D02 | 7 | BORDER STATES - MPL | 55485-1450 | HBLMRBO_ | Bus bar mount receptacle, orange, 400A, Male | PUR | Bus bar mount receptacle, orange, 400A, Male | EA | EA |  | TRUE |  | P | DEL | 100
133287 | 3 | 1 | States | Champlin | Andrew Olson | TRUE | 2026-05-14T00:00:00 | 2026-09-01T00:00:00 | 2026-09-01T00:00:00 | 15 | 0 | 15 | 22.54 | 338.1 | 55316-3157 | USA | D02 | 7 | BORDER STATES - MPL | 55485-1450 | M9F42102 | 2A 1-Pole Miniature circuit breaker, 277VAC, 60VDC, 10kA, UL489, C-curve | PUR | 2A 1-Pole Miniature circuit breaker, 277VAC, 60VDC, 10kA, UL489, C-curve | EA | EA |  | TRUE |  | P | DEL | 100
133287 | 4 | 1 | States | Champlin | Andrew Olson | TRUE | 2026-05-14T00:00:00 | 2026-09-01T00:00:00 | 2026-09-01T00:00:00 | 15 | 0 | 15 | 45.04 | 675.6 | 55316-3157 | USA | D02 | 7 | BORDER STATES - MPL | 55485-1450 | M9F42220 | 20A 2-Pole Miniature circuit breaker, 480Y/277VAC, 60/125VDC, 10kA, UL489, C-curve | PUR | 20A 2-Pole Miniature circuit breaker, 480Y/277VAC, 60/125VDC, 10kA, UL489, C-curve | EA | EA |  | TRUE |  | P | DEL | 100
133287 | 5 | 1 | States | Champlin | Andrew Olson | TRUE | 2026-05-14T00:00:00 | 2026-09-01T00:00:00 | 2026-09-01T00:00:00 | 15 | 0 | 15 | 67.59 | 1013.85 | 55316-3157 | USA | D02 | 7 | BORDER STATES - MPL | 55485-1450 | M9F42302 | 2A 3-Pole Miniature circuit breaker, 480Y/277VAC, 10kA, UL489, C-curve | PUR | 2A 3-Pole Miniature circuit breaker, 480Y/277VAC, 10kA, UL489, C-curve | EA | EA |  | TRUE |  | P | DEL | 100
133350 | 1 | 1 | States | Champlin | Andrew Olson | TRUE | 2026-05-18T00:00:00 | 2026-09-22T00:00:00 | 2026-06-19T00:00:00 | 1 | 0 | 1 | 139.45 | 139.45 | 55316-3157 | USA | D02 | 7 | BORDER STATES - MPL | 55485-1450 | 2132657314 | Surge Arrestor, distribution Class, 18kV duty cycle, 15.3kV MCOV, | PUR | Surge Arrestor, distribution Class, 18kV duty cycle, 15.3kV MCOV, | EA | EA |  | TRUE |  | P | DEL | 100
133089 | 1 | 1 | States | Dayton | Andrew Olson | TRUE | 2026-05-08T00:00:00 | 2026-10-09T00:00:00 | 2026-08-25T00:00:00 | 51 | 1 | 50 | 74.05 | 7553.1 | 55369-6417 | USA | D02 | 7 | BORDER STATES - MPL | 55485-1450 | 213703-7314 | PDV-100 Optima: Heavy Duty, 2.55kV MCOV / Uc, 3kV Duty Cycle Rating / Ur Top Hardware - Hex Nut, Wire Clamp, & Protective Cap. Mounting Hardware - Insulating Bracket. Bottom Hardware - Isolator, Hex Nut, Wire Clamp, Flat Washer & Nylon Retainer Washer | PUR | PDV-100 Optima: Heavy Duty, 2.55kV MCOV / Uc, 3kV Duty Cycle Rating / Ur Top Hardware - Hex Nut, Wire Clamp, & Protective Cap. Mounting Hardware - Insulating Bracket. Bottom Hardware - Isolator, Hex Nut, Wire Clamp, Flat Washer & Nylon Retainer Washer | EA | EA |  | TRUE |  | P | DEL | DAYTON
133089 | 1 | 2 | States | Dayton | Andrew Olson | TRUE | 2026-05-08T00:00:00 | 2026-11-04T00:00:00 | 2026-09-24T00:00:00 | 51 | 0 | 51 | 74.05 | 7553.1 | 55369-6417 | USA | D02 | 7 | BORDER STATES - MPL | 55485-1450 | 213703-7314 | PDV-100 Optima: Heavy Duty, 2.55kV MCOV / Uc, 3kV Duty Cycle Rating / Ur Top Hardware - Hex Nut, Wire Clamp, & Protective Cap. Mounting Hardware - Insulating Bracket. Bottom Hardware - Isolator, Hex Nut, Wire Clamp, Flat Washer & Nylon Retainer Washer | PUR | PDV-100 Optima: Heavy Duty, 2.55kV MCOV / Uc, 3kV Duty Cycle Rating / Ur Top Hardware - Hex Nut, Wire Clamp, & Protective Cap. Mounting Hardware - Insulating Bracket. Bottom Hardware - Isolator, Hex Nut, Wire Clamp, Flat Washer & Nylon Retainer Washer | EA | EA |  | TRUE |  | P | DEL | DAYTON
133089 | 2 | 5 | States | Dayton | Andrew Olson | TRUE | 2026-05-08T00:00:00 | 2026-11-02T00:00:00 | 2026-11-02T00:00:00 | 6 | 3 | 3 | 22.54 | 540.96 | 55369-6417 | USA | D02 | 7 | BORDER STATES - MPL | 55485-1450 | M9F42130 | 30A 1-POLE, MULTI 9 - C60BP C-CURVE, 277V, 10kA, UL489 MINITURE CIRCUIT BREAKER | CB | 30A 1-POLE, MULTI 9 - C60BP C-CURVE, 277V, 10kA, UL489 MINITURE CIRCUIT BREAKER | EA | EA |  | TRUE |  | P | DEL | Dayton
133089 | 2 | 6 | States | Dayton | Andrew Olson | TRUE | 2026-05-08T00:00:00 | 2026-11-04T00:00:00 | 2026-11-04T00:00:00 | 6 | 0 | 6 | 22.54 | 540.96 | 55369-6417 | USA | D02 | 7 | BORDER STATES - MPL | 55485-1450 | M9F42130 | 30A 1-POLE, MULTI 9 - C60BP C-CURVE, 277V, 10kA, UL489 MINITURE CIRCUIT BREAKER | CB | 30A 1-POLE, MULTI 9 - C60BP C-CURVE, 277V, 10kA, UL489 MINITURE CIRCUIT BREAKER | EA | EA |  | TRUE |  | P | DEL | Dayton
133048 | 8 | 2 | States | Champlin | Andrew Olson | TRUE | 2026-05-07T00:00:00 | 2026-08-17T00:00:00 | 2026-08-17T00:00:00 | 75 | 0 | 75 | 67.59 | 20141.82 | 55316-3157 | USA | D02 | 7 | BORDER STATES - MPL | 55485-1450 | M9F42302 | 2A 3-Pole Miniature circuit breaker, 480Y/277VAC, 10kA, UL489, C-curve | PUR | 2A 3-Pole Miniature circuit breaker, 480Y/277VAC, 10kA, UL489, C-curve | EA | EA |  | TRUE |  | P | DEL | 100
133048 | 8 | 4 | States | Champlin | Andrew Olson | TRUE | 2026-05-07T00:00:00 | 2026-09-01T00:00:00 | 2026-09-01T00:00:00 | 14 | 0 | 14 | 67.59 | 20141.82 | 55316-3157 | USA | D02 | 7 | BORDER STATES - MPL | 55485-1450 | M9F42302 | 2A 3-Pole Miniature circuit breaker, 480Y/277VAC, 10kA, UL489, C-curve | PUR | 2A 3-Pole Miniature circuit breaker, 480Y/277VAC, 10kA, UL489, C-curve | EA | EA |  | TRUE |  | P | DEL | 100
133048 | 8 | 5 | States | Champlin | Andrew Olson | TRUE | 2026-05-07T00:00:00 | 2026-09-24T00:00:00 | 2026-09-24T00:00:00 | 90 | 0 | 90 | 67.59 | 20141.82 | 55316-3157 | USA | D02 | 7 | BORDER STATES - MPL | 55485-1450 | M9F42302 | 2A 3-Pole Miniature circuit breaker, 480Y/277VAC, 10kA, UL489, C-curve | PUR | 2A 3-Pole Miniature circuit breaker, 480Y/277VAC, 10kA, UL489, C-curve | EA | EA |  | TRUE |  | P | DEL | 100
133048 | 8 | 7 | States | Champlin | Andrew Olson | TRUE | 2026-05-07T00:00:00 | 2026-10-21T00:00:00 | 2026-10-21T00:00:00 | 39 | 0 | 39 | 67.59 | 20141.82 | 55316-3157 | USA | D02 | 7 | BORDER STATES - MPL | 55485-1450 | M9F42302 | 2A 3-Pole Miniature circuit breaker, 480Y/277VAC, 10kA, UL489, C-curve | PUR | 2A 3-Pole Miniature circuit breaker, 480Y/277VAC, 10kA, UL489, C-curve | EA | EA |  | TRUE |  | P | DEL | 100
133048 | 1 | 1 | States | Champlin | Andrew Olson | TRUE | 2026-05-07T00:00:00 | 2026-07-27T00:00:00 | 2026-07-27T00:00:00 | 478 | 0 | 478 | 36.23 | 53040.72 | 55316-3157 | USA | D02 | 7 | BORDER STATES - MPL | 55485-1450 | HBLFRBBN_ | Bus bar mount receptacle, brown, 400A, Female | PUR | Bus bar mount receptacle, brown, 400A, Female | EA | EA |  | TRUE |  | P | DEL | 100
133048 | 1 | 2 | States | Champlin | Andrew Olson | TRUE | 2026-05-07T00:00:00 | 2026-08-10T00:00:00 | 2026-08-10T00:00:00 | 136 | 0 | 136 | 36.23 | 53040.72 | 55316-3157 | USA | D02 | 7 | BORDER STATES - MPL | 55485-1450 | HBLFRBBN_ | Bus bar mount receptacle, brown, 400A, Female | PUR | Bus bar mount receptacle, brown, 400A, Female | EA | EA |  | TRUE |  | P | DEL | 100
133048 | 1 | 3 | States | Champlin | Andrew Olson | TRUE | 2026-05-07T00:00:00 | 2026-08-25T00:00:00 | 2026-08-25T00:00:00 | 280 | 0 | 280 | 36.23 | 53040.72 | 55316-3157 | USA | D02 | 7 | BORDER STATES - MPL | 55485-1450 | HBLFRBBN_ | Bus bar mount receptacle, brown, 400A, Female | PUR | Bus bar mount receptacle, brown, 400A, Female | EA | EA |  | TRUE |  | P | DEL | 100
133048 | 1 | 4 | States | Champlin | Andrew Olson | TRUE | 2026-05-07T00:00:00 | 2026-09-24T00:00:00 | 2026-09-24T00:00:00 | 420 | 0 | 420 | 36.23 | 53040.72 | 55316-3157 | USA | D02 | 7 | BORDER STATES - MPL | 55485-1450 | HBLFRBBN_ | Bus bar mount receptacle, brown, 400A, Female | PUR | Bus bar mount receptacle, brown, 400A, Female | EA | EA |  | TRUE |  | P | DEL | 100
133048 | 1 | 5 | States | Champlin | Andrew Olson | TRUE | 2026-05-07T00:00:00 | 2026-10-26T00:00:00 | 2026-10-26T00:00:00 | 150 | 0 | 150 | 36.23 | 53040.72 | 55316-3157 | USA | D02 | 7 | BORDER STATES - MPL | 55485-1450 | HBLFRBBN_ | Bus bar mount receptacle, brown, 400A, Female | PUR | Bus bar mount receptacle, brown, 400A, Female | EA | EA |  | TRUE |  | P | DEL | 100
133048 | 2 | 1 | States | Champlin | Andrew Olson | TRUE | 2026-05-07T00:00:00 | 2026-07-27T00:00:00 | 2026-07-27T00:00:00 | 478 | 0 | 478 | 36.23 | 53040.72 | 55316-3157 | USA | D02 | 7 | BORDER STATES - MPL | 55485-1450 | HBLFRBO_ | CAM LOCK ORANGE HUBBELL | PUR | CAM LOCK ORANGE HUBBELL | EA | EA |  | TRUE |  | P | DEL | 100
133048 | 2 | 2 | States | Champlin | Andrew Olson | TRUE | 2026-05-07T00:00:00 | 2026-08-10T00:00:00 | 2026-08-10T00:00:00 | 136 | 0 | 136 | 36.23 | 53040.72 | 55316-3157 | USA | D02 | 7 | BORDER STATES - MPL | 55485-1450 | HBLFRBO_ | CAM LOCK ORANGE HUBBELL | PUR | CAM LOCK ORANGE HUBBELL | EA | EA |  | TRUE |  | P | DEL | 100
133048 | 2 | 3 | States | Champlin | Andrew Olson | TRUE | 2026-05-07T00:00:00 | 2026-08-25T00:00:00 | 2026-08-25T00:00:00 | 280 | 0 | 280 | 36.23 | 53040.72 | 55316-3157 | USA | D02 | 7 | BORDER STATES - MPL | 55485-1450 | HBLFRBO_ | CAM LOCK ORANGE HUBBELL | PUR | CAM LOCK ORANGE HUBBELL | EA | EA |  | TRUE |  | P | DEL | 100
133048 | 2 | 4 | States | Champlin | Andrew Olson | TRUE | 2026-05-07T00:00:00 | 2026-09-24T00:00:00 | 2026-09-24T00:00:00 | 420 | 0 | 420 | 36.23 | 53040.72 | 55316-3157 | USA | D02 | 7 | BORDER STATES - MPL | 55485-1450 | HBLFRBO_ | CAM LOCK ORANGE HUBBELL | PUR | CAM LOCK ORANGE HUBBELL | EA | EA |  | TRUE |  | P | DEL | 100
133048 | 2 | 5 | States | Champlin | Andrew Olson | TRUE | 2026-05-07T00:00:00 | 2026-10-26T00:00:00 | 2026-10-26T00:00:00 | 150 | 0 | 150 | 36.23 | 53040.72 | 55316-3157 | USA | D02 | 7 | BORDER STATES - MPL | 55485-1450 | HBLFRBO_ | CAM LOCK ORANGE HUBBELL | PUR | CAM LOCK ORANGE HUBBELL | EA | EA |  | TRUE |  | P | DEL | 100
133048 | 3 | 1 | States | Champlin | Andrew Olson | TRUE | 2026-05-07T00:00:00 | 2026-07-27T00:00:00 | 2026-07-27T00:00:00 | 470 | 0 | 470 | 36.23 | 52750.88 | 55316-3157 | USA | D02 | 7 | BORDER STATES - MPL | 55485-1450 | HBLFRBY | Bus bar mount receptacle, yellow, 400A, Female | PUR | Bus bar mount receptacle, yellow, 400A, Female | EA | EA |  | TRUE |  | P | DEL | 100
133048 | 3 | 2 | States | Champlin | Andrew Olson | TRUE | 2026-05-07T00:00:00 | 2026-08-10T00:00:00 | 2026-08-10T00:00:00 | 136 | 0 | 136 | 36.23 | 52750.88 | 55316-3157 | USA | D02 | 7 | BORDER STATES - MPL | 55485-1450 | HBLFRBY | Bus bar mount receptacle, yellow, 400A, Female | PUR | Bus bar mount receptacle, yellow, 400A, Female | EA | EA |  | TRUE |  | P | DEL | 100
133048 | 3 | 3 | States | Champlin | Andrew Olson | TRUE | 2026-05-07T00:00:00 | 2026-08-25T00:00:00 | 2026-08-25T00:00:00 | 280 | 0 | 280 | 36.23 | 52750.88 | 55316-3157 | USA | D02 | 7 | BORDER STATES - MPL | 55485-1450 | HBLFRBY | Bus bar mount receptacle, yellow, 400A, Female | PUR | Bus bar mount receptacle, yellow, 400A, Female | EA | EA |  | TRUE |  | P | DEL | 100
133048 | 3 | 4 | States | Champlin | Andrew Olson | TRUE | 2026-05-07T00:00:00 | 2026-09-24T00:00:00 | 2026-09-24T00:00:00 | 420 | 0 | 420 | 36.23 | 52750.88 | 55316-3157 | USA | D02 | 7 | BORDER STATES - MPL | 55485-1450 | HBLFRBY | Bus bar mount receptacle, yellow, 400A, Female | PUR | Bus bar mount receptacle, yellow, 400A, Female | EA | EA |  | TRUE |  | P | DEL | 100
133048 | 3 | 5 | States | Champlin | Andrew Olson | TRUE | 2026-05-07T00:00:00 | 2026-10-26T00:00:00 | 2026-10-26T00:00:00 | 150 | 0 | 150 | 36.23 | 52750.88 | 55316-3157 | USA | D02 | 7 | BORDER STATES - MPL | 55485-1450 | HBLFRBY | Bus bar mount receptacle, yellow, 400A, Female | PUR | Bus bar mount receptacle, yellow, 400A, Female | EA | EA |  | TRUE |  | P | DEL | 100
133048 | 4 | 1 | States | Champlin | Andrew Olson | TRUE | 2026-05-07T00:00:00 | 2026-07-27T00:00:00 | 2026-07-27T00:00:00 | 820 | 0 | 820 | 22.54 | 43659.98 | 55316-3157 | USA | D02 | 7 | BORDER STATES - MPL | 55485-1450 | M9F42102 | 2A 1-Pole Miniature circuit breaker, 277VAC, 60VDC, 10kA, UL489, C-curve | PUR | 2A 1-Pole Miniature circuit breaker, 277VAC, 60VDC, 10kA, UL489, C-curve | EA | EA |  | TRUE |  | P | DEL | 100
133048 | 4 | 3 | States | Champlin | Andrew Olson | TRUE | 2026-05-07T00:00:00 | 2026-08-25T00:00:00 | 2026-08-25T00:00:00 | 364 | 0 | 364 | 22.54 | 43659.98 | 55316-3157 | USA | D02 | 7 | BORDER STATES - MPL | 55485-1450 | M9F42102 | 2A 1-Pole Miniature circuit breaker, 277VAC, 60VDC, 10kA, UL489, C-curve | PUR | 2A 1-Pole Miniature circuit breaker, 277VAC, 60VDC, 10kA, UL489, C-curve | EA | EA |  | TRUE |  | P | DEL | 100
133048 | 4 | 5 | States | Champlin | Andrew Olson | TRUE | 2026-05-07T00:00:00 | 2026-09-24T00:00:00 | 2026-09-24T00:00:00 | 546 | 0 | 546 | 22.54 | 43659.98 | 55316-3157 | USA | D02 | 7 | BORDER STATES - MPL | 55485-1450 | M9F42102 | 2A 1-Pole Miniature circuit breaker, 277VAC, 60VDC, 10kA, UL489, C-curve | PUR | 2A 1-Pole Miniature circuit breaker, 277VAC, 60VDC, 10kA, UL489, C-curve | EA | EA |  | TRUE |  | P | DEL | 100
133048 | 4 | 6 | States | Champlin | Andrew Olson | TRUE | 2026-05-07T00:00:00 | 2026-10-12T00:00:00 | 2026-10-12T00:00:00 | 207 | 0 | 207 | 22.54 | 43659.98 | 55316-3157 | USA | D02 | 7 | BORDER STATES - MPL | 55485-1450 | M9F42102 | 2A 1-Pole Miniature circuit breaker, 277VAC, 60VDC, 10kA, UL489, C-curve | PUR | 2A 1-Pole Miniature circuit breaker, 277VAC, 60VDC, 10kA, UL489, C-curve | EA | EA |  | TRUE |  | P | DEL | 100
133048 | 5 | 1 | States | Champlin | Andrew Olson | TRUE | 2026-05-07T00:00:00 | 2026-09-30T00:00:00 | 2026-09-30T00:00:00 | 4 | 0 | 4 | 21.68 | 86.72 | 55316-3157 | USA | D02 | 7 | BORDER STATES - MPL | 55485-1450 | M9F42110 | 10A 1-Pole Miniature circuit breaker, 277VAC, 60VDC, 10kA, UL489, C-curve | PUR | 10A 1-Pole Miniature circuit breaker, 277VAC, 60VDC, 10kA, UL489, C-curve | EA | EA |  | TRUE |  | P | DEL | 100
133048 | 6 | 1 | States | Champlin | Andrew Olson | TRUE | 2026-05-07T00:00:00 | 2026-09-01T00:00:00 | 2026-09-01T00:00:00 | 28 | 0 | 28 | 21.68 | 607.04 | 55316-3157 | USA | D02 | 7 | BORDER STATES - MPL | 55485-1450 | M9F42120 | 20A 1-POLE, MULTI 9 - C60BP C-CURVE, 277V, 10kA, UL489 MINITURE CIRCUIT BREAKER | CB | 20A 1-POLE, MULTI 9 - C60BP C-CURVE, 277V, 10kA, UL489 MINITURE CIRCUIT BREAKER | EA | EA |  | TRUE |  | P | DEL | 100
133048 | 7 | 1 | States | Champlin | Andrew Olson | TRUE | 2026-05-07T00:00:00 | 2026-07-27T00:00:00 | 2026-07-27T00:00:00 | 59 | 0 | 59 | 45.04 | 6575.84 | 55316-3157 | USA | D02 | 7 | BORDER STATES - MPL | 55485-1450 | M9F42220 | 20A 2-Pole Miniature circuit breaker, 480Y/277VAC, 60/125VDC, 10kA, UL489, C-curve | PUR | 20A 2-Pole Miniature circuit breaker, 480Y/277VAC, 60/125VDC, 10kA, UL489, C-curve | EA | EA |  | TRUE |  | P | DEL | 100
133048 | 7 | 2 | States | Champlin | Andrew Olson | TRUE | 2026-05-07T00:00:00 | 2026-08-25T00:00:00 | 2026-08-25T00:00:00 | 30 | 0 | 30 | 45.04 | 6575.84 | 55316-3157 | USA | D02 | 7 | BORDER STATES - MPL | 55485-1450 | M9F42220 | 20A 2-Pole Miniature circuit breaker, 480Y/277VAC, 60/125VDC, 10kA, UL489, C-curve | PUR | 20A 2-Pole Miniature circuit breaker, 480Y/277VAC, 60/125VDC, 10kA, UL489, C-curve | EA | EA |  | TRUE |  | P | DEL | 100
133048 | 7 | 3 | States | Champlin | Andrew Olson | TRUE | 2026-05-07T00:00:00 | 2026-09-24T00:00:00 | 2026-09-24T00:00:00 | 42 | 0 | 42 | 45.04 | 6575.84 | 55316-3157 | USA | D02 | 7 | BORDER STATES - MPL | 55485-1450 | M9F42220 | 20A 2-Pole Miniature circuit breaker, 480Y/277VAC, 60/125VDC, 10kA, UL489, C-curve | PUR | 20A 2-Pole Miniature circuit breaker, 480Y/277VAC, 60/125VDC, 10kA, UL489, C-curve | EA | EA |  | TRUE |  | P | DEL | 100
133048 | 7 | 4 | States | Champlin | Andrew Olson | TRUE | 2026-05-07T00:00:00 | 2026-10-26T00:00:00 | 2026-10-26T00:00:00 | 15 | 0 | 15 | 45.04 | 6575.84 | 55316-3157 | USA | D02 | 7 | BORDER STATES - MPL | 55485-1450 | M9F42220 | 20A 2-Pole Miniature circuit breaker, 480Y/277VAC, 60/125VDC, 10kA, UL489, C-curve | PUR | 20A 2-Pole Miniature circuit breaker, 480Y/277VAC, 60/125VDC, 10kA, UL489, C-curve | EA | EA |  | TRUE |  | P | DEL | 100
133048 | 8 | 1 | States | Champlin | Andrew Olson | TRUE | 2026-05-07T00:00:00 | 2026-08-03T00:00:00 | 2026-08-03T00:00:00 | 80 | 0 | 80 | 67.59 | 20141.82 | 55316-3157 | USA | D02 | 7 | BORDER STATES - MPL | 55485-1450 | M9F42302 | 2A 3-Pole Miniature circuit breaker, 480Y/277VAC, 10kA, UL489, C-curve | PUR | 2A 3-Pole Miniature circuit breaker, 480Y/277VAC, 10kA, UL489, C-curve | EA | EA |  | TRUE |  | P | DEL | 100
131241 | 3 | 3 | States | Dayton | Andrew Olson | TRUE | 2026-02-11T00:00:00 | 2026-08-10T00:00:00 | 2026-07-23T00:00:00 | 60 | 37 | 23 | 141.27 | 70635 | 55369 | USA | D02 | 7 | BORDER STATES - MPL | 55485-1450 | BDL26015 | Molded case circuit breaker: 15A, 2P, DIN rail mount, 25kA at 480Y/277VAC, 18kA at 125/250VDC | PUR | Molded case circuit breaker: 15A, 2P, DIN rail mount, 25kA at 480Y/277VAC, 18kA at 125/250VDC | EA | EA |  | TRUE |  | P | DEL | DAYTON
131241 | 3 | 1 | States | Dayton | Andrew Olson | TRUE | 2026-02-11T00:00:00 | 2026-08-10T00:00:00 | 2026-06-24T00:00:00 | 389 | 389 | 0 | 141.27 | 70635 | 55369 | USA | D02 | 7 | BORDER STATES - MPL | 55485-1450 | BDL26015 | Molded case circuit breaker: 15A, 2P, DIN rail mount, 25kA at 480Y/277VAC, 18kA at 125/250VDC | PUR | Molded case circuit breaker: 15A, 2P, DIN rail mount, 25kA at 480Y/277VAC, 18kA at 125/250VDC | EA | EA |  | TRUE |  | P | DEL | DAYTON
132880 | 3 | 1 | States | Dayton | Andrew Olson | TRUE | 2026-04-30T00:00:00 | 2026-09-11T00:00:00 | 2026-06-08T00:00:00 | 2 | 0 | 2 | 1558.82 | 3117.64 | 55369-6417 | USA | D02 | 7 | BORDER STATES - MPL | 55485-1450 | CAPDIS-40 | Voltage amplifier for voltage sensors | PUR | Voltage amplifier for voltage sensors | EA | EA |  | TRUE |  | P | DEL | DAYTON
132880 | 4 | 1 | States | Dayton | Andrew Olson | TRUE | 2026-04-30T00:00:00 | 2026-07-28T00:00:00 | 2026-07-21T00:00:00 | 384 | 0 | 384 | 7.84 | 11038.72 | 55369-6417 | USA | D02 | 7 | BORDER STATES - MPL | 55485-1450 | KA34U | KA34U, ALUMINUM UNIVERSAL TERMINAL, 1 HOLE, 4 AWG (STR)-500 KCMIL, 3/8" STUD, 1 SCREW, AL/CU RATED, TIN PLATED. | PUR | KA34U, ALUMINUM UNIVERSAL TERMINAL, 1 HOLE, 4 AWG (STR)-500 KCMIL, 3/8" STUD, 1 SCREW, AL/CU RATED, TIN PLATED. | EA | EA |  | TRUE |  | P | DEL | DAYTON
132880 | 4 | 2 | States | Dayton | Andrew Olson | TRUE | 2026-04-30T00:00:00 | 2026-07-28T00:00:00 | 2026-07-21T00:00:00 | 1024 | 0 | 1024 | 7.84 | 11038.72 | 55369-6417 | USA | D02 | 7 | BORDER STATES - MPL | 55485-1450 | KA34U | KA34U, ALUMINUM UNIVERSAL TERMINAL, 1 HOLE, 4 AWG (STR)-500 KCMIL, 3/8" STUD, 1 SCREW, AL/CU RATED, TIN PLATED. | PUR | KA34U, ALUMINUM UNIVERSAL TERMINAL, 1 HOLE, 4 AWG (STR)-500 KCMIL, 3/8" STUD, 1 SCREW, AL/CU RATED, TIN PLATED. | EA | EA |  | TRUE |  | P | DEL | DAYTON
133255 | 1 | 1 | States | Champlin | Andrew Olson | TRUE | 2026-05-13T00:00:00 | 2026-10-26T00:00:00 | 2026-10-26T00:00:00 | 30 | 0 | 30 | 22.54 | 676.2 | 55316-3157 | USA | D02 | 7 | BORDER STATES - MPL | 55485-1450 | M9F42102 | 2A 1-Pole Miniature circuit breaker, 277VAC, 60VDC, 10kA, UL489, C-curve | PUR | 2A 1-Pole Miniature circuit breaker, 277VAC, 60VDC, 10kA, UL489, C-curve | EA | EA |  | TRUE |  | P | DEL | 100
133255 | 2 | 1 | States | Champlin | Andrew Olson | TRUE | 2026-05-13T00:00:00 | 2026-08-25T00:00:00 | 2026-08-25T00:00:00 | 356 | 0 | 356 | 22.54 | 8024.24 | 55316-3157 | USA | D02 | 7 | BORDER STATES - MPL | 55485-1450 | M9F42105 | 5A 1-Pole Miniature circuit breaker, 277VAC, 60VDC, 10kA, UL489, C-curve | PUR | 5A 1-Pole Miniature circuit breaker, 277VAC, 60VDC, 10kA, UL489, C-curve | EA | EA |  | TRUE |  | P | DEL | 100
133255 | 3 | 1 | States | Champlin | Andrew Olson | TRUE | 2026-05-13T00:00:00 | 2026-08-25T00:00:00 | 2026-08-25T00:00:00 | 315 | 0 | 315 | 21.68 | 6829.2 | 55316-3157 | USA | D02 | 7 | BORDER STATES - MPL | 55485-1450 | M9F42110 | 10A 1-Pole Miniature circuit breaker, 277VAC, 60VDC, 10kA, UL489, C-curve | PUR | 10A 1-Pole Miniature circuit breaker, 277VAC, 60VDC, 10kA, UL489, C-curve | EA | EA |  | TRUE |  | P | DEL | 100
133255 | 4 | 1 | States | Champlin | Andrew Olson | TRUE | 2026-05-13T00:00:00 | 2026-10-26T00:00:00 | 2026-10-26T00:00:00 | 7 | 0 | 7 | 45.04 | 315.28 | 55316-3157 | USA | D02 | 7 | BORDER STATES - MPL | 55485-1450 | M9F42210 | 10A 2-POLE, MULTI 9 - C60BP C-CURVE, 480Y/277V, 10kA, UL489 MINITURE CIRCUIT BREAKER | CB | 10A 2-POLE, MULTI 9 - C60BP C-CURVE, 480Y/277V, 10kA, UL489 MINITURE CIRCUIT BREAKER | EA | EA |  | TRUE |  | P | DEL | 100
133255 | 5 | 1 | States | Champlin | Andrew Olson | TRUE | 2026-05-13T00:00:00 | 2026-10-26T00:00:00 | 2026-10-26T00:00:00 | 14 | 0 | 14 | 45.04 | 630.56 | 55316-3157 | USA | D02 | 7 | BORDER STATES - MPL | 55485-1450 | M9F42220 | 20A 2-Pole Miniature circuit breaker, 480Y/277VAC, 60/125VDC, 10kA, UL489, C-curve | PUR | 20A 2-Pole Miniature circuit breaker, 480Y/277VAC, 60/125VDC, 10kA, UL489, C-curve | EA | EA |  | TRUE |  | P | DEL | 100
133255 | 6 | 1 | States | Champlin | Andrew Olson | TRUE | 2026-05-13T00:00:00 | 2026-08-26T00:00:00 | 2026-08-26T00:00:00 | 41 | 0 | 41 | 45.04 | 1846.64 | 55316-3157 | USA | D02 | 7 | BORDER STATES - MPL | 55485-1450 | M9F42230 | 30A 2-POLE, MULTI 9 - C60BP C-CURVE, 480Y/277V, 10kA, UL489 MINITURE CIRCUIT BREAKER | PUR | 30A 2-POLE, MULTI 9 - C60BP C-CURVE, 480Y/277V, 10kA, UL489 MINITURE CIRCUIT BREAKER | EA | EA |  | TRUE |  | P | DEL | 100
133255 | 7 | 1 | States | Champlin | Andrew Olson | TRUE | 2026-05-13T00:00:00 | 2026-08-26T00:00:00 | 2026-08-26T00:00:00 | 7 | 0 | 7 | 45.04 | 315.28 | 55316-3157 | USA | D02 | 7 | BORDER STATES - MPL | 55485-1450 | M9F42240 | 40A 2-Pole Miniature circuit breaker, 277VAC, 60VDC, 10kA, UL489, C-curve | PUR | 40A 2-Pole Miniature circuit breaker, 277VAC, 60VDC, 10kA, UL489, C-curve | EA | EA |  | TRUE |  | P | DEL | 100
133255 | 8 | 1 | States | Champlin | Andrew Olson | TRUE | 2026-05-13T00:00:00 | 2026-10-26T00:00:00 | 2026-10-26T00:00:00 | 32 | 0 | 32 | 67.59 | 2162.88 | 55316-3157 | USA | D02 | 7 | BORDER STATES - MPL | 55485-1450 | M9F42302 | 2A 3-Pole Miniature circuit breaker, 480Y/277VAC, 10kA, UL489, C-curve | PUR | 2A 3-Pole Miniature circuit breaker, 480Y/277VAC, 10kA, UL489, C-curve | EA | EA |  | TRUE |  | P | DEL | 100
134331 | 2 | 1 | States | Champlin | Andrew Olson | TRUE | 2026-06-24T00:00:00 | 2026-09-29T00:00:00 | 2026-09-29T00:00:00 | 64 | 0 | 64 | 14.49 | 927.36 | 55316-3157 | USA | D02 | 7 | BORDER STATES - MPL | 55485-1450 | M9A26909 | Auxiliary contact, Multi9 M9A, OF/SD+OF, 2 C/O, 100mA to 6A, 24VAC to 415VAC, 24VDC to 130VDC, top and bottom connection | PUR | Auxiliary contact, Multi9 M9A, OF/SD+OF, 2 C/O, 100mA to 6A, 24VAC to 415VAC, 24VDC to 130VDC, top and bottom connection | EA | EA |  | TRUE |  | P | DEL | 100
133143 | 1 | 1 | States | Champlin | Andrew Olson | TRUE | 2026-05-11T00:00:00 | 2026-10-26T00:00:00 | 2026-10-26T00:00:00 | 4 | 0 | 4 | 36.23 | 144.92 | 55316-3157 | USA | D02 | 7 | BORDER STATES - MPL | 55485-1450 | HBLFRBGN_ | Bus bar mount receptacle, green, 400A, Female | PUR | Bus bar mount receptacle, green, 400A, Female | EA | EA |  | TRUE |  | P | DEL | 100
133143 | 2 | 1 | States | Champlin | Andrew Olson | TRUE | 2026-05-11T00:00:00 | 2026-11-20T00:00:00 | 2026-11-20T00:00:00 | 130 | 0 | 130 | 11.69 | 1519.7 | 55316-3157 | USA | D02 | 7 | BORDER STATES - MPL | 55485-1450 | HBLNCBN_ | Camlock Cover, Brown | PUR | Camlock Cover, Brown | EA | EA |  | TRUE |  | P | DEL | 100
133143 | 3 | 1 | States | Champlin | Andrew Olson | TRUE | 2026-05-11T00:00:00 | 2026-11-02T00:00:00 | 2026-11-02T00:00:00 | 24 | 0 | 24 | 11.69 | 280.56 | 55316-3157 | USA | D02 | 7 | BORDER STATES - MPL | 55485-1450 | HBLNCGN_ | Camlock Cover, Green | PUR | Camlock Cover, Green | EA | EA |  | TRUE |  | P | DEL | 100
133143 | 6 | 1 | States | Champlin | Andrew Olson | TRUE | 2026-05-11T00:00:00 | 2026-08-03T00:00:00 | 2026-08-03T00:00:00 | 448 | 0 | 448 | 22.54 | 10097.92 | 55316-3157 | USA | D02 | 7 | BORDER STATES - MPL | 55485-1450 | M9F42105 | 5A 1-Pole Miniature circuit breaker, 277VAC, 60VDC, 10kA, UL489, C-curve | PUR | 5A 1-Pole Miniature circuit breaker, 277VAC, 60VDC, 10kA, UL489, C-curve | EA | EA |  | TRUE |  | P | DEL | 100
133143 | 7 | 1 | States | Champlin | Andrew Olson | TRUE | 2026-05-11T00:00:00 | 2026-08-04T00:00:00 | 2026-08-04T00:00:00 | 228 | 0 | 228 | 21.68 | 4943.04 | 55316-3157 | USA | D02 | 7 | BORDER STATES - MPL | 55485-1450 | M9F42110 | 10A 1-Pole Miniature circuit breaker, 277VAC, 60VDC, 10kA, UL489, C-curve | PUR | 10A 1-Pole Miniature circuit breaker, 277VAC, 60VDC, 10kA, UL489, C-curve | EA | EA |  | TRUE |  | P | DEL | 100
133143 | 8 | 1 | States | Champlin | Andrew Olson | TRUE | 2026-05-11T00:00:00 | 2026-07-20T00:00:00 | 2026-07-20T00:00:00 | 86 | 0 | 86 | 21.68 | 1864.48 | 55316-3157 | USA | D02 | 7 | BORDER STATES - MPL | 55485-1450 | M9F42115 | MINIATURE CIRCUIT BREAKER (MCB), MULTI9 C60BP, 1P, 15A, C CURVE, 14KA (UL489), 10KA (IEC/EN 60947-2) | PUR | MINIATURE CIRCUIT BREAKER (MCB), MULTI9 C60BP, 1P, 15A, C CURVE, 14KA (UL489), 10KA (IEC/EN 60947-2) | EA | EA |  | TRUE |  | P | DEL | 100
133143 | 10 | 1 | States | Champlin | Andrew Olson | TRUE | 2026-05-11T00:00:00 | 2026-07-22T00:00:00 | 2026-07-10T00:00:00 | 189 | 0 | 189 | 67.59 | 12774.51 | 55316-3157 | USA | D02 | 7 | BORDER STATES - MPL | 55485-1450 | M9F42302 | 2A 3-Pole Miniature circuit breaker, 480Y/277VAC, 10kA, UL489, C-curve | PUR | 2A 3-Pole Miniature circuit breaker, 480Y/277VAC, 10kA, UL489, C-curve | EA | EA |  | TRUE |  | P | DEL | 100
132537 | 1 | 1 | States | Dayton | Andrew Olson | TRUE | 2026-04-16T00:00:00 | 2026-10-26T00:00:00 | 2026-10-26T00:00:00 | 57 | 0 | 57 | 21.68 | 1235.76 | 55369-6417 | USA | D02 | 7 | BORDER STATES - MPL | 55485-1450 | M9F42115 | MINIATURE CIRCUIT BREAKER (MCB), MULTI9 C60BP, 1P, 15A, C CURVE, 14KA (UL489), 10KA (IEC/EN 60947-2) | PUR | MINIATURE CIRCUIT BREAKER (MCB), MULTI9 C60BP, 1P, 15A, C CURVE, 14KA (UL489), 10KA (IEC/EN 60947-2) | EA | EA |  | TRUE |  | P | DEL | DAYTON
132291 | 6 | 1 | States | Champlin | Andrew Olson | TRUE | 2026-04-07T00:00:00 | 2026-11-04T00:00:00 | 2026-11-04T00:00:00 | 78 | 0 | 78 | 11.69 | 911.82 | 55316-3157 | USA | D02 | 7 | BORDER STATES - MPL | 55485-1450 | HBLNCY_ | Camlock Cover, Yellow | PUR | Camlock Cover, Yellow | EA | EA |  | TRUE |  | P | DEL | 100
132291 | 4 | 2 | States | Champlin | Andrew Olson | TRUE | 2026-04-07T00:00:00 | 2026-11-04T00:00:00 | 2026-11-04T00:00:00 | 30 | 0 | 30 | 17.61 | 880.5 | 55316-3157 | USA | D02 | 7 | BORDER STATES - MPL | 55485-1450 | HBLMRSCGN | Threaded stud mount receptacle, green, 400A, male, threaded mounting holes, 1.11" stud | PUR | Threaded stud mount receptacle, green, 400A, male, threaded mounting holes, 1.11" stud | EA | EA |  | TRUE |  | P | DEL | 100
132291 | 4 | 1 | States | Champlin | Andrew Olson | TRUE | 2026-04-07T00:00:00 | 2026-10-20T00:00:00 | 2026-10-20T00:00:00 | 20 | 0 | 20 | 17.61 | 880.5 | 55316-3157 | USA | D02 | 7 | BORDER STATES - MPL | 55485-1450 | HBLMRSCGN | Threaded stud mount receptacle, green, 400A, male, threaded mounting holes, 1.11" stud | PUR | Threaded stud mount receptacle, green, 400A, male, threaded mounting holes, 1.11" stud | EA | EA |  | TRUE |  | P | DEL | 100
132291 | 3 | 1 | States | Champlin | Andrew Olson | TRUE | 2026-04-07T00:00:00 | 2026-07-13T00:00:00 | 2026-07-13T00:00:00 | 90 | 90 | 0 | 36.23 | 3260.7 | 55316-3157 | USA | D02 | 7 | BORDER STATES - MPL | 55485-1450 | HBLMRBBK | Black Male Cam Lock, Single hole bus bar, 600V 400A | PUR | Black Male Cam Lock, Single hole bus bar, 600V 400A | EA | EA |  | TRUE |  | P | DEL | 100
132291 | 2 | 4 | States | Champlin | Andrew Olson | TRUE | 2026-04-07T00:00:00 | 2026-11-04T00:00:00 | 2026-11-04T00:00:00 | 30 | 0 | 30 | 17.61 | 1937.1 | 55316-3157 | USA | D02 | 7 | BORDER STATES - MPL | 55485-1450 | HBLFRSCBK | Threaded stud mount receptacle, black, 400A, female, threaded mounting holes, 1.11" stud | PUR | Threaded stud mount receptacle, black, 400A, female, threaded mounting holes, 1.11" stud | EA | EA |  | TRUE |  | P | DEL | 100
132291 | 2 | 3 | States | Champlin | Andrew Olson | TRUE | 2026-04-07T00:00:00 | 2026-10-20T00:00:00 | 2026-10-20T00:00:00 | 30 | 0 | 30 | 17.61 | 1937.1 | 55316-3157 | USA | D02 | 7 | BORDER STATES - MPL | 55485-1450 | HBLFRSCBK | Threaded stud mount receptacle, black, 400A, female, threaded mounting holes, 1.11" stud | PUR | Threaded stud mount receptacle, black, 400A, female, threaded mounting holes, 1.11" stud | EA | EA |  | TRUE |  | P | DEL | 100
132291 | 2 | 2 | States | Champlin | Andrew Olson | TRUE | 2026-04-07T00:00:00 | 2026-07-27T00:00:00 | 2026-07-27T00:00:00 | 20 | 0 | 20 | 17.61 | 1937.1 | 55316-3157 | USA | D02 | 7 | BORDER STATES - MPL | 55485-1450 | HBLFRSCBK | Threaded stud mount receptacle, black, 400A, female, threaded mounting holes, 1.11" stud | PUR | Threaded stud mount receptacle, black, 400A, female, threaded mounting holes, 1.11" stud | EA | EA |  | TRUE |  | P | DEL | 100
132291 | 1 | 3 | States | Champlin | Andrew Olson | TRUE | 2026-04-07T00:00:00 | 2026-11-04T00:00:00 | 2026-11-04T00:00:00 | 234 | 0 | 234 | 36.23 | 29817.29 | 55316-3157 | USA | D02 | 7 | BORDER STATES - MPL | 55485-1450 | HBLFRBBK | 400A BUS BAR MOUNT, FEMALE RECEPTACLE-BLACK | PUR | 400A BUS BAR MOUNT, FEMALE RECEPTACLE-BLACK | EA | EA |  | TRUE |  | P | DEL | 100
132291 | 1 | 2 | States | Champlin | Andrew Olson | TRUE | 2026-04-07T00:00:00 | 2026-10-20T00:00:00 | 2026-10-20T00:00:00 | 234 | 0 | 234 | 36.23 | 29817.29 | 55316-3157 | USA | D02 | 7 | BORDER STATES - MPL | 55485-1450 | HBLFRBBK | 400A BUS BAR MOUNT, FEMALE RECEPTACLE-BLACK | PUR | 400A BUS BAR MOUNT, FEMALE RECEPTACLE-BLACK | EA | EA |  | TRUE |  | P | DEL | 100
132291 | 1 | 1 | States | Champlin | Andrew Olson | TRUE | 2026-04-07T00:00:00 | 2026-08-31T00:00:00 | 2026-08-31T00:00:00 | 355 | 0 | 355 | 36.23 | 29817.29 | 55316-3157 | USA | D02 | 7 | BORDER STATES - MPL | 55485-1450 | HBLFRBBK | 400A BUS BAR MOUNT, FEMALE RECEPTACLE-BLACK | PUR | 400A BUS BAR MOUNT, FEMALE RECEPTACLE-BLACK | EA | EA |  | TRUE |  | P | DEL | 100
132657 | 1 | 2 | States | Dayton | Andrew Olson | TRUE | 2026-04-22T00:00:00 | 2026-05-22T00:00:00 | 2026-05-22T00:00:00 | 8 | 0 | 8 | 137.12 | 3290.88 | 55369-6417 | USA | D02 | 7 | BORDER STATES - MPL | 55485-1450 | HBL504NM | Locking Devices, Twist-Lock®, Marine Grade, Shore Power Inlet, 50A 125/250V, 3-Pole 4-Wire Grounding, Non-NEMA, Screw Terminal, White | PUR | Locking Devices, Twist-Lock®, Marine Grade, Shore Power Inlet, 50A 125/250V, 3-Pole 4-Wire Grounding, Non-NEMA, Screw Terminal, White | EA | EA |  | TRUE |  | P | DEL | DAYTON
132773 | 1 | 1 | States | Champlin | Andrew Olson | TRUE | 2026-04-27T00:00:00 | 2026-08-10T00:00:00 | 2026-08-10T00:00:00 | 120 | 0 | 120 | 36.23 | 4347.6 | 55316-3157 | USA | D02 | 7 | BORDER STATES - MPL | 55485-1450 | HBLFRBBN_ | Bus bar mount receptacle, brown, 400A, Female | PUR | Bus bar mount receptacle, brown, 400A, Female | EA | EA |  | TRUE |  | P | DEL | 100
132773 | 2 | 1 | States | Champlin | Andrew Olson | TRUE | 2026-04-27T00:00:00 | 2026-08-10T00:00:00 | 2026-08-10T00:00:00 | 120 | 0 | 120 | 36.23 | 4347.6 | 55316-3157 | USA | D02 | 7 | BORDER STATES - MPL | 55485-1450 | HBLFRBO_ | CAM LOCK ORANGE HUBBELL | PUR | CAM LOCK ORANGE HUBBELL | EA | EA |  | TRUE |  | P | DEL | 100
132773 | 3 | 1 | States | Champlin | Andrew Olson | TRUE | 2026-04-27T00:00:00 | 2026-08-10T00:00:00 | 2026-08-10T00:00:00 | 120 | 0 | 120 | 36.23 | 4347.6 | 55316-3157 | USA | D02 | 7 | BORDER STATES - MPL | 55485-1450 | HBLFRBY | Bus bar mount receptacle, yellow, 400A, Female | PUR | Bus bar mount receptacle, yellow, 400A, Female | EA | EA |  | TRUE |  | P | DEL | 100
132773 | 4 | 1 | States | Champlin | Andrew Olson | TRUE | 2026-04-27T00:00:00 | 2026-11-04T00:00:00 | 2026-11-04T00:00:00 | 16 | 0 | 16 | 36.23 | 579.68 | 55316-3157 | USA | D02 | 7 | BORDER STATES - MPL | 55485-1450 | HBLMRBO_ | Bus bar mount receptacle, orange, 400A, Male | PUR | Bus bar mount receptacle, orange, 400A, Male | EA | EA |  | TRUE |  | P | DEL | 100
132773 | 5 | 1 | States | Champlin | Andrew Olson | TRUE | 2026-04-27T00:00:00 | 2026-09-14T00:00:00 | 2026-09-14T00:00:00 | 3 | 0 | 3 | 22.54 | 67.62 | 55316-3157 | USA | D02 | 7 | BORDER STATES - MPL | 55485-1450 | M9F42102 | 2A 1-Pole Miniature circuit breaker, 277VAC, 60VDC, 10kA, UL489, C-curve | PUR | 2A 1-Pole Miniature circuit breaker, 277VAC, 60VDC, 10kA, UL489, C-curve | EA | EA |  | TRUE |  | P | DEL | 100
132773 | 6 | 1 | States | Champlin | Andrew Olson | TRUE | 2026-04-27T00:00:00 | 2026-08-04T00:00:00 | 2026-08-04T00:00:00 | 92 | 0 | 92 | 22.54 | 3921.96 | 55316-3157 | USA | D02 | 7 | BORDER STATES - MPL | 55485-1450 | M9F42105 | 5A 1-Pole Miniature circuit breaker, 277VAC, 60VDC, 10kA, UL489, C-curve | PUR | 5A 1-Pole Miniature circuit breaker, 277VAC, 60VDC, 10kA, UL489, C-curve | EA | EA |  | TRUE |  | P | DEL | 100
132773 | 6 | 2 | States | Champlin | Andrew Olson | TRUE | 2026-04-27T00:00:00 | 2026-08-25T00:00:00 |  | 32 | 0 | 32 | 22.54 | 3921.96 | 55316-3157 | USA | D02 | 7 | BORDER STATES - MPL | 55485-1450 | M9F42105 | 5A 1-Pole Miniature circuit breaker, 277VAC, 60VDC, 10kA, UL489, C-curve | PUR | 5A 1-Pole Miniature circuit breaker, 277VAC, 60VDC, 10kA, UL489, C-curve | EA | EA |  | TRUE |  | P | DEL | 100
132773 | 6 | 3 | States | Champlin | Andrew Olson | TRUE | 2026-04-27T00:00:00 | 2026-09-04T00:00:00 |  | 20 | 0 | 20 | 22.54 | 3921.96 | 55316-3157 | USA | D02 | 7 | BORDER STATES - MPL | 55485-1450 | M9F42105 | 5A 1-Pole Miniature circuit breaker, 277VAC, 60VDC, 10kA, UL489, C-curve | PUR | 5A 1-Pole Miniature circuit breaker, 277VAC, 60VDC, 10kA, UL489, C-curve | EA | EA |  | TRUE |  | P | DEL | 100
132773 | 6 | 4 | States | Champlin | Andrew Olson | TRUE | 2026-04-27T00:00:00 | 2026-10-21T00:00:00 |  | 30 | 0 | 30 | 22.54 | 3921.96 | 55316-3157 | USA | D02 | 7 | BORDER STATES - MPL | 55485-1450 | M9F42105 | 5A 1-Pole Miniature circuit breaker, 277VAC, 60VDC, 10kA, UL489, C-curve | PUR | 5A 1-Pole Miniature circuit breaker, 277VAC, 60VDC, 10kA, UL489, C-curve | EA | EA |  | TRUE |  | P | DEL | 100
132773 | 7 | 1 | States | Champlin | Andrew Olson | TRUE | 2026-04-27T00:00:00 | 2026-10-21T00:00:00 | 2026-10-21T00:00:00 | 18 | 0 | 18 | 21.68 | 390.24 | 55316-3157 | USA | D02 | 7 | BORDER STATES - MPL | 55485-1450 | M9F42110 | 10A 1-Pole Miniature circuit breaker, 277VAC, 60VDC, 10kA, UL489, C-curve | PUR | 10A 1-Pole Miniature circuit breaker, 277VAC, 60VDC, 10kA, UL489, C-curve | EA | EA |  | TRUE |  | P | DEL | 100
132773 | 8 | 1 | States | Champlin | Andrew Olson | TRUE | 2026-04-27T00:00:00 | 2026-08-31T00:00:00 | 2026-08-31T00:00:00 | 21 | 0 | 21 | 21.68 | 520.32 | 55316-3157 | USA | D02 | 7 | BORDER STATES - MPL | 55485-1450 | M9F42120 | 20A 1-POLE, MULTI 9 - C60BP C-CURVE, 277V, 10kA, UL489 MINITURE CIRCUIT BREAKER | CB | 20A 1-POLE, MULTI 9 - C60BP C-CURVE, 277V, 10kA, UL489 MINITURE CIRCUIT BREAKER | EA | EA |  | TRUE |  | P | DEL | 100
132773 | 8 | 2 | States | Champlin | Andrew Olson | TRUE | 2026-04-27T00:00:00 | 2026-10-21T00:00:00 |  | 3 | 0 | 3 | 21.68 | 520.32 | 55316-3157 | USA | D02 | 7 | BORDER STATES - MPL | 55485-1450 | M9F42120 | 20A 1-POLE, MULTI 9 - C60BP C-CURVE, 277V, 10kA, UL489 MINITURE CIRCUIT BREAKER | CB | 20A 1-POLE, MULTI 9 - C60BP C-CURVE, 277V, 10kA, UL489 MINITURE CIRCUIT BREAKER | EA | EA |  | TRUE |  | P | DEL | 100
132773 | 9 | 1 | States | Champlin | Andrew Olson | TRUE | 2026-04-27T00:00:00 | 2026-08-10T00:00:00 | 2026-08-10T00:00:00 | 3 | 0 | 3 | 45.04 | 540.48 | 55316-3157 | USA | D02 | 7 | BORDER STATES - MPL | 55485-1450 | M9F42230 | 30A 2-POLE, MULTI 9 - C60BP C-CURVE, 480Y/277V, 10kA, UL489 MINITURE CIRCUIT BREAKER | PUR | 30A 2-POLE, MULTI 9 - C60BP C-CURVE, 480Y/277V, 10kA, UL489 MINITURE CIRCUIT BREAKER | EA | EA |  | TRUE |  | P | DEL | 100
132773 | 9 | 2 | States | Champlin | Andrew Olson | TRUE | 2026-04-27T00:00:00 | 2026-10-21T00:00:00 | 2026-10-21T00:00:00 | 9 | 0 | 9 | 45.04 | 540.48 | 55316-3157 | USA | D02 | 7 | BORDER STATES - MPL | 55485-1450 | M9F42230 | 30A 2-POLE, MULTI 9 - C60BP C-CURVE, 480Y/277V, 10kA, UL489 MINITURE CIRCUIT BREAKER | PUR | 30A 2-POLE, MULTI 9 - C60BP C-CURVE, 480Y/277V, 10kA, UL489 MINITURE CIRCUIT BREAKER | EA | EA |  | TRUE |  | P | DEL | 100
132773 | 10 | 1 | States | Champlin | Andrew Olson | TRUE | 2026-04-27T00:00:00 | 2026-08-31T00:00:00 | 2026-08-31T00:00:00 | 15 | 0 | 15 | 67.59 | 1622.16 | 55316-3157 | USA | D02 | 7 | BORDER STATES - MPL | 55485-1450 | M9F42302 | 2A 3-Pole Miniature circuit breaker, 480Y/277VAC, 10kA, UL489, C-curve | PUR | 2A 3-Pole Miniature circuit breaker, 480Y/277VAC, 10kA, UL489, C-curve | EA | EA |  | TRUE |  | P | DEL | 100
132773 | 10 | 2 | States | Champlin | Andrew Olson | TRUE | 2026-04-27T00:00:00 | 2026-10-21T00:00:00 | 2026-10-21T00:00:00 | 9 | 0 | 9 | 67.59 | 1622.16 | 55316-3157 | USA | D02 | 7 | BORDER STATES - MPL | 55485-1450 | M9F42302 | 2A 3-Pole Miniature circuit breaker, 480Y/277VAC, 10kA, UL489, C-curve | PUR | 2A 3-Pole Miniature circuit breaker, 480Y/277VAC, 10kA, UL489, C-curve | EA | EA |  | TRUE |  | P | DEL | 100
133253 | 1 | 1 | States | Champlin | Andrew Olson | TRUE | 2026-05-13T00:00:00 | 2026-08-26T00:00:00 | 2026-08-26T00:00:00 | 2 | 0 | 2 | 1185.74 | 5928.7 | 55316-3157 | USA | D02 | 7 | BORDER STATES - MPL | 55485-1450 | A72H36DLP3PT | Marshalling Cabinet, 72x36x12, continuous hinge, NEMA 3R/4/4X/12/13 | PUR | Marshalling Cabinet, 72x36x12, continuous hinge, NEMA 3R/4/4X/12/13 | EA | EA |  | TRUE |  | P | DEL | 100
133253 | 1 | 2 | States | Champlin | Andrew Olson | TRUE | 2026-05-13T00:00:00 | 2026-10-26T00:00:00 | 2026-10-26T00:00:00 | 3 | 0 | 3 | 1185.74 | 5928.7 | 55316-3157 | USA | D02 | 7 | BORDER STATES - MPL | 55485-1450 | A72H36DLP3PT | Marshalling Cabinet, 72x36x12, continuous hinge, NEMA 3R/4/4X/12/13 | PUR | Marshalling Cabinet, 72x36x12, continuous hinge, NEMA 3R/4/4X/12/13 | EA | EA |  | TRUE |  | P | DEL | 100
133253 | 2 | 1 | States | Champlin | Andrew Olson | TRUE | 2026-05-13T00:00:00 | 2026-08-26T00:00:00 | 2026-08-26T00:00:00 | 5 | 0 | 5 | 227.34 | 1136.7 | 55316-3157 | USA | D02 | 7 | BORDER STATES - MPL | 55485-1450 | A72P36 | Panel for Type 3R 4 4X 12 13 Enclosure, fits 72x36, White, Steel Catalog#: A72P36 | PUR | Panel for Type 3R 4 4X 12 13 Enclosure, fits 72x36, White, Steel Catalog#: A72P36 | EA | EA |  | TRUE |  | P | DEL | 100
133253 | 3 | 1 | States | Champlin | Andrew Olson | TRUE | 2026-05-13T00:00:00 | 2026-07-29T00:00:00 | 2026-07-29T00:00:00 | 28 | 0 | 28 | 17.61 | 493.08 | 55316-3157 | USA | D02 | 7 | BORDER STATES - MPL | 55485-1450 | HBLMRSCBK | Threaded stud mount receptacle, black, 400A, male, threaded mounting holes, 1.11" stud | PUR | Threaded stud mount receptacle, black, 400A, male, threaded mounting holes, 1.11" stud | EA | EA |  | TRUE |  | P | DEL | 100
133253 | 8 | 1 | States | Champlin | Andrew Olson | TRUE | 2026-05-13T00:00:00 | 2026-08-26T00:00:00 | 2026-08-26T00:00:00 | 5 | 0 | 5 | 250 | 1250 | 55316-3157 | USA | D02 | 7 | BORDER STATES - MPL | 55485-1450 | HF1016414 | HF10 Side-Mount Filter Fan, 115V 159CFM, Lt Gray | PUR | HF10 Side-Mount Filter Fan, 115V 159CFM, Lt Gray | EA | EA |  | TRUE |  | P | DEL | 100
133253 | 9 | 1 | States | Champlin | Andrew Olson | TRUE | 2026-05-13T00:00:00 | 2026-08-26T00:00:00 | 2026-08-26T00:00:00 | 5 | 0 | 5 | 54.07 | 270.35 | 55316-3157 | USA | D02 | 7 | BORDER STATES - MPL | 55485-1450 | HG1000404 | HG Filter Fan Exhaust Grille IP54, fits HF10 fans 10-inch, Lt Gray, Plastic | PUR | HG Filter Fan Exhaust Grille IP54, fits HF10 fans 10-inch, Lt Gray, Plastic | EA | EA |  | TRUE |  | P | DEL | 100
132292 | 1 | 1 | States | Champlin | Andrew Olson | TRUE | 2026-04-07T00:00:00 | 2026-12-22T00:00:00 | 2026-12-22T00:00:00 | 1 | 0 | 1 | 21.682 | 21.68 | 55316-3157 | USA | D02 | 7 | BORDER STATES - MPL | 55485-1450 | M9F42115 | MINIATURE CIRCUIT BREAKER (MCB), MULTI9 C60BP, 1P, 15A, C CURVE, 14KA (UL489), 10KA (IEC/EN 60947-2) | PUR | MINIATURE CIRCUIT BREAKER (MCB), MULTI9 C60BP, 1P, 15A, C CURVE, 14KA (UL489), 10KA (IEC/EN 60947-2) | EA | EA |  | TRUE |  | P | DEL | 100
132672 | 6 | 6 | States | Champlin | Andrew Olson | TRUE | 2026-04-22T00:00:00 | 2026-10-21T00:00:00 | 2026-10-21T00:00:00 | 9 | 0 | 9 | 67.59 | 9732.96 | 55316-3157 | USA | D02 | 7 | BORDER STATES - MPL | 55485-1450 | M9F42302 | 2A 3-Pole Miniature circuit breaker, 480Y/277VAC, 10kA, UL489, C-curve | PUR | 2A 3-Pole Miniature circuit breaker, 480Y/277VAC, 10kA, UL489, C-curve | EA | EA |  | TRUE |  | P | DEL | 100
132672 | 6 | 5 | States | Champlin | Andrew Olson | TRUE | 2026-04-22T00:00:00 | 2026-08-31T00:00:00 | 2026-08-31T00:00:00 | 30 | 0 | 30 | 67.59 | 9732.96 | 55316-3157 | USA | D02 | 7 | BORDER STATES - MPL | 55485-1450 | M9F42302 | 2A 3-Pole Miniature circuit breaker, 480Y/277VAC, 10kA, UL489, C-curve | PUR | 2A 3-Pole Miniature circuit breaker, 480Y/277VAC, 10kA, UL489, C-curve | EA | EA |  | TRUE |  | P | DEL | 100
132672 | 6 | 4 | States | Champlin | Andrew Olson | TRUE | 2026-04-22T00:00:00 | 2026-08-04T00:00:00 | 2026-08-04T00:00:00 | 12 | 0 | 12 | 67.59 | 9732.96 | 55316-3157 | USA | D02 | 7 | BORDER STATES - MPL | 55485-1450 | M9F42302 | 2A 3-Pole Miniature circuit breaker, 480Y/277VAC, 10kA, UL489, C-curve | PUR | 2A 3-Pole Miniature circuit breaker, 480Y/277VAC, 10kA, UL489, C-curve | EA | EA |  | TRUE |  | P | DEL | 100
132672 | 6 | 3 | States | Champlin | Andrew Olson | TRUE | 2026-04-22T00:00:00 | 2026-07-27T00:00:00 | 2026-07-27T00:00:00 | 36 | 0 | 36 | 67.59 | 9732.96 | 55316-3157 | USA | D02 | 7 | BORDER STATES - MPL | 55485-1450 | M9F42302 | 2A 3-Pole Miniature circuit breaker, 480Y/277VAC, 10kA, UL489, C-curve | PUR | 2A 3-Pole Miniature circuit breaker, 480Y/277VAC, 10kA, UL489, C-curve | EA | EA |  | TRUE |  | P | DEL | 100
132672 | 5 | 7 | States | Champlin | Andrew Olson | TRUE | 2026-04-22T00:00:00 | 2026-08-25T00:00:00 | 2026-08-25T00:00:00 | 2 | 0 | 2 | 45.04 | 11800.48 | 55316-3157 | USA | D02 | 7 | BORDER STATES - MPL | 55485-1450 | M9F42220 | 20A 2-Pole Miniature circuit breaker, 480Y/277VAC, 60/125VDC, 10kA, UL489, C-curve | PUR | 20A 2-Pole Miniature circuit breaker, 480Y/277VAC, 60/125VDC, 10kA, UL489, C-curve | EA | EA |  | TRUE |  | P | DEL | 100
132672 | 3 | 4 | States | Champlin | Andrew Olson | TRUE | 2026-04-22T00:00:00 | 2026-10-21T00:00:00 | 2026-10-21T00:00:00 | 3 | 0 | 3 | 21.68 | 2016.24 | 55316-3157 | USA | D02 | 7 | BORDER STATES - MPL | 55485-1450 | M9F42120 | 20A 1-POLE, MULTI 9 - C60BP C-CURVE, 277V, 10kA, UL489 MINITURE CIRCUIT BREAKER | CB | 20A 1-POLE, MULTI 9 - C60BP C-CURVE, 277V, 10kA, UL489 MINITURE CIRCUIT BREAKER | EA | EA |  | TRUE |  | P | DEL | 100
132672 | 3 | 3 | States | Champlin | Andrew Olson | TRUE | 2026-04-22T00:00:00 | 2026-08-31T00:00:00 | 2026-08-31T00:00:00 | 46 | 0 | 46 | 21.68 | 2016.24 | 55316-3157 | USA | D02 | 7 | BORDER STATES - MPL | 55485-1450 | M9F42120 | 20A 1-POLE, MULTI 9 - C60BP C-CURVE, 277V, 10kA, UL489 MINITURE CIRCUIT BREAKER | CB | 20A 1-POLE, MULTI 9 - C60BP C-CURVE, 277V, 10kA, UL489 MINITURE CIRCUIT BREAKER | EA | EA |  | TRUE |  | P | DEL | 100
132672 | 3 | 2 | States | Champlin | Andrew Olson | TRUE | 2026-04-22T00:00:00 | 2026-08-04T00:00:00 | 2026-08-04T00:00:00 | 4 | 0 | 4 | 21.68 | 2016.24 | 55316-3157 | USA | D02 | 7 | BORDER STATES - MPL | 55485-1450 | M9F42120 | 20A 1-POLE, MULTI 9 - C60BP C-CURVE, 277V, 10kA, UL489 MINITURE CIRCUIT BREAKER | CB | 20A 1-POLE, MULTI 9 - C60BP C-CURVE, 277V, 10kA, UL489 MINITURE CIRCUIT BREAKER | EA | EA |  | TRUE |  | P | DEL | 100
132672 | 3 | 1 | States | Champlin | Andrew Olson | TRUE | 2026-04-22T00:00:00 | 2026-07-27T00:00:00 | 2026-07-27T00:00:00 | 40 | 0 | 40 | 21.68 | 2016.24 | 55316-3157 | USA | D02 | 7 | BORDER STATES - MPL | 55485-1450 | M9F42120 | 20A 1-POLE, MULTI 9 - C60BP C-CURVE, 277V, 10kA, UL489 MINITURE CIRCUIT BREAKER | CB | 20A 1-POLE, MULTI 9 - C60BP C-CURVE, 277V, 10kA, UL489 MINITURE CIRCUIT BREAKER | EA | EA |  | TRUE |  | P | DEL | 100
132672 | 2 | 7 | States | Champlin | Andrew Olson | TRUE | 2026-04-22T00:00:00 | 2026-08-25T00:00:00 | 2026-08-25T00:00:00 | 31 | 0 | 31 | 21.68 | 4314.32 | 55316-3157 | USA | D02 | 7 | BORDER STATES - MPL | 55485-1450 | M9F42115 | MINIATURE CIRCUIT BREAKER (MCB), MULTI9 C60BP, 1P, 15A, C CURVE, 14KA (UL489), 10KA (IEC/EN 60947-2) | PUR | MINIATURE CIRCUIT BREAKER (MCB), MULTI9 C60BP, 1P, 15A, C CURVE, 14KA (UL489), 10KA (IEC/EN 60947-2) | EA | EA |  | TRUE |  | P | DEL | 100
132672 | 2 | 6 | States | Champlin | Andrew Olson | TRUE | 2026-04-22T00:00:00 | 2026-07-27T00:00:00 | 2026-07-27T00:00:00 | 32 | 0 | 32 | 21.68 | 4314.32 | 55316-3157 | USA | D02 | 7 | BORDER STATES - MPL | 55485-1450 | M9F42115 | MINIATURE CIRCUIT BREAKER (MCB), MULTI9 C60BP, 1P, 15A, C CURVE, 14KA (UL489), 10KA (IEC/EN 60947-2) | PUR | MINIATURE CIRCUIT BREAKER (MCB), MULTI9 C60BP, 1P, 15A, C CURVE, 14KA (UL489), 10KA (IEC/EN 60947-2) | EA | EA |  | TRUE |  | P | DEL | 100
132672 | 1 | 11 | States | Champlin | Andrew Olson | TRUE | 2026-04-22T00:00:00 | 2026-10-21T00:00:00 | 2026-10-21T00:00:00 | 27 | 0 | 27 | 21.68 | 8672 | 55316-3157 | USA | D02 | 7 | BORDER STATES - MPL | 55485-1450 | M9F42110 | 10A 1-Pole Miniature circuit breaker, 277VAC, 60VDC, 10kA, UL489, C-curve | PUR | 10A 1-Pole Miniature circuit breaker, 277VAC, 60VDC, 10kA, UL489, C-curve | EA | EA |  | TRUE |  | P | DEL | 100
132672 | 1 | 10 | States | Champlin | Andrew Olson | TRUE | 2026-04-22T00:00:00 | 2026-09-04T00:00:00 | 2026-09-04T00:00:00 | 32 | 0 | 32 | 21.68 | 8672 | 55316-3157 | USA | D02 | 7 | BORDER STATES - MPL | 55485-1450 | M9F42110 | 10A 1-Pole Miniature circuit breaker, 277VAC, 60VDC, 10kA, UL489, C-curve | PUR | 10A 1-Pole Miniature circuit breaker, 277VAC, 60VDC, 10kA, UL489, C-curve | EA | EA |  | TRUE |  | P | DEL | 100
132672 | 1 | 9 | States | Champlin | Andrew Olson | TRUE | 2026-04-22T00:00:00 | 2026-08-25T00:00:00 | 2026-08-25T00:00:00 | 39 | 0 | 39 | 21.68 | 8672 | 55316-3157 | USA | D02 | 7 | BORDER STATES - MPL | 55485-1450 | M9F42110 | 10A 1-Pole Miniature circuit breaker, 277VAC, 60VDC, 10kA, UL489, C-curve | PUR | 10A 1-Pole Miniature circuit breaker, 277VAC, 60VDC, 10kA, UL489, C-curve | EA | EA |  | TRUE |  | P | DEL | 100
132672 | 1 | 8 | States | Champlin | Andrew Olson | TRUE | 2026-04-22T00:00:00 | 2026-08-03T00:00:00 | 2026-08-03T00:00:00 | 44 | 0 | 44 | 21.68 | 8672 | 55316-3157 | USA | D02 | 7 | BORDER STATES - MPL | 55485-1450 | M9F42110 | 10A 1-Pole Miniature circuit breaker, 277VAC, 60VDC, 10kA, UL489, C-curve | PUR | 10A 1-Pole Miniature circuit breaker, 277VAC, 60VDC, 10kA, UL489, C-curve | EA | EA |  | TRUE |  | P | DEL | 100
132231 | 1 | 1 | States | Champlin | Andrew Olson | TRUE | 2026-04-03T00:00:00 | 2026-07-02T00:00:00 | 2026-06-26T00:00:00 | 844 | 569 | 275 | 36.23 | 53946.47 | 55316-3157 | USA | D02 | 7 | BORDER STATES - MPL | 55485-1450 | HBLFRBBK | 400A BUS BAR MOUNT, FEMALE RECEPTACLE-BLACK | PUR | 400A BUS BAR MOUNT, FEMALE RECEPTACLE-BLACK | EA | EA |  | TRUE |  | P | DEL | 100
132231 | 1 | 2 | States | Champlin | Andrew Olson | TRUE | 2026-04-03T00:00:00 | 2026-08-31T00:00:00 | 2026-08-31T00:00:00 | 645 | 0 | 645 | 36.23 | 53946.47 | 55316-3157 | USA | D02 | 7 | BORDER STATES - MPL | 55485-1450 | HBLFRBBK | 400A BUS BAR MOUNT, FEMALE RECEPTACLE-BLACK | PUR | 400A BUS BAR MOUNT, FEMALE RECEPTACLE-BLACK | EA | EA |  | TRUE |  | P | DEL | 100
132639 | 10 | 3 | States | Champlin | Andrew Olson | TRUE | 2026-04-21T00:00:00 | 2026-08-25T00:00:00 | 2026-08-25T00:00:00 | 9 | 0 | 9 | 67.59 | 3041.55 | 55316-3157 | USA | D02 | 7 | BORDER STATES - MPL | 55485-1450 | M9F42302 | 2A 3-Pole Miniature circuit breaker, 480Y/277VAC, 10kA, UL489, C-curve | PUR | 2A 3-Pole Miniature circuit breaker, 480Y/277VAC, 10kA, UL489, C-curve | EA | EA |  | TRUE |  | P | DEL | 100
132639 | 10 | 2 | States | Champlin | Andrew Olson | TRUE | 2026-04-21T00:00:00 | 2026-08-31T00:00:00 | 2026-08-31T00:00:00 | 30 | 0 | 30 | 67.59 | 3041.55 | 55316-3157 | USA | D02 | 7 | BORDER STATES - MPL | 55485-1450 | M9F42302 | 2A 3-Pole Miniature circuit breaker, 480Y/277VAC, 10kA, UL489, C-curve | PUR | 2A 3-Pole Miniature circuit breaker, 480Y/277VAC, 10kA, UL489, C-curve | EA | EA |  | TRUE |  | P | DEL | 100
132639 | 10 | 1 | States | Champlin | Andrew Olson | TRUE | 2026-04-21T00:00:00 | 2026-08-04T00:00:00 | 2026-08-04T00:00:00 | 6 | 0 | 6 | 67.59 | 3041.55 | 55316-3157 | USA | D02 | 7 | BORDER STATES - MPL | 55485-1450 | M9F42302 | 2A 3-Pole Miniature circuit breaker, 480Y/277VAC, 10kA, UL489, C-curve | PUR | 2A 3-Pole Miniature circuit breaker, 480Y/277VAC, 10kA, UL489, C-curve | EA | EA |  | TRUE |  | P | DEL | 100
132639 | 9 | 1 | States | Champlin | Andrew Olson | TRUE | 2026-04-21T00:00:00 | 2026-08-25T00:00:00 | 2026-08-25T00:00:00 | 1 | 0 | 1 | 45.04 | 45.04 | 55316-3157 | USA | D02 | 7 | BORDER STATES - MPL | 55485-1450 | M9F42240 | 40A 2-Pole Miniature circuit breaker, 277VAC, 60VDC, 10kA, UL489, C-curve | PUR | 40A 2-Pole Miniature circuit breaker, 277VAC, 60VDC, 10kA, UL489, C-curve | EA | EA |  | TRUE |  | P | DEL | 100
132639 | 8 | 2 | States | Champlin | Andrew Olson | TRUE | 2026-04-21T00:00:00 | 2026-10-21T00:00:00 | 2026-10-21T00:00:00 | 9 | 0 | 9 | 45.04 | 945.84 | 55316-3157 | USA | D02 | 7 | BORDER STATES - MPL | 55485-1450 | M9F42230 | 30A 2-POLE, MULTI 9 - C60BP C-CURVE, 480Y/277V, 10kA, UL489 MINITURE CIRCUIT BREAKER | PUR | 30A 2-POLE, MULTI 9 - C60BP C-CURVE, 480Y/277V, 10kA, UL489 MINITURE CIRCUIT BREAKER | EA | EA |  | TRUE |  | P | DEL | 100
132639 | 8 | 1 | States | Champlin | Andrew Olson | TRUE | 2026-04-21T00:00:00 | 2026-08-04T00:00:00 | 2026-08-04T00:00:00 | 12 | 0 | 12 | 45.04 | 945.84 | 55316-3157 | USA | D02 | 7 | BORDER STATES - MPL | 55485-1450 | M9F42230 | 30A 2-POLE, MULTI 9 - C60BP C-CURVE, 480Y/277V, 10kA, UL489 MINITURE CIRCUIT BREAKER | PUR | 30A 2-POLE, MULTI 9 - C60BP C-CURVE, 480Y/277V, 10kA, UL489 MINITURE CIRCUIT BREAKER | EA | EA |  | TRUE |  | P | DEL | 100
132639 | 7 | 3 | States | Champlin | Andrew Olson | TRUE | 2026-04-21T00:00:00 | 2026-08-25T00:00:00 | 2026-08-25T00:00:00 | 2 | 0 | 2 | 45.04 | 3693.28 | 55316-3157 | USA | D02 | 7 | BORDER STATES - MPL | 55485-1450 | M9F42220 | 20A 2-Pole Miniature circuit breaker, 480Y/277VAC, 60/125VDC, 10kA, UL489, C-curve | PUR | 20A 2-Pole Miniature circuit breaker, 480Y/277VAC, 60/125VDC, 10kA, UL489, C-curve | EA | EA |  | TRUE |  | P | DEL | 100
132639 | 6 | 1 | States | Champlin | Andrew Olson | TRUE | 2026-04-21T00:00:00 | 2026-10-21T00:00:00 | 2026-10-21T00:00:00 | 3 | 0 | 3 | 21.68 | 65.04 | 55316-3157 | USA | D02 | 7 | BORDER STATES - MPL | 55485-1450 | M9F42120 | 20A 1-POLE, MULTI 9 - C60BP C-CURVE, 277V, 10kA, UL489 MINITURE CIRCUIT BREAKER | CB | 20A 1-POLE, MULTI 9 - C60BP C-CURVE, 277V, 10kA, UL489 MINITURE CIRCUIT BREAKER | EA | EA |  | TRUE |  | P | DEL | 100
132639 | 5 | 2 | States | Champlin | Andrew Olson | TRUE | 2026-04-21T00:00:00 | 2026-12-22T00:00:00 | 2026-12-22T00:00:00 | 1 | 0 | 1 | 21.68 | 216.8 | 55316-3157 | USA | D02 | 7 | BORDER STATES - MPL | 55485-1450 | M9F42115 | MINIATURE CIRCUIT BREAKER (MCB), MULTI9 C60BP, 1P, 15A, C CURVE, 14KA (UL489), 10KA (IEC/EN 60947-2) | PUR | MINIATURE CIRCUIT BREAKER (MCB), MULTI9 C60BP, 1P, 15A, C CURVE, 14KA (UL489), 10KA (IEC/EN 60947-2) | EA | EA |  | TRUE |  | P | DEL | 100
132639 | 5 | 1 | States | Champlin | Andrew Olson | TRUE | 2026-04-21T00:00:00 | 2026-08-31T00:00:00 | 2026-08-31T00:00:00 | 9 | 0 | 9 | 21.68 | 216.8 | 55316-3157 | USA | D02 | 7 | BORDER STATES - MPL | 55485-1450 | M9F42115 | MINIATURE CIRCUIT BREAKER (MCB), MULTI9 C60BP, 1P, 15A, C CURVE, 14KA (UL489), 10KA (IEC/EN 60947-2) | PUR | MINIATURE CIRCUIT BREAKER (MCB), MULTI9 C60BP, 1P, 15A, C CURVE, 14KA (UL489), 10KA (IEC/EN 60947-2) | EA | EA |  | TRUE |  | P | DEL | 100
132639 | 4 | 6 | States | Champlin | Andrew Olson | TRUE | 2026-04-21T00:00:00 | 2026-10-21T00:00:00 | 2026-10-21T00:00:00 | 27 | 0 | 27 | 21.68 | 3945.76 | 55316-3157 | USA | D02 | 7 | BORDER STATES - MPL | 55485-1450 | M9F42110 | 10A 1-Pole Miniature circuit breaker, 277VAC, 60VDC, 10kA, UL489, C-curve | PUR | 10A 1-Pole Miniature circuit breaker, 277VAC, 60VDC, 10kA, UL489, C-curve | EA | EA |  | TRUE |  | P | DEL | 100
132639 | 4 | 5 | States | Champlin | Andrew Olson | TRUE | 2026-04-21T00:00:00 | 2026-09-04T00:00:00 | 2026-09-04T00:00:00 | 32 | 0 | 32 | 21.68 | 3945.76 | 55316-3157 | USA | D02 | 7 | BORDER STATES - MPL | 55485-1450 | M9F42110 | 10A 1-Pole Miniature circuit breaker, 277VAC, 60VDC, 10kA, UL489, C-curve | PUR | 10A 1-Pole Miniature circuit breaker, 277VAC, 60VDC, 10kA, UL489, C-curve | EA | EA |  | TRUE |  | P | DEL | 100
132639 | 4 | 4 | States | Champlin | Andrew Olson | TRUE | 2026-04-21T00:00:00 | 2026-08-25T00:00:00 | 2026-08-25T00:00:00 | 39 | 0 | 39 | 21.68 | 3945.76 | 55316-3157 | USA | D02 | 7 | BORDER STATES - MPL | 55485-1450 | M9F42110 | 10A 1-Pole Miniature circuit breaker, 277VAC, 60VDC, 10kA, UL489, C-curve | PUR | 10A 1-Pole Miniature circuit breaker, 277VAC, 60VDC, 10kA, UL489, C-curve | EA | EA |  | TRUE |  | P | DEL | 100
132639 | 4 | 3 | States | Champlin | Andrew Olson | TRUE | 2026-04-21T00:00:00 | 2026-08-03T00:00:00 | 2026-08-03T00:00:00 | 44 | 0 | 44 | 21.68 | 3945.76 | 55316-3157 | USA | D02 | 7 | BORDER STATES - MPL | 55485-1450 | M9F42110 | 10A 1-Pole Miniature circuit breaker, 277VAC, 60VDC, 10kA, UL489, C-curve | PUR | 10A 1-Pole Miniature circuit breaker, 277VAC, 60VDC, 10kA, UL489, C-curve | EA | EA |  | TRUE |  | P | DEL | 100
132639 | 3 | 7 | States | Champlin | Andrew Olson | TRUE | 2026-04-21T00:00:00 | 2026-12-22T00:00:00 | 2026-12-22T00:00:00 | 3 | 0 | 3 | 22.54 | 4823.56 | 55316-3157 | USA | D02 | 7 | BORDER STATES - MPL | 55485-1450 | M9F42105 | 5A 1-Pole Miniature circuit breaker, 277VAC, 60VDC, 10kA, UL489, C-curve | PUR | 5A 1-Pole Miniature circuit breaker, 277VAC, 60VDC, 10kA, UL489, C-curve | EA | EA |  | TRUE |  | P | DEL | 100
132639 | 3 | 6 | States | Champlin | Andrew Olson | TRUE | 2026-04-21T00:00:00 | 2026-10-21T00:00:00 | 2026-10-21T00:00:00 | 30 | 0 | 30 | 22.54 | 4823.56 | 55316-3157 | USA | D02 | 7 | BORDER STATES - MPL | 55485-1450 | M9F42105 | 5A 1-Pole Miniature circuit breaker, 277VAC, 60VDC, 10kA, UL489, C-curve | PUR | 5A 1-Pole Miniature circuit breaker, 277VAC, 60VDC, 10kA, UL489, C-curve | EA | EA |  | TRUE |  | P | DEL | 100
132639 | 3 | 5 | States | Champlin | Andrew Olson | TRUE | 2026-04-21T00:00:00 | 2026-09-04T00:00:00 | 2026-09-04T00:00:00 | 20 | 0 | 20 | 22.54 | 4823.56 | 55316-3157 | USA | D02 | 7 | BORDER STATES - MPL | 55485-1450 | M9F42105 | 5A 1-Pole Miniature circuit breaker, 277VAC, 60VDC, 10kA, UL489, C-curve | PUR | 5A 1-Pole Miniature circuit breaker, 277VAC, 60VDC, 10kA, UL489, C-curve | EA | EA |  | TRUE |  | P | DEL | 100
132639 | 3 | 4 | States | Champlin | Andrew Olson | TRUE | 2026-04-21T00:00:00 | 2026-08-25T00:00:00 | 2026-08-25T00:00:00 | 32 | 0 | 32 | 22.54 | 4823.56 | 55316-3157 | USA | D02 | 7 | BORDER STATES - MPL | 55485-1450 | M9F42105 | 5A 1-Pole Miniature circuit breaker, 277VAC, 60VDC, 10kA, UL489, C-curve | PUR | 5A 1-Pole Miniature circuit breaker, 277VAC, 60VDC, 10kA, UL489, C-curve | EA | EA |  | TRUE |  | P | DEL | 100
132639 | 3 | 3 | States | Champlin | Andrew Olson | TRUE | 2026-04-21T00:00:00 | 2026-08-03T00:00:00 | 2026-08-03T00:00:00 | 52 | 0 | 52 | 22.54 | 4823.56 | 55316-3157 | USA | D02 | 7 | BORDER STATES - MPL | 55485-1450 | M9F42105 | 5A 1-Pole Miniature circuit breaker, 277VAC, 60VDC, 10kA, UL489, C-curve | PUR | 5A 1-Pole Miniature circuit breaker, 277VAC, 60VDC, 10kA, UL489, C-curve | EA | EA |  | TRUE |  | P | DEL | 100
132639 | 2 | 1 | States | Champlin | Andrew Olson | TRUE | 2026-04-21T00:00:00 | 2026-08-25T00:00:00 | 2026-08-25T00:00:00 | 4 | 0 | 4 | 227.34 | 909.36 | 55316-3157 | USA | D02 | 7 | BORDER STATES - MPL | 55485-1450 | A72P36 | Panel for Type 3R 4 4X 12 13 Enclosure, fits 72x36, White, Steel Catalog#: A72P36 | PUR | Panel for Type 3R 4 4X 12 13 Enclosure, fits 72x36, White, Steel Catalog#: A72P36 | EA | EA |  | TRUE |  | P | DEL | 100
132639 | 1 | 1 | States | Champlin | Andrew Olson | TRUE | 2026-04-21T00:00:00 | 2026-08-25T00:00:00 | 2026-08-25T00:00:00 | 4 | 0 | 4 | 1185.75 | 4743 | 55316-3157 | USA | D02 | 7 | BORDER STATES - MPL | 55485-1450 | A72H36DLP3PT | Marshalling Cabinet, 72x36x12, continuous hinge, NEMA 3R/4/4X/12/13 | PUR | Marshalling Cabinet, 72x36x12, continuous hinge, NEMA 3R/4/4X/12/13 | EA | EA |  | TRUE |  | P | DEL | 100
134770 | 1 | 1 | States | Champlin | Andrew Olson | TRUE | 2026-07-15T00:00:00 | 2026-09-01T00:00:00 | 2026-09-01T00:00:00 | 75 | 0 | 75 | 37.31 | 2798.25 | 55316-3157 | USA | D02 | 7 | BORDER STATES - MPL | 55485-1450 | HBLFRBGN_ | Bus bar mount receptacle, green, 400A, Female | PUR | Bus bar mount receptacle, green, 400A, Female | EA | EA |  | TRUE |  | P | DEL | 100
133131 | 1 | 1 | States | Dayton | Andrew Olson | TRUE | 2026-05-11T00:00:00 | 2026-09-10T00:00:00 | 2026-06-17T00:00:00 | 3 | 0 | 3 | 223.27 | 2679.24 | 55369-6417 | USA | D02 | 7 | BORDER STATES - MPL | 55485-1450 | 2137297314 | Surge Arrester: 36kV, 29 KMCOV, Distribution Class | PUR | Surge Arrester: 36kV, 29 KMCOV, Distribution Class | EA | EA |  | TRUE |  | P | DEL | DAYTON
133131 | 1 | 2 | States | Dayton | Andrew Olson | TRUE | 2026-05-11T00:00:00 | 2026-09-10T00:00:00 | 2026-07-06T00:00:00 | 3 | 0 | 3 | 223.27 | 2679.24 | 55369-6417 | USA | D02 | 7 | BORDER STATES - MPL | 55485-1450 | 2137297314 | Surge Arrester: 36kV, 29 KMCOV, Distribution Class | PUR | Surge Arrester: 36kV, 29 KMCOV, Distribution Class | EA | EA |  | TRUE |  | P | DEL | DAYTON
133131 | 1 | 3 | States | Dayton | Andrew Olson | TRUE | 2026-05-11T00:00:00 | 2026-10-27T00:00:00 | 2026-10-26T00:00:00 | 6 | 0 | 6 | 223.27 | 2679.24 | 55369-6417 | USA | D02 | 7 | BORDER STATES - MPL | 55485-1450 | 2137297314 | Surge Arrester: 36kV, 29 KMCOV, Distribution Class | PUR | Surge Arrester: 36kV, 29 KMCOV, Distribution Class | EA | EA |  | TRUE |  | P | DEL | DAYTON
133131 | 2 | 1 | States | Dayton | Andrew Olson | TRUE | 2026-05-11T00:00:00 | 2026-07-27T00:00:00 | 2026-07-27T00:00:00 | 15 | 0 | 15 | 22.54 | 2907.66 | 55369-6417 | USA | D02 | 7 | BORDER STATES - MPL | 55485-1450 | M9F42104 | 4A 1-Pole Miniature circuit breaker, 277VAC, 60VDC, 10kA, UL489, C-curve | PUR | 4A 1-Pole Miniature circuit breaker, 277VAC, 60VDC, 10kA, UL489, C-curve | EA | EA |  | TRUE |  | P | DEL | Dayton
133131 | 2 | 2 | States | Dayton | Andrew Olson | TRUE | 2026-05-11T00:00:00 | 2026-08-25T00:00:00 | 2026-08-25T00:00:00 | 38 | 0 | 38 | 22.54 | 2907.66 | 55369-6417 | USA | D02 | 7 | BORDER STATES - MPL | 55485-1450 | M9F42104 | 4A 1-Pole Miniature circuit breaker, 277VAC, 60VDC, 10kA, UL489, C-curve | PUR | 4A 1-Pole Miniature circuit breaker, 277VAC, 60VDC, 10kA, UL489, C-curve | EA | EA |  | TRUE |  | P | DEL | Dayton
133131 | 2 | 3 | States | Dayton | Andrew Olson | TRUE | 2026-05-11T00:00:00 | 2026-09-24T00:00:00 | 2026-09-24T00:00:00 | 38 | 0 | 38 | 22.54 | 2907.66 | 55369-6417 | USA | D02 | 7 | BORDER STATES - MPL | 55485-1450 | M9F42104 | 4A 1-Pole Miniature circuit breaker, 277VAC, 60VDC, 10kA, UL489, C-curve | PUR | 4A 1-Pole Miniature circuit breaker, 277VAC, 60VDC, 10kA, UL489, C-curve | EA | EA |  | TRUE |  | P | DEL | Dayton
133131 | 2 | 4 | States | Dayton | Andrew Olson | TRUE | 2026-05-11T00:00:00 | 2026-10-26T00:00:00 | 2026-10-26T00:00:00 | 38 | 0 | 38 | 22.54 | 2907.66 | 55369-6417 | USA | D02 | 7 | BORDER STATES - MPL | 55485-1450 | M9F42104 | 4A 1-Pole Miniature circuit breaker, 277VAC, 60VDC, 10kA, UL489, C-curve | PUR | 4A 1-Pole Miniature circuit breaker, 277VAC, 60VDC, 10kA, UL489, C-curve | EA | EA |  | TRUE |  | P | DEL | Dayton
133131 | 3 | 1 | States | Dayton | Andrew Olson | TRUE | 2026-05-11T00:00:00 | 2026-08-03T00:00:00 | 2026-08-03T00:00:00 | 27 | 0 | 27 | 45.04 | 11485.2 | 55369-6417 | USA | D02 | 7 | BORDER STATES - MPL | 55485-1450 | M9F42202 | 2A 2-POLE, MULTI 9 - C60BP C-CURVE, 480Y/277V, 10kA, UL489 MINITURE CIRCUIT BREAKER | CB | 2A 2-POLE, MULTI 9 - C60BP C-CURVE, 480Y/277V, 10kA, UL489 MINITURE CIRCUIT BREAKER | EA | EA |  | TRUE |  | P | DEL | DAYTON
133131 | 3 | 2 | States | Dayton | Andrew Olson | TRUE | 2026-05-11T00:00:00 | 2026-09-01T00:00:00 | 2026-09-01T00:00:00 | 76 | 0 | 76 | 45.04 | 11485.2 | 55369-6417 | USA | D02 | 7 | BORDER STATES - MPL | 55485-1450 | M9F42202 | 2A 2-POLE, MULTI 9 - C60BP C-CURVE, 480Y/277V, 10kA, UL489 MINITURE CIRCUIT BREAKER | CB | 2A 2-POLE, MULTI 9 - C60BP C-CURVE, 480Y/277V, 10kA, UL489 MINITURE CIRCUIT BREAKER | EA | EA |  | TRUE |  | P | DEL | DAYTON
133131 | 3 | 3 | States | Dayton | Andrew Olson | TRUE | 2026-05-11T00:00:00 | 2026-10-01T00:00:00 | 2026-10-01T00:00:00 | 76 | 0 | 76 | 45.04 | 11485.2 | 55369-6417 | USA | D02 | 7 | BORDER STATES - MPL | 55485-1450 | M9F42202 | 2A 2-POLE, MULTI 9 - C60BP C-CURVE, 480Y/277V, 10kA, UL489 MINITURE CIRCUIT BREAKER | CB | 2A 2-POLE, MULTI 9 - C60BP C-CURVE, 480Y/277V, 10kA, UL489 MINITURE CIRCUIT BREAKER | EA | EA |  | TRUE |  | P | DEL | DAYTON
133131 | 3 | 4 | States | Dayton | Andrew Olson | TRUE | 2026-05-11T00:00:00 | 2026-11-02T00:00:00 | 2026-11-02T00:00:00 | 76 | 0 | 76 | 45.04 | 11485.2 | 55369-6417 | USA | D02 | 7 | BORDER STATES - MPL | 55485-1450 | M9F42202 | 2A 2-POLE, MULTI 9 - C60BP C-CURVE, 480Y/277V, 10kA, UL489 MINITURE CIRCUIT BREAKER | CB | 2A 2-POLE, MULTI 9 - C60BP C-CURVE, 480Y/277V, 10kA, UL489 MINITURE CIRCUIT BREAKER | EA | EA |  | TRUE |  | P | DEL | DAYTON
134194 | 4 | 1 | States | Champlin | Andrew Olson | TRUE | 2026-06-17T00:00:00 | 2026-07-23T00:00:00 | 2026-07-23T00:00:00 | 15 | 0 | 15 | 37.31 | 559.65 | 55316-3157 | USA | D02 | 7 | BORDER STATES - MPL | 55485-1450 | HBLMRBGN_ | Bus bar mount receptacle, green, 400A, Male | PUR | Bus bar mount receptacle, green, 400A, Male | EA | EA |  | TRUE |  | P | DEL | DAYTON
134194 | 3 | 1 | States | Champlin | Andrew Olson | TRUE | 2026-06-17T00:00:00 | 2026-07-16T00:00:00 | 2026-07-16T00:00:00 | 100 | 0 | 100 | 37.31 | 3731 | 55316-3157 | USA | D02 | 7 | BORDER STATES - MPL | 55485-1450 | HBLFRBY | Bus bar mount receptacle, yellow, 400A, Female | PUR | Bus bar mount receptacle, yellow, 400A, Female | EA | EA |  | TRUE |  | P | DEL | 100
134194 | 2 | 1 | States | Champlin | Andrew Olson | TRUE | 2026-06-17T00:00:00 | 2026-07-27T00:00:00 | 2026-07-27T00:00:00 | 25 | 0 | 25 | 37.31 | 932.75 | 55316-3157 | USA | D02 | 7 | BORDER STATES - MPL | 55485-1450 | HBLFRBGN_ | Bus bar mount receptacle, green, 400A, Female | PUR | Bus bar mount receptacle, green, 400A, Female | EA | EA |  | TRUE |  | P | DEL | 100
134194 | 1 | 1 | States | Champlin | Andrew Olson | TRUE | 2026-06-17T00:00:00 | 2026-07-20T00:00:00 | 2026-07-10T00:00:00 | 100 | 0 | 100 | 37.31 | 3731 | 55316-3157 | USA | D02 | 7 | BORDER STATES - MPL | 55485-1450 | HBLFRBBN_ | Bus bar mount receptacle, brown, 400A, Female | PUR | Bus bar mount receptacle, brown, 400A, Female | EA | EA |  | TRUE |  | P | DEL | 100
134686 | 1 | 1 | States | Dayton | Andrew Olson | TRUE | 2026-07-13T00:00:00 | 2026-10-09T00:00:00 | 2026-10-09T00:00:00 | 20 | 0 | 20 | 204.29 | 4085.8 | 55369-6417 | USA | D02 | 7 | BORDER STATES - MPL | 55485-1450 | 213722-7314 | PDV-100 Optima: Heavy Duty, 22kV MCOV / Uc, 27kV Duty Cycle Rating / Ur Top Hardware - Hex Nut, Wire Clamp, & Protective Cap. Mounting Hardware - Insulating Bracket. Bottom Hardware - Isolator, Hex Nut, Wire Clamp, Flat Washer & Nylon Retainer Washer | PUR | PDV-100 Optima: Heavy Duty, 22kV MCOV / Uc, 27kV Duty Cycle Rating / Ur Top Hardware - Hex Nut, Wire Clamp, & Protective Cap. Mounting Hardware - Insulating Bracket. Bottom Hardware - Isolator, Hex Nut, Wire Clamp, Flat Washer & Nylon Retainer Washer | EA | EA |  | TRUE |  | P | DEL | DAYTON
134686 | 2 | 1 | States | Dayton | Andrew Olson | TRUE | 2026-07-13T00:00:00 | 2026-11-02T00:00:00 | 2026-11-02T00:00:00 | 16 | 0 | 16 | 2174.89 | 34798.24 | 55369-6417 | USA | D02 | 7 | BORDER STATES - MPL | 55485-1450 | CAPDIS-4o_HF | Voltage amplifier for ABB Keva 36B21 voltage sensors with RJ45 port. | PUR | Voltage amplifier for ABB Keva 36B21 voltage sensors with RJ45 port. | EA | EA |  | TRUE |  | P | DEL | DAYTON
133560 | 1 | 1 | States | Champlin | Andrew Olson | TRUE | 2026-05-22T00:00:00 | 2026-10-26T00:00:00 | 2026-10-26T00:00:00 | 250 | 0 | 250 | 22.54 | 5635 | 55316-3157 | USA | D02 | 7 | BORDER STATES - MPL | 55485-1450 | M9F42105 | 5A 1-Pole Miniature circuit breaker, 277VAC, 60VDC, 10kA, UL489, C-curve | PUR | 5A 1-Pole Miniature circuit breaker, 277VAC, 60VDC, 10kA, UL489, C-curve | EA | EA |  | TRUE |  | P | DEL | 100
133560 | 2 | 1 | States | Champlin | Andrew Olson | TRUE | 2026-05-22T00:00:00 | 2026-07-31T00:00:00 | 2026-07-31T00:00:00 | 117 | 0 | 117 | 21.68 | 4704.56 | 55316-3157 | USA | D02 | 7 | BORDER STATES - MPL | 55485-1450 | M9F42110 | 10A 1-Pole Miniature circuit breaker, 277VAC, 60VDC, 10kA, UL489, C-curve | PUR | 10A 1-Pole Miniature circuit breaker, 277VAC, 60VDC, 10kA, UL489, C-curve | EA | EA |  | TRUE |  | P | DEL | 100
133560 | 2 | 2 | States | Champlin | Andrew Olson | TRUE | 2026-05-22T00:00:00 | 2026-07-31T00:00:00 | 2026-07-31T00:00:00 | 100 | 0 | 100 | 21.68 | 4704.56 | 55316-3157 | USA | D02 | 7 | BORDER STATES - MPL | 55485-1450 | M9F42110 | 10A 1-Pole Miniature circuit breaker, 277VAC, 60VDC, 10kA, UL489, C-curve | PUR | 10A 1-Pole Miniature circuit breaker, 277VAC, 60VDC, 10kA, UL489, C-curve | EA | EA |  | TRUE |  | P | DEL | 100
133560 | 4 | 1 | States | Champlin | Andrew Olson | TRUE | 2026-05-22T00:00:00 | 2026-10-26T00:00:00 | 2026-10-26T00:00:00 | 56 | 0 | 56 | 67.59 | 7164.54 | 55316-3157 | USA | D02 | 7 | BORDER STATES - MPL | 55485-1450 | M9F42302 | 2A 3-Pole Miniature circuit breaker, 480Y/277VAC, 10kA, UL489, C-curve | PUR | 2A 3-Pole Miniature circuit breaker, 480Y/277VAC, 10kA, UL489, C-curve | EA | EA |  | TRUE |  | P | DEL | 100
133560 | 4 | 2 | States | Champlin | Andrew Olson | TRUE | 2026-05-22T00:00:00 | 2026-10-26T00:00:00 | 2026-10-26T00:00:00 | 50 | 0 | 50 | 67.59 | 7164.54 | 55316-3157 | USA | D02 | 7 | BORDER STATES - MPL | 55485-1450 | M9F42302 | 2A 3-Pole Miniature circuit breaker, 480Y/277VAC, 10kA, UL489, C-curve | PUR | 2A 3-Pole Miniature circuit breaker, 480Y/277VAC, 10kA, UL489, C-curve | EA | EA |  | TRUE |  | P | DEL | 100
133341 | 6 | 1 | States | Dayton | Andrew Olson | TRUE | 2026-05-18T00:00:00 | 2026-10-12T00:00:00 | 2026-10-12T00:00:00 | 14 | 0 | 14 | 101.68 | 1423.52 | 55369-6417 | USA | D02 | 7 | BORDER STATES - MPL | 55485-1450 | VAKP110D | Voltage Monitoring Relay, VAKP Series, DPDT, 10 A, 110VDC, Adj Pick up and Drop out, Adj time delay 0.1-10 seconds | PUR | Voltage Monitoring Relay, VAKP Series, DPDT, 10 A, 110VDC, Adj Pick up and Drop out, Adj time delay 0.1-10 seconds | EA | EA |  | TRUE |  | P | DEL | Dayton
133341 | 5 | 1 | States | Dayton | Andrew Olson | TRUE | 2026-05-18T00:00:00 | 2026-10-12T00:00:00 | 2026-10-12T00:00:00 | 18 | 0 | 18 | 70.97 | 1277.46 | 55369-6417 | USA | D02 | 7 | BORDER STATES - MPL | 55485-1450 | M9U21225 | 25A, 2P Miniature circuit breaker, Multi9 C60H-DC, C curve, 5kA (UL1077), 6kA (IEC/EN 60947-2) | PUR | 25A, 2P Miniature circuit breaker, Multi9 C60H-DC, C curve, 5kA (UL1077), 6kA (IEC/EN 60947-2) | EA | EA |  | TRUE |  | P | DEL | Dayton
133341 | 4 | 1 | States | Dayton | Andrew Olson | TRUE | 2026-05-18T00:00:00 | 2026-10-12T00:00:00 | 2026-10-12T00:00:00 | 78 | 0 | 78 | 70.99 | 5537.22 | 55369-6417 | USA | D02 | 7 | BORDER STATES - MPL | 55485-1450 | M9U21210 | 10A, 2P Miniature circuit breaker, Multi9 C60H-DC, C curve, 5kA (UL1077), 6kA (IEC/EN 60947-2) | PUR | 10A, 2P Miniature circuit breaker, Multi9 C60H-DC, C curve, 5kA (UL1077), 6kA (IEC/EN 60947-2) | EA | EA |  | TRUE |  | P | DEL | Dayton
133341 | 3 | 1 | States | Dayton | Andrew Olson | TRUE | 2026-05-18T00:00:00 | 2026-11-02T00:00:00 | 2026-11-02T00:00:00 | 60 | 0 | 60 | 45.04 | 2702.4 | 55369-6417 | USA | D02 | 7 | BORDER STATES - MPL | 55485-1450 | M9F42202 | 2A 2-POLE, MULTI 9 - C60BP C-CURVE, 480Y/277V, 10kA, UL489 MINITURE CIRCUIT BREAKER | CB | 2A 2-POLE, MULTI 9 - C60BP C-CURVE, 480Y/277V, 10kA, UL489 MINITURE CIRCUIT BREAKER | EA | EA |  | TRUE |  | P | DEL | DAYTON
133341 | 2 | 1 | States | Dayton | Andrew Olson | TRUE | 2026-05-18T00:00:00 | 2026-10-16T00:00:00 | 2026-10-09T00:00:00 | 112 | 0 | 112 | 14.49 | 1622.88 | 55369-6417 | USA | D02 | 7 | BORDER STATES - MPL | 55485-1450 | M9A26909 | Auxiliary contact, Multi9 M9A, OF/SD+OF, 2 C/O, 100mA to 6A, 24VAC to 415VAC, 24VDC to 130VDC, top and bottom connection | PUR | Auxiliary contact, Multi9 M9A, OF/SD+OF, 2 C/O, 100mA to 6A, 24VAC to 415VAC, 24VDC to 130VDC, top and bottom connection | EA | EA |  | TRUE |  | P | DEL | Dayton
133341 | 1 | 1 | States | Dayton | Andrew Olson | TRUE | 2026-05-18T00:00:00 | 2026-10-12T00:00:00 | 2026-10-12T00:00:00 | 26 | 0 | 26 | 6.2 | 161.2 | 55369-6417 | USA | D02 | 7 | BORDER STATES - MPL | 55485-1450 | 70169-D | Relay Socket, 8 Pin Octal, 2 Pole, 600 V, 10 A, 35 mm DIN Rail/Panel Mount | PUR | Relay Socket, 8 Pin Octal, 2 Pole, 600 V, 10 A, 35 mm DIN Rail/Panel Mount | EA | EA |  | TRUE |  | P | DEL | Dayton
130380 | 13 | 1 | States | Champlin | Andrew Olson | TRUE | 2025-12-16T00:00:00 | 2026-10-01T00:00:00 | 2026-10-01T00:00:00 | 20 | 0 | 20 | 4246.75 | 84935 | 55316 | USA | D02 | 7 | BORDER STATES - MPL | 55485-1450 | 2GUS138250A810F | Surge Capacitor: 3 Phases Surge Capacitor - 0.25 µF, Up to 13800 V, 110 kV BIL, Heavy Duty. Is Replacement to 2GUS031803A9 | PUR | Surge Capacitor: 3 Phases Surge Capacitor - 0.25 µF, Up to 13800 V, 110 kV BIL, Heavy Duty. Is Replacement to 2GUS031803A9 | EA | EA |  | TRUE |  | P | DEL | 100
132502 | 2 | 4 | States | Champlin | Andrew Olson | TRUE | 2026-04-15T00:00:00 | 2026-07-06T00:00:00 | 2026-07-06T00:00:00 | 12 | 0 | 12 | 22.54 | 3854.34 | 55316-3157 | USA | D02 | 7 | BORDER STATES - MPL | 55485-1450 | M9F42105 | 5A 1-Pole Miniature circuit breaker, 277VAC, 60VDC, 10kA, UL489, C-curve | PUR | 5A 1-Pole Miniature circuit breaker, 277VAC, 60VDC, 10kA, UL489, C-curve | EA | EA |  | TRUE |  | P | DEL | 100
132502 | 2 | 5 | States | Champlin | Andrew Olson | TRUE | 2026-04-15T00:00:00 | 2026-12-22T00:00:00 | 2026-12-22T00:00:00 | 3 | 0 | 3 | 22.54 | 3854.34 | 55316-3157 | USA | D02 | 7 | BORDER STATES - MPL | 55485-1450 | M9F42105 | 5A 1-Pole Miniature circuit breaker, 277VAC, 60VDC, 10kA, UL489, C-curve | PUR | 5A 1-Pole Miniature circuit breaker, 277VAC, 60VDC, 10kA, UL489, C-curve | EA | EA |  | TRUE |  | P | DEL | 100
132502 | 3 | 5 | States | Champlin | Andrew Olson | TRUE | 2026-04-15T00:00:00 | 2026-07-06T00:00:00 | 2026-07-06T00:00:00 | 12 | 0 | 12 | 21.68 | 1734.4 | 55316-3157 | USA | D02 | 7 | BORDER STATES - MPL | 55485-1450 | M9F42110 | 10A 1-Pole Miniature circuit breaker, 277VAC, 60VDC, 10kA, UL489, C-curve | PUR | 10A 1-Pole Miniature circuit breaker, 277VAC, 60VDC, 10kA, UL489, C-curve | EA | EA |  | TRUE |  | P | DEL | 100
132502 | 5 | 1 | States | Champlin | Andrew Olson | TRUE | 2026-04-15T00:00:00 | 2026-07-27T00:00:00 | 2026-07-27T00:00:00 | 8 | 0 | 8 | 67.59 | 2568.42 | 55316-3157 | USA | D02 | 7 | BORDER STATES - MPL | 55485-1450 | M9F42302 | 2A 3-Pole Miniature circuit breaker, 480Y/277VAC, 10kA, UL489, C-curve | PUR | 2A 3-Pole Miniature circuit breaker, 480Y/277VAC, 10kA, UL489, C-curve | EA | EA |  | TRUE |  | P | DEL | 100
132502 | 5 | 2 | States | Champlin | Andrew Olson | TRUE | 2026-04-15T00:00:00 | 2026-08-31T00:00:00 | 2026-08-31T00:00:00 | 30 | 0 | 30 | 67.59 | 2568.42 | 55316-3157 | USA | D02 | 7 | BORDER STATES - MPL | 55485-1450 | M9F42302 | 2A 3-Pole Miniature circuit breaker, 480Y/277VAC, 10kA, UL489, C-curve | PUR | 2A 3-Pole Miniature circuit breaker, 480Y/277VAC, 10kA, UL489, C-curve | EA | EA |  | TRUE |  | P | DEL | 100
134388 | 1 | 1 | States | Champlin | Andrew Olson | TRUE | 2026-06-29T00:00:00 | 2026-07-17T00:00:00 | 2026-07-17T00:00:00 | 1 | 0 | 1 | 6348.88 | 6348.88 | 55316-3157 | USA | D02 | 7 | BORDER STATES - MPL | 55485-1450 | BMEP582040 | standalone processor, Modicon M580, 8MB, 61 Ethernet devices, 8 remote IO racks of X80 | PUR | standalone processor, Modicon M580, 8MB, 61 Ethernet devices, 8 remote IO racks of X80 | EA | EA |  | TRUE |  | P | DEL | 100
132745 | 11 | 3 | States | Champlin | Andrew Olson | TRUE | 2026-04-24T00:00:00 | 2026-10-21T00:00:00 | 2026-10-21T00:00:00 | 9 | 0 | 9 | 67.59 | 3244.32 | 55316-3157 | USA | D02 | 7 | BORDER STATES - MPL | 55485-1450 | M9F42302 | 2A 3-Pole Miniature circuit breaker, 480Y/277VAC, 10kA, UL489, C-curve | PUR | 2A 3-Pole Miniature circuit breaker, 480Y/277VAC, 10kA, UL489, C-curve | EA | EA |  | TRUE |  | P | DEL | 100
132745 | 11 | 2 | States | Champlin | Andrew Olson | TRUE | 2026-04-24T00:00:00 | 2026-08-31T00:00:00 | 2026-08-31T00:00:00 | 30 | 0 | 30 | 67.59 | 3244.32 | 55316-3157 | USA | D02 | 7 | BORDER STATES - MPL | 55485-1450 | M9F42302 | 2A 3-Pole Miniature circuit breaker, 480Y/277VAC, 10kA, UL489, C-curve | PUR | 2A 3-Pole Miniature circuit breaker, 480Y/277VAC, 10kA, UL489, C-curve | EA | EA |  | TRUE |  | P | DEL | 100
132745 | 11 | 1 | States | Champlin | Andrew Olson | TRUE | 2026-04-24T00:00:00 | 2026-08-10T00:00:00 | 2026-08-10T00:00:00 | 9 | 0 | 9 | 67.59 | 3244.32 | 55316-3157 | USA | D02 | 7 | BORDER STATES - MPL | 55485-1450 | M9F42302 | 2A 3-Pole Miniature circuit breaker, 480Y/277VAC, 10kA, UL489, C-curve | PUR | 2A 3-Pole Miniature circuit breaker, 480Y/277VAC, 10kA, UL489, C-curve | EA | EA |  | TRUE |  | P | DEL | 100
132745 | 10 | 2 | States | Champlin | Andrew Olson | TRUE | 2026-04-24T00:00:00 | 2026-10-21T00:00:00 | 2026-10-21T00:00:00 | 9 | 0 | 9 | 45.04 | 2161.92 | 55316-3157 | USA | D02 | 7 | BORDER STATES - MPL | 55485-1450 | M9F42230 | 30A 2-POLE, MULTI 9 - C60BP C-CURVE, 480Y/277V, 10kA, UL489 MINITURE CIRCUIT BREAKER | PUR | 30A 2-POLE, MULTI 9 - C60BP C-CURVE, 480Y/277V, 10kA, UL489 MINITURE CIRCUIT BREAKER | EA | EA |  | TRUE |  | P | DEL | 100
132745 | 10 | 1 | States | Champlin | Andrew Olson | TRUE | 2026-04-24T00:00:00 | 2026-08-10T00:00:00 | 2026-08-10T00:00:00 | 39 | 0 | 39 | 45.04 | 2161.92 | 55316-3157 | USA | D02 | 7 | BORDER STATES - MPL | 55485-1450 | M9F42230 | 30A 2-POLE, MULTI 9 - C60BP C-CURVE, 480Y/277V, 10kA, UL489 MINITURE CIRCUIT BREAKER | PUR | 30A 2-POLE, MULTI 9 - C60BP C-CURVE, 480Y/277V, 10kA, UL489 MINITURE CIRCUIT BREAKER | EA | EA |  | TRUE |  | P | DEL | 100
132745 | 9 | 2 | States | Champlin | Andrew Olson | TRUE | 2026-04-24T00:00:00 | 2026-10-21T00:00:00 | 2026-10-21T00:00:00 | 3 | 0 | 3 | 21.68 | 346.88 | 55316-3157 | USA | D02 | 7 | BORDER STATES - MPL | 55485-1450 | M9F42120 | 20A 1-POLE, MULTI 9 - C60BP C-CURVE, 277V, 10kA, UL489 MINITURE CIRCUIT BREAKER | CB | 20A 1-POLE, MULTI 9 - C60BP C-CURVE, 277V, 10kA, UL489 MINITURE CIRCUIT BREAKER | EA | EA |  | TRUE |  | P | DEL | 100
132745 | 9 | 1 | States | Champlin | Andrew Olson | TRUE | 2026-04-24T00:00:00 | 2026-08-31T00:00:00 | 2026-08-31T00:00:00 | 13 | 0 | 13 | 21.68 | 346.88 | 55316-3157 | USA | D02 | 7 | BORDER STATES - MPL | 55485-1450 | M9F42120 | 20A 1-POLE, MULTI 9 - C60BP C-CURVE, 277V, 10kA, UL489 MINITURE CIRCUIT BREAKER | CB | 20A 1-POLE, MULTI 9 - C60BP C-CURVE, 277V, 10kA, UL489 MINITURE CIRCUIT BREAKER | EA | EA |  | TRUE |  | P | DEL | 100
132745 | 8 | 2 | States | Champlin | Andrew Olson | TRUE | 2026-04-24T00:00:00 | 2026-12-22T00:00:00 | 2026-12-22T00:00:00 | 1 | 0 | 1 | 21.682 | 43.36 | 55316-3157 | USA | D02 | 7 | BORDER STATES - MPL | 55485-1450 | M9F42115 | MINIATURE CIRCUIT BREAKER (MCB), MULTI9 C60BP, 1P, 15A, C CURVE, 14KA (UL489), 10KA (IEC/EN 60947-2) | PUR | MINIATURE CIRCUIT BREAKER (MCB), MULTI9 C60BP, 1P, 15A, C CURVE, 14KA (UL489), 10KA (IEC/EN 60947-2) | EA | EA |  | TRUE |  | P | DEL | 100
132745 | 8 | 1 | States | Champlin | Andrew Olson | TRUE | 2026-04-24T00:00:00 | 2026-08-31T00:00:00 | 2026-08-31T00:00:00 | 1 | 0 | 1 | 21.682 | 43.36 | 55316-3157 | USA | D02 | 7 | BORDER STATES - MPL | 55485-1450 | M9F42115 | MINIATURE CIRCUIT BREAKER (MCB), MULTI9 C60BP, 1P, 15A, C CURVE, 14KA (UL489), 10KA (IEC/EN 60947-2) | PUR | MINIATURE CIRCUIT BREAKER (MCB), MULTI9 C60BP, 1P, 15A, C CURVE, 14KA (UL489), 10KA (IEC/EN 60947-2) | EA | EA |  | TRUE |  | P | DEL | 100
132745 | 7 | 3 | States | Champlin | Andrew Olson | TRUE | 2026-04-24T00:00:00 | 2026-10-21T00:00:00 | 2026-10-21T00:00:00 | 27 | 0 | 27 | 21.68 | 1495.92 | 55316-3157 | USA | D02 | 7 | BORDER STATES - MPL | 55485-1450 | M9F42110 | 10A 1-Pole Miniature circuit breaker, 277VAC, 60VDC, 10kA, UL489, C-curve | PUR | 10A 1-Pole Miniature circuit breaker, 277VAC, 60VDC, 10kA, UL489, C-curve | EA | EA |  | TRUE |  | P | DEL | 100
132745 | 7 | 2 | States | Champlin | Andrew Olson | TRUE | 2026-04-24T00:00:00 | 2026-09-04T00:00:00 | 2026-09-04T00:00:00 | 32 | 0 | 32 | 21.68 | 1495.92 | 55316-3157 | USA | D02 | 7 | BORDER STATES - MPL | 55485-1450 | M9F42110 | 10A 1-Pole Miniature circuit breaker, 277VAC, 60VDC, 10kA, UL489, C-curve | PUR | 10A 1-Pole Miniature circuit breaker, 277VAC, 60VDC, 10kA, UL489, C-curve | EA | EA |  | TRUE |  | P | DEL | 100
132745 | 7 | 1 | States | Champlin | Andrew Olson | TRUE | 2026-04-24T00:00:00 | 2026-08-25T00:00:00 | 2026-08-25T00:00:00 | 10 | 0 | 10 | 21.68 | 1495.92 | 55316-3157 | USA | D02 | 7 | BORDER STATES - MPL | 55485-1450 | M9F42110 | 10A 1-Pole Miniature circuit breaker, 277VAC, 60VDC, 10kA, UL489, C-curve | PUR | 10A 1-Pole Miniature circuit breaker, 277VAC, 60VDC, 10kA, UL489, C-curve | EA | EA |  | TRUE |  | P | DEL | 100
132745 | 6 | 4 | States | Champlin | Andrew Olson | TRUE | 2026-04-24T00:00:00 | 2026-10-21T00:00:00 | 2026-10-21T00:00:00 | 30 | 0 | 30 | 22.54 | 3764.18 | 55316-3157 | USA | D02 | 7 | BORDER STATES - MPL | 55485-1450 | M9F42105 | 5A 1-Pole Miniature circuit breaker, 277VAC, 60VDC, 10kA, UL489, C-curve | PUR | 5A 1-Pole Miniature circuit breaker, 277VAC, 60VDC, 10kA, UL489, C-curve | EA | EA |  | TRUE |  | P | DEL | 100
132745 | 6 | 3 | States | Champlin | Andrew Olson | TRUE | 2026-04-24T00:00:00 | 2026-09-04T00:00:00 | 2026-09-04T00:00:00 | 20 | 0 | 20 | 22.54 | 3764.18 | 55316-3157 | USA | D02 | 7 | BORDER STATES - MPL | 55485-1450 | M9F42105 | 5A 1-Pole Miniature circuit breaker, 277VAC, 60VDC, 10kA, UL489, C-curve | PUR | 5A 1-Pole Miniature circuit breaker, 277VAC, 60VDC, 10kA, UL489, C-curve | EA | EA |  | TRUE |  | P | DEL | 100
132745 | 6 | 2 | States | Champlin | Andrew Olson | TRUE | 2026-04-24T00:00:00 | 2026-08-25T00:00:00 | 2026-08-25T00:00:00 | 32 | 0 | 32 | 22.54 | 3764.18 | 55316-3157 | USA | D02 | 7 | BORDER STATES - MPL | 55485-1450 | M9F42105 | 5A 1-Pole Miniature circuit breaker, 277VAC, 60VDC, 10kA, UL489, C-curve | PUR | 5A 1-Pole Miniature circuit breaker, 277VAC, 60VDC, 10kA, UL489, C-curve | EA | EA |  | TRUE |  | P | DEL | 100
132745 | 6 | 1 | States | Champlin | Andrew Olson | TRUE | 2026-04-24T00:00:00 | 2026-08-04T00:00:00 | 2026-08-04T00:00:00 | 85 | 0 | 85 | 22.54 | 3764.18 | 55316-3157 | USA | D02 | 7 | BORDER STATES - MPL | 55485-1450 | M9F42105 | 5A 1-Pole Miniature circuit breaker, 277VAC, 60VDC, 10kA, UL489, C-curve | PUR | 5A 1-Pole Miniature circuit breaker, 277VAC, 60VDC, 10kA, UL489, C-curve | EA | EA |  | TRUE |  | P | DEL | 100
132745 | 4 | 2 | States | Champlin | Andrew Olson | TRUE | 2026-04-24T00:00:00 | 2026-09-14T00:00:00 | 2026-09-14T00:00:00 | 8 | 0 | 8 | 22.54 | 202.86 | 55316-3157 | USA | D02 | 7 | BORDER STATES - MPL | 55485-1450 | M9F42102 | 2A 1-Pole Miniature circuit breaker, 277VAC, 60VDC, 10kA, UL489, C-curve | PUR | 2A 1-Pole Miniature circuit breaker, 277VAC, 60VDC, 10kA, UL489, C-curve | EA | EA |  | TRUE |  | P | DEL | 100
132745 | 4 | 1 | States | Champlin | Andrew Olson | TRUE | 2026-04-24T00:00:00 | 2026-08-03T00:00:00 | 2026-08-03T00:00:00 | 1 | 0 | 1 | 22.54 | 202.86 | 55316-3157 | USA | D02 | 7 | BORDER STATES - MPL | 55485-1450 | M9F42102 | 2A 1-Pole Miniature circuit breaker, 277VAC, 60VDC, 10kA, UL489, C-curve | PUR | 2A 1-Pole Miniature circuit breaker, 277VAC, 60VDC, 10kA, UL489, C-curve | EA | EA |  | TRUE |  | P | DEL | 100
132745 | 3 | 1 | States | Champlin | Andrew Olson | TRUE | 2026-04-24T00:00:00 | 2026-11-04T00:00:00 | 2026-11-04T00:00:00 | 67 | 0 | 67 | 36.23 | 2427.41 | 55316-3157 | USA | D02 | 7 | BORDER STATES - MPL | 55485-1450 | HBLMRBO_ | Bus bar mount receptacle, orange, 400A, Male | PUR | Bus bar mount receptacle, orange, 400A, Male | EA | EA |  | TRUE |  | P | DEL | 100
132745 | 2 | 4 | States | Champlin | Andrew Olson | TRUE | 2026-04-24T00:00:00 | 2026-11-04T00:00:00 | 2026-11-04T00:00:00 | 234 | 0 | 234 | 36.23 | 56772.41 | 55316-3157 | USA | D02 | 7 | BORDER STATES - MPL | 55485-1450 | HBLFRBBK | 400A BUS BAR MOUNT, FEMALE RECEPTACLE-BLACK | PUR | 400A BUS BAR MOUNT, FEMALE RECEPTACLE-BLACK | EA | EA |  | TRUE |  | P | DEL | 100
132745 | 2 | 3 | States | Champlin | Andrew Olson | TRUE | 2026-04-24T00:00:00 | 2026-10-20T00:00:00 | 2026-10-20T00:00:00 | 234 | 0 | 234 | 36.23 | 56772.41 | 55316-3157 | USA | D02 | 7 | BORDER STATES - MPL | 55485-1450 | HBLFRBBK | 400A BUS BAR MOUNT, FEMALE RECEPTACLE-BLACK | PUR | 400A BUS BAR MOUNT, FEMALE RECEPTACLE-BLACK | EA | EA |  | TRUE |  | P | DEL | 100
132745 | 2 | 2 | States | Champlin | Andrew Olson | TRUE | 2026-04-24T00:00:00 | 2026-08-31T00:00:00 | 2026-08-31T00:00:00 | 645 | 0 | 645 | 36.23 | 56772.41 | 55316-3157 | USA | D02 | 7 | BORDER STATES - MPL | 55485-1450 | HBLFRBBK | 400A BUS BAR MOUNT, FEMALE RECEPTACLE-BLACK | PUR | 400A BUS BAR MOUNT, FEMALE RECEPTACLE-BLACK | EA | EA |  | TRUE |  | P | DEL | 100
132745 | 2 | 1 | States | Champlin | Andrew Olson | TRUE | 2026-04-24T00:00:00 | 2026-07-27T00:00:00 | 2026-07-27T00:00:00 | 454 | 0 | 454 | 36.23 | 56772.41 | 55316-3157 | USA | D02 | 7 | BORDER STATES - MPL | 55485-1450 | HBLFRBBK | 400A BUS BAR MOUNT, FEMALE RECEPTACLE-BLACK | PUR | 400A BUS BAR MOUNT, FEMALE RECEPTACLE-BLACK | EA | EA |  | TRUE |  | P | DEL | 100
132598 | 1 | 2 | States | Dayton | Andrew Olson | TRUE | 2026-04-20T00:00:00 | 2026-05-29T00:00:00 | 2026-05-29T00:00:00 | 11 | 8 | 3 | 848.73 | 20369.52 | 55369-6417 | USA | D02 | 7 | BORDER STATES - MPL | 55485-1450 | DTU223 | 100A Double Throw Safety Switch | PUR | 100A Double Throw Safety Switch | EA | EA |  | TRUE |  | P | DEL | DAYTON
132598 | 2 | 1 | States | Dayton | Andrew Olson | TRUE | 2026-04-20T00:00:00 | 2026-11-09T00:00:00 | 2026-11-09T00:00:00 | 2 | 0 | 2 | 45.04 | 90.08 | 55369-6417 | USA | D02 | 7 | BORDER STATES - MPL | 55485-1450 | M9F42205 | 5A 2-POLE, MULTI 9 - C60BP C-CURVE, 480Y/277V, 10kA, UL489 MINITURE CIRCUIT BREAKER | CB | 5A 2-POLE, MULTI 9 - C60BP C-CURVE, 480Y/277V, 10kA, UL489 MINITURE CIRCUIT BREAKER | EA | EA |  | TRUE |  | P | DEL | Dayton
132598 | 3 | 1 | States | Dayton | Andrew Olson | TRUE | 2026-04-20T00:00:00 | 2026-11-09T00:00:00 | 2026-11-09T00:00:00 | 7 | 0 | 7 | 45.04 | 315.28 | 55369-6417 | USA | D02 | 7 | BORDER STATES - MPL | 55485-1450 | M9F42210 | 10A 2-POLE, MULTI 9 - C60BP C-CURVE, 480Y/277V, 10kA, UL489 MINITURE CIRCUIT BREAKER | CB | 10A 2-POLE, MULTI 9 - C60BP C-CURVE, 480Y/277V, 10kA, UL489 MINITURE CIRCUIT BREAKER | EA | EA |  | TRUE |  | P | DEL | Dayton
132598 | 4 | 1 | States | Dayton | Andrew Olson | TRUE | 2026-04-20T00:00:00 | 2026-10-29T00:00:00 | 2026-10-29T00:00:00 | 8 | 0 | 8 | 70.97 | 567.76 | 55369-6417 | USA | D02 | 7 | BORDER STATES - MPL | 55485-1450 | M9U21225 | 25A, 2P Miniature circuit breaker, Multi9 C60H-DC, C curve, 5kA (UL1077), 6kA (IEC/EN 60947-2) | PUR | 25A, 2P Miniature circuit breaker, Multi9 C60H-DC, C curve, 5kA (UL1077), 6kA (IEC/EN 60947-2) | EA | EA |  | TRUE |  | P | DEL | Dayton
130588 | 2 | 2 | States | Champlin | Andrew Olson | TRUE | 2026-01-07T00:00:00 | 2026-08-17T00:00:00 | 2026-08-17T00:00:00 | 72 | 0 | 72 | 24.53 | 10400.72 | 55316 | USA | D02 | 7 | BORDER STATES - MPL | 55485-1450 | M9F42202 | 2A 2-POLE, MULTI 9 - C60BP C-CURVE, 480Y/277V, 10kA, UL489 MINITURE CIRCUIT BREAKER | CB | 2A 2-POLE, MULTI 9 - C60BP C-CURVE, 480Y/277V, 10kA, UL489 MINITURE CIRCUIT BREAKER | EA | EA |  | TRUE |  | P | DEL | 100
130588 | 5 | 1 | States | Champlin | Andrew Olson | TRUE | 2026-01-07T00:00:00 | 2026-12-22T00:00:00 | 2026-12-22T00:00:00 | 63 | 0 | 63 | 17.61 | 1109.43 | 55316 | USA | D02 | 7 | BORDER STATES - MPL | 55485-1450 | HBLMRSCGN | Threaded stud mount receptacle, green, 400A, male, threaded mounting holes, 1.11" stud | PUR | Threaded stud mount receptacle, green, 400A, male, threaded mounting holes, 1.11" stud | EA | EA |  | TRUE |  | P | DEL | 100
133097 | 1 | 1 | States | Dayton | Andrew Olson | TRUE | 2026-05-08T00:00:00 | 2026-09-09T00:00:00 | 2026-09-09T00:00:00 | 1 | 0 | 1 | 126.3 | 126.3 | 55369-6417 | USA | D02 | 7 | BORDER STATES - MPL | 55485-1450 | 2132657313 | Surge Arrestor, distribution Class, 18kV duty cycle, 15.3kV MCOV, | PUR | Surge Arrestor, distribution Class, 18kV duty cycle, 15.3kV MCOV, | EA | EA |  | TRUE |  | P | DEL | DAYTON
134597 | 1 | 1 | States | Dayton | Andrew Olson | TRUE | 2026-07-08T00:00:00 | 2026-11-30T00:00:00 | 2026-11-30T00:00:00 | 6 | 0 | 6 | 98.9 | 593.4 | 55369-6417 | USA | D02 | 7 | BORDER STATES - MPL | 55485-1450 | 2137097313 | Surge Arrester: 10kV Duty Cycle, 8.4kV MCOV, Distribution Class | PUR | Surge Arrester: 10kV Duty Cycle, 8.4kV MCOV, Distribution Class | EA | EA |  | TRUE |  | P | DEL | DAYTON
134597 | 2 | 1 | States | Dayton | Andrew Olson | TRUE | 2026-07-08T00:00:00 | 2026-11-30T00:00:00 | 2026-11-30T00:00:00 | 6 | 0 | 6 | 137.28 | 823.68 | 55369-6417 | USA | D02 | 7 | BORDER STATES - MPL | 55485-1450 | 2137157314 | PDV-100 Optima Arrester (15.3 kV MCOV, 7314 Hardware) | PUR | PDV-100 Optima Arrester (15.3 kV MCOV, 7314 Hardware) | EA | EA |  | TRUE |  | P | DEL | DAYTON
134597 | 3 | 1 | States | Dayton | Andrew Olson | TRUE | 2026-07-08T00:00:00 | 2026-11-06T00:00:00 | 2026-10-19T00:00:00 | 17 | 0 | 17 | 148.33 | 2521.61 | 55369-6417 | USA | D02 | 7 | BORDER STATES - MPL | 55485-1450 | BDL26015 | Molded case circuit breaker: 15A, 2P, DIN rail mount, 25kA at 480Y/277VAC, 18kA at 125/250VDC | PUR | Molded case circuit breaker: 15A, 2P, DIN rail mount, 25kA at 480Y/277VAC, 18kA at 125/250VDC | EA | EA |  | TRUE |  | P | DEL | DAYTON
134597 | 4 | 1 | States | Dayton | Andrew Olson | TRUE | 2026-07-08T00:00:00 | 2026-08-21T00:00:00 | 2026-08-21T00:00:00 | 57 | 0 | 57 | 22.54 | 1284.78 | 55369-6417 | USA | D02 | 7 | BORDER STATES - MPL | 55485-1450 | M9F42102 | 2A 1-Pole Miniature circuit breaker, 277VAC, 60VDC, 10kA, UL489, C-curve | PUR | 2A 1-Pole Miniature circuit breaker, 277VAC, 60VDC, 10kA, UL489, C-curve | EA | EA |  | TRUE |  | P | DEL | DAYTON
134597 | 5 | 1 | States | Dayton | Andrew Olson | TRUE | 2026-07-08T00:00:00 | 2026-08-26T00:00:00 | 2026-08-26T00:00:00 | 1 | 0 | 1 | 45.04 | 45.04 | 55369-6417 | USA | D02 | 7 | BORDER STATES - MPL | 55485-1450 | M9F42220 | 20A 2-Pole Miniature circuit breaker, 480Y/277VAC, 60/125VDC, 10kA, UL489, C-curve | PUR | 20A 2-Pole Miniature circuit breaker, 480Y/277VAC, 60/125VDC, 10kA, UL489, C-curve | EA | EA |  | TRUE |  | P | DEL | Dayton
133043 | 1 | 1 | States | Dayton | Andrew Olson | TRUE | 2026-05-07T00:00:00 | 2026-10-27T00:00:00 | 2026-10-27T00:00:00 | 30 | 0 | 30 | 204.29 | 6128.7 | 55369-6417 | USA | D02 | 7 | BORDER STATES - MPL | 55485-1450 | 213722-7314 | PDV-100 Optima: Heavy Duty, 22kV MCOV / Uc, 27kV Duty Cycle Rating / Ur Top Hardware - Hex Nut, Wire Clamp, & Protective Cap. Mounting Hardware - Insulating Bracket. Bottom Hardware - Isolator, Hex Nut, Wire Clamp, Flat Washer & Nylon Retainer Washer | PUR | PDV-100 Optima: Heavy Duty, 22kV MCOV / Uc, 27kV Duty Cycle Rating / Ur Top Hardware - Hex Nut, Wire Clamp, & Protective Cap. Mounting Hardware - Insulating Bracket. Bottom Hardware - Isolator, Hex Nut, Wire Clamp, Flat Washer & Nylon Retainer Washer | EA | EA |  | TRUE |  | P | DEL | DAYTON
133043 | 2 | 1 | States | Dayton | Andrew Olson | TRUE | 2026-05-07T00:00:00 | 2026-08-25T00:00:00 | 2026-08-25T00:00:00 | 141 | 0 | 141 | 56.78 | 45026.54 | 55369-6417 | USA | D02 | 7 | BORDER STATES - MPL | 55485-1450 | SMCO-GND_BALL | C600-2102, Stainless Ball Stud | MEC | C600-2102, Stainless Grounding Ball Stud | EA | EA |  | TRUE |  | P | DEL | DAYTON
133043 | 2 | 2 | States | Dayton | Andrew Olson | TRUE | 2026-05-07T00:00:00 | 2026-09-24T00:00:00 | 2026-09-24T00:00:00 | 204 | 0 | 204 | 56.78 | 45026.54 | 55369-6417 | USA | D02 | 7 | BORDER STATES - MPL | 55485-1450 | SMCO-GND_BALL | C600-2102, Stainless Ball Stud | MEC | C600-2102, Stainless Grounding Ball Stud | EA | EA |  | TRUE |  | P | DEL | DAYTON
133043 | 2 | 3 | States | Dayton | Andrew Olson | TRUE | 2026-05-07T00:00:00 | 2026-10-23T00:00:00 | 2026-10-23T00:00:00 | 448 | 0 | 448 | 56.78 | 45026.54 | 55369-6417 | USA | D02 | 7 | BORDER STATES - MPL | 55485-1450 | SMCO-GND_BALL | C600-2102, Stainless Ball Stud | MEC | C600-2102, Stainless Grounding Ball Stud | EA | EA |  | TRUE |  | P | DEL | DAYTON
131423 | 9 | 5 | States | Champlin | Andrew Olson | TRUE | 2026-02-24T00:00:00 | 2026-06-24T00:00:00 | 2026-06-24T00:00:00 | 688 | 566 | 122 | 36.23 | 101770.07 | 55316 | USA | D02 | 7 | BORDER STATES - MPL | 55485-1450 | HBLFRBBK | 400A BUS BAR MOUNT, FEMALE RECEPTACLE-BLACK | PUR | 400A BUS BAR MOUNT, FEMALE RECEPTACLE-BLACK | EA | EA |  | TRUE |  | P | DEL | 100
132670 | 7 | 13 | States | Champlin | Andrew Olson | TRUE | 2026-04-22T00:00:00 | 2026-10-21T00:00:00 | 2026-10-21T00:00:00 | 30 | 0 | 30 | 22.54 | 20218.38 | 55316-3157 | USA | D02 | 7 | BORDER STATES - MPL | 55485-1450 | M9F42105 | 5A 1-Pole Miniature circuit breaker, 277VAC, 60VDC, 10kA, UL489, C-curve | PUR | 5A 1-Pole Miniature circuit breaker, 277VAC, 60VDC, 10kA, UL489, C-curve | EA | EA |  | TRUE |  | P | DEL | 100
132670 | 7 | 12 | States | Champlin | Andrew Olson | TRUE | 2026-04-22T00:00:00 | 2026-09-04T00:00:00 | 2026-09-04T00:00:00 | 20 | 0 | 20 | 22.54 | 20218.38 | 55316-3157 | USA | D02 | 7 | BORDER STATES - MPL | 55485-1450 | M9F42105 | 5A 1-Pole Miniature circuit breaker, 277VAC, 60VDC, 10kA, UL489, C-curve | PUR | 5A 1-Pole Miniature circuit breaker, 277VAC, 60VDC, 10kA, UL489, C-curve | EA | EA |  | TRUE |  | P | DEL | 100
132670 | 7 | 11 | States | Champlin | Andrew Olson | TRUE | 2026-04-22T00:00:00 | 2026-08-25T00:00:00 | 2026-08-25T00:00:00 | 32 | 0 | 32 | 22.54 | 20218.38 | 55316-3157 | USA | D02 | 7 | BORDER STATES - MPL | 55485-1450 | M9F42105 | 5A 1-Pole Miniature circuit breaker, 277VAC, 60VDC, 10kA, UL489, C-curve | PUR | 5A 1-Pole Miniature circuit breaker, 277VAC, 60VDC, 10kA, UL489, C-curve | EA | EA |  | TRUE |  | P | DEL | 100
132670 | 7 | 10 | States | Champlin | Andrew Olson | TRUE | 2026-04-22T00:00:00 | 2026-08-03T00:00:00 | 2026-08-03T00:00:00 | 52 | 0 | 52 | 22.54 | 20218.38 | 55316-3157 | USA | D02 | 7 | BORDER STATES - MPL | 55485-1450 | M9F42105 | 5A 1-Pole Miniature circuit breaker, 277VAC, 60VDC, 10kA, UL489, C-curve | PUR | 5A 1-Pole Miniature circuit breaker, 277VAC, 60VDC, 10kA, UL489, C-curve | EA | EA |  | TRUE |  | P | DEL | 100
132670 | 7 | 9 | States | Champlin | Andrew Olson | TRUE | 2026-04-22T00:00:00 | 2026-07-06T00:00:00 | 2026-07-06T00:00:00 | 12 | 0 | 12 | 22.54 | 20218.38 | 55316-3157 | USA | D02 | 7 | BORDER STATES - MPL | 55485-1450 | M9F42105 | 5A 1-Pole Miniature circuit breaker, 277VAC, 60VDC, 10kA, UL489, C-curve | PUR | 5A 1-Pole Miniature circuit breaker, 277VAC, 60VDC, 10kA, UL489, C-curve | EA | EA |  | TRUE |  | P | DEL | 100
132670 | 5 | 5 | States | Champlin | Andrew Olson | TRUE | 2026-04-22T00:00:00 | 2026-09-14T00:00:00 | 2026-09-14T00:00:00 | 8 | 0 | 8 | 22.54 | 19677.42 | 55316-3157 | USA | D02 | 7 | BORDER STATES - MPL | 55485-1450 | M9F42102 | 2A 1-Pole Miniature circuit breaker, 277VAC, 60VDC, 10kA, UL489, C-curve | PUR | 2A 1-Pole Miniature circuit breaker, 277VAC, 60VDC, 10kA, UL489, C-curve | EA | EA |  | TRUE |  | P | DEL | 100
132670 | 5 | 4 | States | Champlin | Andrew Olson | TRUE | 2026-04-22T00:00:00 | 2026-08-03T00:00:00 | 2026-08-03T00:00:00 | 8 | 0 | 8 | 22.54 | 19677.42 | 55316-3157 | USA | D02 | 7 | BORDER STATES - MPL | 55485-1450 | M9F42102 | 2A 1-Pole Miniature circuit breaker, 277VAC, 60VDC, 10kA, UL489, C-curve | PUR | 2A 1-Pole Miniature circuit breaker, 277VAC, 60VDC, 10kA, UL489, C-curve | EA | EA |  | TRUE |  | P | DEL | 100
132670 | 4 | 1 | States | Champlin | Andrew Olson | TRUE | 2026-04-22T00:00:00 | 2026-08-25T00:00:00 | 2026-08-25T00:00:00 | 4 | 0 | 4 | 54.07 | 216.28 | 55316-3157 | USA | D02 | 7 | BORDER STATES - MPL | 55485-1450 | HG1000404 | HG Filter Fan Exhaust Grille IP54, fits HF10 fans 10-inch, Lt Gray, Plastic | PUR | HG Filter Fan Exhaust Grille IP54, fits HF10 fans 10-inch, Lt Gray, Plastic | EA | EA |  | TRUE |  | P | DEL | 100
132670 | 3 | 1 | States | Champlin | Andrew Olson | TRUE | 2026-04-22T00:00:00 | 2026-08-25T00:00:00 | 2026-08-25T00:00:00 | 4 | 0 | 4 | 250 | 1000 | 55316-3157 | USA | D02 | 7 | BORDER STATES - MPL | 55485-1450 | HF1016414 | HF10 Side-Mount Filter Fan, 115V 159CFM, Lt Gray | PUR | HF10 Side-Mount Filter Fan, 115V 159CFM, Lt Gray | EA | EA |  | TRUE |  | P | DEL | 100
132670 | 2 | 4 | States | Champlin | Andrew Olson | TRUE | 2026-04-22T00:00:00 | 2026-11-04T00:00:00 | 2026-11-04T00:00:00 | 78 | 0 | 78 | 36.23 | 8332.9 | 55316-3157 | USA | D02 | 7 | BORDER STATES - MPL | 55485-1450 | HBLMRBY_ | Bus bar mount receptacle, yellow, 400A, Male | PUR | Bus bar mount receptacle, yellow, 400A, Male | EA | EA |  | TRUE |  | P | DEL | 100
132670 | 2 | 3 | States | Champlin | Andrew Olson | TRUE | 2026-04-22T00:00:00 | 2026-10-20T00:00:00 | 2026-10-20T00:00:00 | 78 | 0 | 78 | 36.23 | 8332.9 | 55316-3157 | USA | D02 | 7 | BORDER STATES - MPL | 55485-1450 | HBLMRBY_ | Bus bar mount receptacle, yellow, 400A, Male | PUR | Bus bar mount receptacle, yellow, 400A, Male | EA | EA |  | TRUE |  | P | DEL | 100
132670 | 2 | 2 | States | Champlin | Andrew Olson | TRUE | 2026-04-22T00:00:00 | 2026-07-27T00:00:00 | 2026-07-27T00:00:00 | 52 | 0 | 52 | 36.23 | 8332.9 | 55316-3157 | USA | D02 | 7 | BORDER STATES - MPL | 55485-1450 | HBLMRBY_ | Bus bar mount receptacle, yellow, 400A, Male | PUR | Bus bar mount receptacle, yellow, 400A, Male | EA | EA |  | TRUE |  | P | DEL | 100
132670 | 1 | 4 | States | Champlin | Andrew Olson | TRUE | 2026-04-22T00:00:00 | 2026-11-04T00:00:00 | 2026-11-04T00:00:00 | 78 | 0 | 78 | 36.23 | 8332.9 | 55316-3157 | USA | D02 | 7 | BORDER STATES - MPL | 55485-1450 | HBLMRBBN_ | Bus bar mount receptacle, brown, 400A, Male | PUR | Bus bar mount receptacle, brown, 400A, Male | EA | EA |  | TRUE |  | P | DEL | 100
132670 | 1 | 3 | States | Champlin | Andrew Olson | TRUE | 2026-04-22T00:00:00 | 2026-10-20T00:00:00 | 2026-10-20T00:00:00 | 78 | 0 | 78 | 36.23 | 8332.9 | 55316-3157 | USA | D02 | 7 | BORDER STATES - MPL | 55485-1450 | HBLMRBBN_ | Bus bar mount receptacle, brown, 400A, Male | PUR | Bus bar mount receptacle, brown, 400A, Male | EA | EA |  | TRUE |  | P | DEL | 100
132670 | 1 | 2 | States | Champlin | Andrew Olson | TRUE | 2026-04-22T00:00:00 | 2026-07-27T00:00:00 | 2026-07-27T00:00:00 | 52 | 0 | 52 | 36.23 | 8332.9 | 55316-3157 | USA | D02 | 7 | BORDER STATES - MPL | 55485-1450 | HBLMRBBN_ | Bus bar mount receptacle, brown, 400A, Male | PUR | Bus bar mount receptacle, brown, 400A, Male | EA | EA |  | TRUE |  | P | DEL | 100
133730 | 10 | 1 | States | Champlin | Andrew Olson | TRUE | 2026-05-29T00:00:00 | 2026-11-02T00:00:00 | 2026-11-02T00:00:00 | 5 | 0 | 5 | 45.04 | 225.2 | 55316-3157 | USA | D02 | 7 | BORDER STATES - MPL | 55485-1450 | M9F42240 | 40A 2-Pole Miniature circuit breaker, 277VAC, 60VDC, 10kA, UL489, C-curve | PUR | 40A 2-Pole Miniature circuit breaker, 277VAC, 60VDC, 10kA, UL489, C-curve | EA | EA |  | TRUE |  | P | DEL | 100
133730 | 9 | 1 | States | Champlin | Andrew Olson | TRUE | 2026-05-29T00:00:00 | 2026-11-02T00:00:00 | 2026-11-02T00:00:00 | 25 | 0 | 25 | 45.04 | 1126 | 55316-3157 | USA | D02 | 7 | BORDER STATES - MPL | 55485-1450 | M9F42230 | 30A 2-POLE, MULTI 9 - C60BP C-CURVE, 480Y/277V, 10kA, UL489 MINITURE CIRCUIT BREAKER | PUR | 30A 2-POLE, MULTI 9 - C60BP C-CURVE, 480Y/277V, 10kA, UL489 MINITURE CIRCUIT BREAKER | EA | EA |  | TRUE |  | P | DEL | 100
133730 | 8 | 1 | States | Champlin | Andrew Olson | TRUE | 2026-05-29T00:00:00 | 2026-11-02T00:00:00 | 2026-11-02T00:00:00 | 25 | 0 | 25 | 45.04 | 1126 | 55316-3157 | USA | D02 | 7 | BORDER STATES - MPL | 55485-1450 | M9F42210 | 10A 2-POLE, MULTI 9 - C60BP C-CURVE, 480Y/277V, 10kA, UL489 MINITURE CIRCUIT BREAKER | CB | 10A 2-POLE, MULTI 9 - C60BP C-CURVE, 480Y/277V, 10kA, UL489 MINITURE CIRCUIT BREAKER | EA | EA |  | TRUE |  | P | DEL | 100
133730 | 7 | 1 | States | Champlin | Andrew Olson | TRUE | 2026-05-29T00:00:00 | 2026-11-02T00:00:00 | 2026-11-02T00:00:00 | 40 | 0 | 40 | 21.68 | 867.2 | 55316-3157 | USA | D02 | 7 | BORDER STATES - MPL | 55485-1450 | M9F42120 | 20A 1-POLE, MULTI 9 - C60BP C-CURVE, 277V, 10kA, UL489 MINITURE CIRCUIT BREAKER | CB | 20A 1-POLE, MULTI 9 - C60BP C-CURVE, 277V, 10kA, UL489 MINITURE CIRCUIT BREAKER | EA | EA |  | TRUE |  | P | DEL | 100
133730 | 6 | 1 | States | Champlin | Andrew Olson | TRUE | 2026-05-29T00:00:00 | 2026-11-02T00:00:00 | 2026-11-02T00:00:00 | 20 | 0 | 20 | 22.54 | 450.8 | 55316-3157 | USA | D02 | 7 | BORDER STATES - MPL | 55485-1450 | M9F42102 | 2A 1-Pole Miniature circuit breaker, 277VAC, 60VDC, 10kA, UL489, C-curve | PUR | 2A 1-Pole Miniature circuit breaker, 277VAC, 60VDC, 10kA, UL489, C-curve | EA | EA |  | TRUE |  | P | DEL | 100
133730 | 5 | 1 | States | Champlin | Andrew Olson | TRUE | 2026-05-29T00:00:00 | 2026-11-02T00:00:00 | 2026-11-02T00:00:00 | 10 | 0 | 10 | 54.07 | 540.7 | 55316-3157 | USA | D02 | 7 | BORDER STATES - MPL | 55485-1450 | HG1000404 | HG Filter Fan Exhaust Grille IP54, fits HF10 fans 10-inch, Lt Gray, Plastic | PUR | HG Filter Fan Exhaust Grille IP54, fits HF10 fans 10-inch, Lt Gray, Plastic | EA | EA |  | TRUE |  | P | DEL | 100
133730 | 4 | 1 | States | Champlin | Andrew Olson | TRUE | 2026-05-29T00:00:00 | 2026-11-02T00:00:00 | 2026-11-02T00:00:00 | 10 | 0 | 10 | 250 | 2500 | 55316-3157 | USA | D02 | 7 | BORDER STATES - MPL | 55485-1450 | HF1016414 | HF10 Side-Mount Filter Fan, 115V 159CFM, Lt Gray | PUR | HF10 Side-Mount Filter Fan, 115V 159CFM, Lt Gray | EA | EA |  | TRUE |  | P | DEL | 100
133730 | 3 | 1 | States | Champlin | Andrew Olson | TRUE | 2026-05-29T00:00:00 | 2026-11-02T00:00:00 | 2026-11-02T00:00:00 | 10 | 0 | 10 | 227.34 | 2273.4 | 55316-3157 | USA | D02 | 7 | BORDER STATES - MPL | 55485-1450 | A72P36 | Panel for Type 3R 4 4X 12 13 Enclosure, fits 72x36, White, Steel Catalog#: A72P36 | PUR | Panel for Type 3R 4 4X 12 13 Enclosure, fits 72x36, White, Steel Catalog#: A72P36 | EA | EA |  | TRUE |  | P | DEL | 100
133730 | 2 | 1 | States | Champlin | Andrew Olson | TRUE | 2026-05-29T00:00:00 | 2026-11-02T00:00:00 | 2026-11-02T00:00:00 | 10 | 0 | 10 | 1185.75 | 11857.5 | 55316-3157 | USA | D02 | 7 | BORDER STATES - MPL | 55485-1450 | A72H36DLP3PT | Marshalling Cabinet, 72x36x12, continuous hinge, NEMA 3R/4/4X/12/13 | PUR | Marshalling Cabinet, 72x36x12, continuous hinge, NEMA 3R/4/4X/12/13 | EA | EA |  | TRUE |  | P | DEL | 100
133730 | 1 | 1 | States | Champlin | Andrew Olson | TRUE | 2026-05-29T00:00:00 | 2026-09-22T00:00:00 | 2026-06-30T00:00:00 | 5 | 0 | 5 | 139.45 | 697.25 | 55316-3157 | USA | D02 | 7 | BORDER STATES - MPL | 55485-1450 | 2132657314 | Surge Arrestor, distribution Class, 18kV duty cycle, 15.3kV MCOV, | PUR | Surge Arrestor, distribution Class, 18kV duty cycle, 15.3kV MCOV, | EA | EA |  | TRUE |  | P | DEL | 100
133631 | 1 | 1 | States | Champlin | Andrew Olson | TRUE | 2026-05-27T00:00:00 | 2026-10-26T00:00:00 | 2026-10-26T00:00:00 | 100 | 0 | 100 | 36.23 | 3623 | 55316-3157 | USA | D02 | 7 | BORDER STATES - MPL | 55485-1450 | HBLFRBBN_ | Bus bar mount receptacle, brown, 400A, Female | PUR | Bus bar mount receptacle, brown, 400A, Female | EA | EA |  | TRUE |  | P | DEL | 100
133631 | 2 | 1 | States | Champlin | Andrew Olson | TRUE | 2026-05-27T00:00:00 | 2026-10-26T00:00:00 | 2026-10-26T00:00:00 | 25 | 0 | 25 | 36.23 | 905.75 | 55316-3157 | USA | D02 | 7 | BORDER STATES - MPL | 55485-1450 | HBLFRBGN_ | Bus bar mount receptacle, green, 400A, Female | PUR | Bus bar mount receptacle, green, 400A, Female | EA | EA |  | TRUE |  | P | DEL | 100
133631 | 3 | 1 | States | Champlin | Andrew Olson | TRUE | 2026-05-27T00:00:00 | 2026-10-26T00:00:00 | 2026-10-26T00:00:00 | 100 | 0 | 100 | 36.23 | 3623 | 55316-3157 | USA | D02 | 7 | BORDER STATES - MPL | 55485-1450 | HBLFRBO_ | CAM LOCK ORANGE HUBBELL | PUR | CAM LOCK ORANGE HUBBELL | EA | EA |  | TRUE |  | P | DEL | 100
133631 | 4 | 1 | States | Champlin | Andrew Olson | TRUE | 2026-05-27T00:00:00 | 2026-10-26T00:00:00 | 2026-10-26T00:00:00 | 15 | 0 | 15 | 22.54 | 338.1 | 55316-3157 | USA | D02 | 7 | BORDER STATES - MPL | 55485-1450 | M9F42102 | 2A 1-Pole Miniature circuit breaker, 277VAC, 60VDC, 10kA, UL489, C-curve | PUR | 2A 1-Pole Miniature circuit breaker, 277VAC, 60VDC, 10kA, UL489, C-curve | EA | EA |  | TRUE |  | P | DEL | 100
131632 | 3 | 2 | States | Dayton | Andrew Olson | TRUE | 2026-03-05T00:00:00 | 2026-03-23T00:00:00 | 2026-03-23T00:00:00 | 10 | 0 | 10 | 20.64 | 1032 | 55369-6417 | USA | D02 | 7 | BORDER STATES - MPL | 55485-1450 | M9F42120 | 20A 1-POLE, MULTI 9 - C60BP C-CURVE, 277V, 10kA, UL489 MINITURE CIRCUIT BREAKER | CB | 20A 1-POLE, MULTI 9 - C60BP C-CURVE, 277V, 10kA, UL489 MINITURE CIRCUIT BREAKER | EA | EA |  | TRUE |  | P | DEL | 100
131632 | 2 | 1 | States | Dayton | Andrew Olson | TRUE | 2026-03-05T00:00:00 | 2026-10-06T00:00:00 | 2026-04-16T00:00:00 | 4 | 0 | 4 | 4675.53 | 18702.12 | 55369-6417 | USA | D02 | 7 | BORDER STATES - MPL | 55485-1450 | E-9320-24T4X-E/-A | 24 ports 10/100/1000M RJ45, 4 ports1/10G, Network Essentials, 1.72 x 17.5 x 14.0 in. With PWR-RGD-AC-DC-H / PWR-RGD-LOW-DC-H | PUR | 24 ports 10/100/1000M RJ45, 4 ports1/10G, Network Essentials, 1.72 x 17.5 x 14.0 in. With PWR-RGD-AC-DC-H / PWR-RGD-LOW-DC-H | EA | EA |  | TRUE |  | P | DEL | DAYTON
132416 | 4 | 1 | States | Champlin | Andrew Olson | TRUE | 2026-04-10T00:00:00 | 2026-08-31T00:00:00 | 2026-08-31T00:00:00 | 2 | 0 | 2 | 21.68 | 43.36 | 55316-3157 | USA | D02 | 7 | BORDER STATES - MPL | 55485-1450 | M9F42115 | MINIATURE CIRCUIT BREAKER (MCB), MULTI9 C60BP, 1P, 15A, C CURVE, 14KA (UL489), 10KA (IEC/EN 60947-2) | PUR | MINIATURE CIRCUIT BREAKER (MCB), MULTI9 C60BP, 1P, 15A, C CURVE, 14KA (UL489), 10KA (IEC/EN 60947-2) | EA | EA |  | TRUE |  | P | DEL | 100
132468 | 4 | 4 | States | Champlin | Andrew Olson | TRUE | 2026-04-14T00:00:00 | 2026-08-31T00:00:00 | 2026-08-03T00:00:00 | 30 | 0 | 30 | 21.68 | 2428.16 | 55316-3157 | USA | D02 | 7 | BORDER STATES - MPL | 55485-1450 | M9F42115 | MINIATURE CIRCUIT BREAKER (MCB), MULTI9 C60BP, 1P, 15A, C CURVE, 14KA (UL489), 10KA (IEC/EN 60947-2) | PUR | MINIATURE CIRCUIT BREAKER (MCB), MULTI9 C60BP, 1P, 15A, C CURVE, 14KA (UL489), 10KA (IEC/EN 60947-2) | EA | EA |  | TRUE |  | P | DEL | 100
134301 | 1 | 1 | States | Dayton | Andrew Olson | TRUE | 2026-06-23T00:00:00 | 2026-10-19T00:00:00 | 2026-10-19T00:00:00 | 6 | 0 | 6 | 1185.75 | 7114.5 | 55369-6417 | USA | D02 | 7 | BORDER STATES - MPL | 55485-1450 | A72H36DLP3PT | Marshalling Cabinet, 72x36x12, continuous hinge, NEMA 3R/4/4X/12/13 | PUR | Marshalling Cabinet, 72x36x12, continuous hinge, NEMA 3R/4/4X/12/13 | EA | EA |  | TRUE |  | P | DEL | DAYTON
134301 | 2 | 1 | States | Dayton | Andrew Olson | TRUE | 2026-06-23T00:00:00 | 2026-10-19T00:00:00 | 2026-10-19T00:00:00 | 6 | 0 | 6 | 227.34 | 1364.04 | 55369-6417 | USA | D02 | 7 | BORDER STATES - MPL | 55485-1450 | A72P36 | Panel for Type 3R 4 4X 12 13 Enclosure, fits 72x36, White, Steel Catalog#: A72P36 | PUR | Panel for Type 3R 4 4X 12 13 Enclosure, fits 72x36, White, Steel Catalog#: A72P36 | EA | EA |  | TRUE |  | P | DEL | DAYTON
134301 | 6 | 1 | States | Dayton | Andrew Olson | TRUE | 2026-06-23T00:00:00 | 2026-10-19T00:00:00 | 2026-10-19T00:00:00 | 200 | 0 | 200 | 21.68 | 4336 | 55369-6417 | USA | D02 | 7 | BORDER STATES - MPL | 55485-1450 | M9F42110 | 10A 1-Pole Miniature circuit breaker, 277VAC, 60VDC, 10kA, UL489, C-curve | PUR | 10A 1-Pole Miniature circuit breaker, 277VAC, 60VDC, 10kA, UL489, C-curve | EA | EA |  | TRUE |  | P | DEL | DAYTON
134301 | 5 | 1 | States | Dayton | Andrew Olson | TRUE | 2026-06-23T00:00:00 | 2026-10-19T00:00:00 | 2026-10-19T00:00:00 | 40 | 0 | 40 | 22.54 | 901.6 | 55369-6417 | USA | D02 | 7 | BORDER STATES - MPL | 55485-1450 | M9F42101 | 1A 1-Pole Miniature circuit breaker, 277VAC, 60VDC, 10kA, UL489, C-curve | CB | 1A 1-Pole Miniature circuit breaker, 277VAC, 60VDC, 10kA, UL489, C-curve | EA | EA |  | TRUE |  | P | DEL | DAYTON
134301 | 4 | 1 | States | Dayton | Andrew Olson | TRUE | 2026-06-23T00:00:00 | 2026-11-03T00:00:00 | 2026-10-19T00:00:00 | 20 | 0 | 20 | 1245.9 | 24918 | 55369-6417 | USA | D02 | 7 | BORDER STATES - MPL | 55485-1450 | EVP002900-3002 | Station class surge arrestors, EVP, 29kV MCOV / Uc, 36kV Duty Cycle Rating / Ur, With 3002: Line: Single eye bolt Ground: Single eye bolt | PUR | Station class surge arrestors, EVP, 29kV MCOV / Uc, 36kV Duty Cycle Rating / Ur, With 3002: Line: Single eye bolt Ground: Single eye bolt | EA | EA |  | TRUE |  | P | DEL | DAYTON
134301 | 3 | 1 | States | Dayton | Andrew Olson | TRUE | 2026-06-23T00:00:00 | 2026-10-19T00:00:00 | 2026-10-19T00:00:00 | 50 | 0 | 50 | 148.33 | 7416.5 | 55369-6417 | USA | D02 | 7 | BORDER STATES - MPL | 55485-1450 | BDL26015 | Molded case circuit breaker: 15A, 2P, DIN rail mount, 25kA at 480Y/277VAC, 18kA at 125/250VDC | PUR | Molded case circuit breaker: 15A, 2P, DIN rail mount, 25kA at 480Y/277VAC, 18kA at 125/250VDC | EA | EA |  | TRUE |  | P | DEL | DAYTON
134776 | 1 | 3 | States | Champlin | Taylor Barrett | TRUE | 2026-07-15T00:00:00 | 2026-09-21T00:00:00 |  | 1 | 0 | 1 | 205 | 2460 | 55316-3157 | USA | D05 | 8 | BROWN-CAMPBELL COMPANY | 48315 | ALP-.050-48X120 | 3003-H14 ALUMINUM PERFORATED SHEET .050 X 48" X 120" - 1/8 DIA HOLE - 3/16 STAG CENTERS | ALUM | 3003-H14 ALUMINUM PERFORATED SHEET .050 X 48" X 120" - 1/8 DIA HOLE - 3/16 STAG CENTERS | SF | SH40 |  | FALSE |  | P | PPD | 100
134776 | 1 | 2 | States | Champlin | Taylor Barrett | TRUE | 2026-07-15T00:00:00 | 2026-08-31T00:00:00 |  | 3 | 0 | 3 | 205 | 2460 | 55316-3157 | USA | D05 | 8 | BROWN-CAMPBELL COMPANY | 48315 | ALP-.050-48X120 | 3003-H14 ALUMINUM PERFORATED SHEET .050 X 48" X 120" - 1/8 DIA HOLE - 3/16 STAG CENTERS | ALUM | 3003-H14 ALUMINUM PERFORATED SHEET .050 X 48" X 120" - 1/8 DIA HOLE - 3/16 STAG CENTERS | SF | SH40 |  | FALSE |  | P | PPD | 100
134776 | 1 | 1 | States | Champlin | Taylor Barrett | TRUE | 2026-07-15T00:00:00 | 2026-07-22T00:00:00 |  | 8 | 0 | 8 | 205 | 2460 | 55316-3157 | USA | D05 | 8 | BROWN-CAMPBELL COMPANY | 48315 | ALP-.050-48X120 | 3003-H14 ALUMINUM PERFORATED SHEET .050 X 48" X 120" - 1/8 DIA HOLE - 3/16 STAG CENTERS | ALUM | 3003-H14 ALUMINUM PERFORATED SHEET .050 X 48" X 120" - 1/8 DIA HOLE - 3/16 STAG CENTERS | SF | SH40 |  | FALSE |  | P | PPD | 100
133240 | 1 | 1 | States | Champlin | Andrew Olson | TRUE | 2026-05-13T00:00:00 | 2026-10-05T00:00:00 |  | 9 | 0 | 9 | 17.01 | 153.09 | 55316-3157 | USA | N30 | 14 | TYCO ELECTRONICS CORP | 75373-1225 | 2RL-401 | Current transformer, 400:5, 10VA, 2.46" dia with 1.05" dia window, with 24" leads | PUR | Current transformer, 400:5, 10VA, 2.46" dia with 1.05" dia window, with 24" leads | EA | EA |  | FALSE |  | P | PPD | 100
133737 | 1 | 1 | States | Champlin | Andrew Olson | TRUE | 2026-05-29T00:00:00 | 2026-09-01T00:00:00 | 2026-09-01T00:00:00 | 15 | 0 | 15 | 17.01 | 255.15 | 55316-3157 | USA | N30 | 14 | TYCO ELECTRONICS CORP | 75373-1225 | 2RL-401 | Current transformer, 400:5, 10VA, 2.46" dia with 1.05" dia window, with 24" leads | PUR | Current transformer, 400:5, 10VA, 2.46" dia with 1.05" dia window, with 24" leads | EA | EA |  | TRUE |  | P | PPD | 100
133494 | 1 | 4 | States | Champlin | Andrew Olson | TRUE | 2026-05-21T00:00:00 | 2026-11-20T00:00:00 | 2026-11-20T00:00:00 | 9 | 0 | 9 | 17.01 | 1428.84 | 55316-3157 | USA | N30 | 14 | TYCO ELECTRONICS CORP | 75373-1225 | 2RL-401 | Current transformer, 400:5, 10VA, 2.46" dia with 1.05" dia window, with 24" leads | PUR | Current transformer, 400:5, 10VA, 2.46" dia with 1.05" dia window, with 24" leads | EA | EA |  | TRUE |  | P | PPD | 100
133494 | 1 | 3 | States | Champlin | Andrew Olson | TRUE | 2026-05-21T00:00:00 | 2026-11-02T00:00:00 | 2026-11-02T00:00:00 | 9 | 0 | 9 | 17.01 | 1428.84 | 55316-3157 | USA | N30 | 14 | TYCO ELECTRONICS CORP | 75373-1225 | 2RL-401 | Current transformer, 400:5, 10VA, 2.46" dia with 1.05" dia window, with 24" leads | PUR | Current transformer, 400:5, 10VA, 2.46" dia with 1.05" dia window, with 24" leads | EA | EA |  | TRUE |  | P | PPD | 100
133494 | 1 | 2 | States | Champlin | Andrew Olson | TRUE | 2026-05-21T00:00:00 | 2026-09-24T00:00:00 | 2026-09-24T00:00:00 | 18 | 0 | 18 | 17.01 | 1428.84 | 55316-3157 | USA | N30 | 14 | TYCO ELECTRONICS CORP | 75373-1225 | 2RL-401 | Current transformer, 400:5, 10VA, 2.46" dia with 1.05" dia window, with 24" leads | PUR | Current transformer, 400:5, 10VA, 2.46" dia with 1.05" dia window, with 24" leads | EA | EA |  | TRUE |  | P | PPD | 100
133494 | 1 | 1 | States | Champlin | Andrew Olson | TRUE | 2026-05-21T00:00:00 | 2026-08-25T00:00:00 | 2026-08-25T00:00:00 | 48 | 0 | 48 | 17.01 | 1428.84 | 55316-3157 | USA | N30 | 14 | TYCO ELECTRONICS CORP | 75373-1225 | 2RL-401 | Current transformer, 400:5, 10VA, 2.46" dia with 1.05" dia window, with 24" leads | PUR | Current transformer, 400:5, 10VA, 2.46" dia with 1.05" dia window, with 24" leads | EA | EA |  | TRUE |  | P | PPD | 100
134316 | 9 | 1 | States | Dayton | Taylor Barrett | TRUE | 2026-06-23T00:00:00 | 2026-10-19T00:00:00 | 2026-10-19T00:00:00 | 511 | 0 | 511 | 35.99 | 18390.89 | 55369-6417 | USA | N30 | 16 | MDI of Texas, Inc | 15701 | O-134 (38kV) | Type 024 Standard Standoff Insulator Boot: 1 1/4" x 4 1/4" Bus Opening (38kV) | PUR | Type 024 Standard Standoff Insulator Boot: 1 1/4" x 4 1/4" Bus Opening (38kV) | EA | EA |  | FALSE |  | P | PPD | DAYTON
134316 | 8 | 1 | States | Dayton | Taylor Barrett | TRUE | 2026-06-23T00:00:00 | 2026-10-19T00:00:00 | 2026-10-19T00:00:00 | 560 | 0 | 560 | 50.27 | 28151.2 | 55369-6417 | USA | N30 | 16 | MDI of Texas, Inc | 15701 | O-125 (38kV) | Type 024 Standard Standoff Insulator Boot: 1/2" x 4 1/4" Bus Opening (38kV) | PUR | Type 024 Standard Standoff Insulator Boot: 1/2" x 4 1/4" Bus Opening (38kV) | EA | EA |  | FALSE |  | P | PPD | DAYTON
134316 | 7 | 1 | States | Dayton | Taylor Barrett | TRUE | 2026-06-23T00:00:00 | 2026-10-19T00:00:00 | 2026-10-19T00:00:00 | 48 | 0 | 48 | 47.91 | 2299.68 | 55369-6417 | USA | N30 | 16 | MDI of Texas, Inc | 15701 | H-110 (38kV) | Type 016 Standard Round Stud Riser Boot: 3/4" x 3 1/8" Bus Opening (38kV) | PUR | Type 016 Standard Round Stud Riser Boot: 3/4" x 3 1/8" Bus Opening (38kV) | EA | EA |  | FALSE |  | P | PPD | DAYTON
134316 | 6 | 1 | States | Dayton | Taylor Barrett | TRUE | 2026-06-23T00:00:00 | 2026-10-19T00:00:00 | 2026-10-19T00:00:00 | 249 | 0 | 249 | 57.82 | 14397.18 | 55369-6417 | USA | N30 | 16 | MDI of Texas, Inc | 15701 | G-108 (38kV) | Type 013 Standard Thru Boot: 1 1/4" x 4 1/4" Bus Opening (38kV) | PUR | Type 013 Standard Thru Boot: 1 1/4" x 4 1/4" Bus Opening (38kV) | EA | EA |  | FALSE |  | P | PPD | DAYTON
134316 | 4 | 1 | States | Dayton | Taylor Barrett | TRUE | 2026-06-23T00:00:00 | 2026-10-19T00:00:00 | 2026-10-19T00:00:00 | 48 | 0 | 48 | 48.83 | 2343.84 | 55369-6417 | USA | N30 | 16 | MDI of Texas, Inc | 15701 | D-111-R (38kV) | Type 010 Standard Corner Boot: 1 3/4" x 4 1/4", 1 3/4" x 4 1/4" Riser Opening (38kV) | PUR | Type 010 Standard Corner Boot: 1 3/4" x 4 1/4", 1 3/4" x 4 1/4" Riser Opening (38kV) | EA | EA |  | FALSE |  | P | PPD | DAYTON
134316 | 3 | 1 | States | Dayton | Taylor Barrett | TRUE | 2026-06-23T00:00:00 | 2026-10-19T00:00:00 | 2026-10-19T00:00:00 | 48 | 0 | 48 | 48.83 | 2343.84 | 55369-6417 | USA | N30 | 16 | MDI of Texas, Inc | 15701 | D-110-L (38kV) | Type 010 Standard Corner Boot: 1 3/4" x 4 1/4", 1 3/4" x 4 1/4" Riser Opening (38kV) | PUR | Type 010 Standard Corner Boot: 1 3/4" x 4 1/4", 1 3/4" x 4 1/4" Riser Opening (38kV) | EA | EA |  | FALSE |  | P | PPD | DAYTON
134316 | 2 | 1 | States | Dayton | Taylor Barrett | TRUE | 2026-06-23T00:00:00 | 2026-10-19T00:00:00 | 2026-10-19T00:00:00 | 201 | 0 | 201 | 50 | 10050 | 55369-6417 | USA | N30 | 16 | MDI of Texas, Inc | 15701 | AB-111 (38kV) | Type 001 Standard Tee Boot with 90 Riser: 1 3/4" x 4 3/8" Bus Opening, 7/8" x 4 1/4" Riser Opening (38kV) | PUR | Type 001 Standard Tee Boot with 90 Riser: 1 3/4" x 4 3/8" Bus Opening, 7/8" x 4 1/4" Riser Opening (38kV) | EA | EA |  | FALSE |  | P | PPD | DAYTON
133929 | 1 | 1 | States | Dayton | Taylor Barrett | TRUE | 2026-06-08T00:00:00 | 2026-11-20T00:00:00 |  | 143 | 0 | 143 | 38.26 | 30263.66 | 55369-6417 | USA | N30 | 16 | MDI of Texas, Inc | 15701 | 110 (38kV) | Type 027 Standard Customer Cable Boot: 1/2" x 4 1/4" Bus Opening (38kV) | PUR | Type 027 Standard Customer Cable Boot: 1/2" x 4 1/4" Bus Opening (38kV) | EA | EA |  | FALSE |  | P | PPD | DAYTON
133929 | 1 | 2 | States | Dayton | Taylor Barrett | TRUE | 2026-06-08T00:00:00 | 2026-12-21T00:00:00 |  | 144 | 0 | 144 | 38.26 | 30263.66 | 55369-6417 | USA | N30 | 16 | MDI of Texas, Inc | 15701 | 110 (38kV) | Type 027 Standard Customer Cable Boot: 1/2" x 4 1/4" Bus Opening (38kV) | PUR | Type 027 Standard Customer Cable Boot: 1/2" x 4 1/4" Bus Opening (38kV) | EA | EA |  | FALSE |  | P | PPD | DAYTON
133929 | 1 | 3 | States | Dayton | Taylor Barrett | TRUE | 2026-06-08T00:00:00 | 2027-01-25T00:00:00 |  | 144 | 0 | 144 | 38.26 | 30263.66 | 55369-6417 | USA | N30 | 16 | MDI of Texas, Inc | 15701 | 110 (38kV) | Type 027 Standard Customer Cable Boot: 1/2" x 4 1/4" Bus Opening (38kV) | PUR | Type 027 Standard Customer Cable Boot: 1/2" x 4 1/4" Bus Opening (38kV) | EA | EA |  | FALSE |  | P | PPD | DAYTON
133929 | 1 | 4 | States | Dayton | Taylor Barrett | TRUE | 2026-06-08T00:00:00 | 2027-02-22T00:00:00 |  | 144 | 0 | 144 | 38.26 | 30263.66 | 55369-6417 | USA | N30 | 16 | MDI of Texas, Inc | 15701 | 110 (38kV) | Type 027 Standard Customer Cable Boot: 1/2" x 4 1/4" Bus Opening (38kV) | PUR | Type 027 Standard Customer Cable Boot: 1/2" x 4 1/4" Bus Opening (38kV) | EA | EA |  | FALSE |  | P | PPD | DAYTON
133929 | 1 | 5 | States | Dayton | Taylor Barrett | TRUE | 2026-06-08T00:00:00 | 2027-03-25T00:00:00 |  | 144 | 0 | 144 | 38.26 | 30263.66 | 55369-6417 | USA | N30 | 16 | MDI of Texas, Inc | 15701 | 110 (38kV) | Type 027 Standard Customer Cable Boot: 1/2" x 4 1/4" Bus Opening (38kV) | PUR | Type 027 Standard Customer Cable Boot: 1/2" x 4 1/4" Bus Opening (38kV) | EA | EA |  | FALSE |  | P | PPD | DAYTON
133929 | 1 | 6 | States | Dayton | Taylor Barrett | TRUE | 2026-06-08T00:00:00 | 2027-04-26T00:00:00 |  | 72 | 0 | 72 | 38.26 | 30263.66 | 55369-6417 | USA | N30 | 16 | MDI of Texas, Inc | 15701 | 110 (38kV) | Type 027 Standard Customer Cable Boot: 1/2" x 4 1/4" Bus Opening (38kV) | PUR | Type 027 Standard Customer Cable Boot: 1/2" x 4 1/4" Bus Opening (38kV) | EA | EA |  | FALSE |  | P | PPD | DAYTON
133929 | 2 | 1 | States | Dayton | Taylor Barrett | TRUE | 2026-06-08T00:00:00 | 2026-12-22T00:00:00 |  | 30 | 0 | 30 | 38.26 | 1147.8 | 55369-6417 | USA | N30 | 16 | MDI of Texas, Inc | 15701 | 111 | BOOT | PUR | BOOT | EA | EA |  | FALSE |  | P | PPD | DAYTON
133929 | 4 | 1 | States | Dayton | Taylor Barrett | TRUE | 2026-06-08T00:00:00 | 2027-04-26T00:00:00 |  | 6 | 0 | 6 | 40.89 | 245.34 | 55369-6417 | USA | N30 | 16 | MDI of Texas, Inc | 15701 | G-104 | EGER BOOT THROUGH | SRPB | EGER BOOT THROUGH | EA | EA |  | FALSE |  | P | PPD | Dayton
133929 | 6 | 1 | States | Dayton | Taylor Barrett | TRUE | 2026-06-08T00:00:00 | 2026-12-22T00:00:00 |  | 54 | 0 | 54 | 41.82 | 2258.28 | 55369-6417 | USA | N30 | 16 | MDI of Texas, Inc | 15701 | G-121 | STAND THRU BOOT | PUR | STAND THRU BOOT | EA | EA |  | FALSE |  | P | PPD | DAYTON
133929 | 7 | 1 | States | Dayton | Taylor Barrett | TRUE | 2026-06-08T00:00:00 | 2026-12-22T00:00:00 |  | 6 | 0 | 6 | 41.1 | 246.6 | 55369-6417 | USA | N30 | 16 | MDI of Texas, Inc | 15701 | L-105 | 90° Corner Boots .250 X4 | PUR | 90° Corner Boots .250 X4 | EA | EA |  | FALSE |  | P | PPD | Dayton
133929 | 8 | 1 | States | Dayton | Taylor Barrett | TRUE | 2026-06-08T00:00:00 | 2026-12-22T00:00:00 |  | 14 | 0 | 14 | 38.11 | 533.54 | 55369-6417 | USA | N30 | 16 | MDI of Texas, Inc | 15701 | L-111 | 021 Standard 90 degree conn. boots | PUR | 021 Standard 90 degree conn. boots | EA | EA |  | FALSE |  | P | PPD | Dayton
133929 | 9 | 1 | States | Dayton | Taylor Barrett | TRUE | 2026-06-08T00:00:00 | 2026-12-22T00:00:00 |  | 5 | 0 | 5 | 40.48 | 202.4 | 55369-6417 | USA | N30 | 16 | MDI of Texas, Inc | 15701 | O-106 | Type 024 Standard Insulator Boot: 3/4" x 2 1/4" Bus Opening | PUR | Type 024 Standard Insulator Boot: 3/4" x 2 1/4" Bus Opening | EA | EA |  | FALSE |  | P | PPD | DAYTON
133929 | 11 | 1 | States | Dayton | Taylor Barrett | TRUE | 2026-06-08T00:00:00 | 2026-12-22T00:00:00 |  | 102 | 0 | 102 | 37.48 | 3822.96 | 55369-6417 | USA | N30 | 16 | MDI of Texas, Inc | 15701 | O-148 | Type 024 Standard Insulator Boot: 1 3/8" x 6 1/4" Bus Opening | PUR | Type 024 Standard Insulator Boot: 1 3/8" x 6 1/4" Bus Opening | EA | EA |  | FALSE |  | P | PPD | DAYTON
134088 | 3 | 3 | States | Dayton | Taylor Barrett | TRUE | 2026-06-15T00:00:00 | 2026-11-16T00:00:00 | 2026-11-16T00:00:00 | 63 | 0 | 63 | 41 | 7011 | 55369-6417 | USA | N30 | 16 | MDI of Texas, Inc | 15701 | O-123 (38 kV) | (38kV) EGER 024 STANDARD STANDOFF INSULATOR BOOTS | PUR | (38kV) EGER 024 STANDARD STANDOFF INSULATOR BOOTS | EA | EA |  | TRUE |  | P | PPD | DAYTON
134088 | 3 | 2 | States | Dayton | Taylor Barrett | TRUE | 2026-06-15T00:00:00 | 2026-09-14T00:00:00 | 2026-09-14T00:00:00 | 72 | 0 | 72 | 41 | 7011 | 55369-6417 | USA | N30 | 16 | MDI of Texas, Inc | 15701 | O-123 (38 kV) | (38kV) EGER 024 STANDARD STANDOFF INSULATOR BOOTS | PUR | (38kV) EGER 024 STANDARD STANDOFF INSULATOR BOOTS | EA | EA |  | TRUE |  | P | PPD | DAYTON
134088 | 3 | 1 | States | Dayton | Taylor Barrett | TRUE | 2026-06-15T00:00:00 | 2027-02-01T00:00:00 | 2027-02-01T00:00:00 | 36 | 0 | 36 | 41 | 7011 | 55369-6417 | USA | N30 | 16 | MDI of Texas, Inc | 15701 | O-123 (38 kV) | (38kV) EGER 024 STANDARD STANDOFF INSULATOR BOOTS | PUR | (38kV) EGER 024 STANDARD STANDOFF INSULATOR BOOTS | EA | EA |  | TRUE |  | P | PPD | DAYTON
134088 | 2 | 3 | States | Dayton | Taylor Barrett | TRUE | 2026-06-15T00:00:00 | 2026-12-22T00:00:00 | 2026-12-22T00:00:00 | 54 | 0 | 54 | 41 | 6642 | 55369-6417 | USA | N30 | 16 | MDI of Texas, Inc | 15701 | G-104 (38 kV) | (38kV) EGER 013 STANDARD THRU BOOT | PUR | (38kV) EGER 013 STANDARD THRU BOOT | EA | EA |  | TRUE |  | P | PPD | DAYTON
134088 | 2 | 2 | States | Dayton | Taylor Barrett | TRUE | 2026-06-15T00:00:00 | 2026-09-14T00:00:00 | 2026-09-14T00:00:00 | 72 | 0 | 72 | 41 | 6642 | 55369-6417 | USA | N30 | 16 | MDI of Texas, Inc | 15701 | G-104 (38 kV) | (38kV) EGER 013 STANDARD THRU BOOT | PUR | (38kV) EGER 013 STANDARD THRU BOOT | EA | EA |  | TRUE |  | P | PPD | DAYTON
134088 | 2 | 1 | States | Dayton | Taylor Barrett | TRUE | 2026-06-15T00:00:00 | 2026-09-14T00:00:00 | 2026-09-14T00:00:00 | 36 | 0 | 36 | 41 | 6642 | 55369-6417 | USA | N30 | 16 | MDI of Texas, Inc | 15701 | G-104 (38 kV) | (38kV) EGER 013 STANDARD THRU BOOT | PUR | (38kV) EGER 013 STANDARD THRU BOOT | EA | EA |  | TRUE |  | P | PPD | DAYTON
134088 | 1 | 3 | States | Dayton | Taylor Barrett | TRUE | 2026-06-15T00:00:00 | 2026-11-16T00:00:00 | 2026-11-16T00:00:00 | 4 | 0 | 4 | 57.1 | 1998.5 | 55369-6417 | USA | N30 | 16 | MDI of Texas, Inc | 15701 | B-100 (38kV) | 005 Standard Right End Connection Boots | PUR | 005 Standard Right End Connection Boots | EA | EA |  | TRUE |  | P | PPD | DAYTON
134088 | 1 | 2 | States | Dayton | Taylor Barrett | TRUE | 2026-06-15T00:00:00 | 2026-09-14T00:00:00 | 2026-09-14T00:00:00 | 4 | 0 | 4 | 57.1 | 1998.5 | 55369-6417 | USA | N30 | 16 | MDI of Texas, Inc | 15701 | B-100 (38kV) | 005 Standard Right End Connection Boots | PUR | 005 Standard Right End Connection Boots | EA | EA |  | TRUE |  | P | PPD | DAYTON
134088 | 1 | 1 | States | Dayton | Taylor Barrett | TRUE | 2026-06-15T00:00:00 | 2026-08-03T00:00:00 | 2026-08-03T00:00:00 | 27 | 0 | 27 | 57.1 | 1998.5 | 55369-6417 | USA | N30 | 16 | MDI of Texas, Inc | 15701 | B-100 (38kV) | 005 Standard Right End Connection Boots | PUR | 005 Standard Right End Connection Boots | EA | EA |  | TRUE |  | P | PPD | DAYTON
134086 | 1 | 1 | States | Dayton | Taylor Barrett | TRUE | 2026-06-15T00:00:00 | 2026-10-26T00:00:00 | 2026-10-26T00:00:00 | 15 | 0 | 15 | 43.7 | 655.5 | 55369-6417 | USA | N30 | 16 | MDI of Texas, Inc | 15701 | 104 | Type 027 Customer Cable Boot: 1 1/2" x 6 3/8" Bus Opening | PUR | Type 027 Customer Cable Boot: 1 1/2" x 6 3/8" Bus Opening | EA | EA |  | TRUE |  | P | PPD | DAYTON
133289 | 1 | 1 | States | Dayton | Taylor Barrett | TRUE | 2026-05-14T00:00:00 | 2026-10-26T00:00:00 | 2026-10-26T00:00:00 | 12 | 0 | 12 | 48.83 | 585.96 | 55369-6417 | USA | N30 | 16 | MDI of Texas, Inc | 15701 | D-110-L (38kV) | Type 010 Standard Corner Boot: 1 3/4" x 4 1/4", 1 3/4" x 4 1/4" Riser Opening (38kV) | PUR | Type 010 Standard Corner Boot: 1 3/4" x 4 1/4", 1 3/4" x 4 1/4" Riser Opening (38kV) | EA | EA |  | TRUE |  | P | PPD | DAYTON
133289 | 2 | 1 | States | Dayton | Taylor Barrett | TRUE | 2026-05-14T00:00:00 | 2026-10-26T00:00:00 | 2026-10-26T00:00:00 | 72 | 0 | 72 | 40.89 | 2944.08 | 55369-6417 | USA | N30 | 16 | MDI of Texas, Inc | 15701 | G-105 (38kV) | Type 013 Standard Thru Boot: 3/4" x 4 1/4" Bus Opening (38kV) | PUR | Type 013 Standard Thru Boot: 3/4" x 4 1/4" Bus Opening (38kV) | EA | EA |  | TRUE |  | P | PPD | DAYTON
133289 | 3 | 1 | States | Dayton | Taylor Barrett | TRUE | 2026-05-14T00:00:00 | 2026-10-26T00:00:00 | 2026-10-26T00:00:00 | 382 | 0 | 382 | 50.27 | 19203.14 | 55369-6417 | USA | N30 | 16 | MDI of Texas, Inc | 15701 | O-125 (38kV) | Type 024 Standard Standoff Insulator Boot: 1/2" x 4 1/4" Bus Opening (38kV) | PUR | Type 024 Standard Standoff Insulator Boot: 1/2" x 4 1/4" Bus Opening (38kV) | EA | EA |  | TRUE |  | P | PPD | DAYTON
134707 | 1 | 1 | States | Dayton | Taylor Barrett | TRUE | 2026-07-13T00:00:00 | 2026-10-26T00:00:00 | 2026-10-26T00:00:00 | 160 | 0 | 160 | 38.26 | 6121.6 | 55369-6417 | USA | N30 | 16 | MDI of Texas, Inc | 15701 | 110 (38kV) | Type 027 Standard Customer Cable Boot: 1/2" x 4 1/4" Bus Opening (38kV) | PUR | Type 027 Standard Customer Cable Boot: 1/2" x 4 1/4" Bus Opening (38kV) | EA | EA |  | TRUE |  | P | PPD | DAYTON
134707 | 2 | 1 | States | Dayton | Taylor Barrett | TRUE | 2026-07-13T00:00:00 | 2026-08-26T00:00:00 | 2026-08-26T00:00:00 | 27 | 0 | 27 | 38.26 | 1033.02 | 55369-6417 | USA | N30 | 16 | MDI of Texas, Inc | 15701 | 110-27kV | 027 STANDARD CUSTOMER CABLE BOOTS | PUR | 027 STANDARD CUSTOMER CABLE BOOTS | EA | EA |  | TRUE |  | P | PPD | DAYTON
134707 | 3 | 1 | States | Dayton | Taylor Barrett | TRUE | 2026-07-13T00:00:00 | 2026-08-26T00:00:00 | 2026-08-19T00:00:00 | 3 | 0 | 3 | 51.62 | 154.86 | 55369-6417 | USA | N30 | 16 | MDI of Texas, Inc | 15701 | AA-107-27kV | 003 STD TEE BOOT - CENTERED | PUR | 003 STD TEE BOOT - CENTERED | EA | EA |  | TRUE |  | P | PPD | DAYTON
134707 | 4 | 1 | States | Dayton | Taylor Barrett | TRUE | 2026-07-13T00:00:00 | 2026-08-11T00:00:00 | 2026-08-11T00:00:00 | 3 | 0 | 3 | 42.71 | 128.13 | 55369-6417 | USA | N30 | 16 | MDI of Texas, Inc | 15701 | C-100 (38kV) | 008 Standard Left End Connection Boots | PUR | 008 Standard Left End Connection Boots | EA | EA |  | TRUE |  | P | PPD | DAYTON
134707 | 5 | 1 | States | Dayton | Taylor Barrett | TRUE | 2026-07-13T00:00:00 | 2026-08-26T00:00:00 | 2026-08-26T00:00:00 | 3 | 0 | 3 | 41.1 | 123.3 | 55369-6417 | USA | N30 | 16 | MDI of Texas, Inc | 15701 | C-114-27kV | 008 STD LEFT END CONNECTION BOOTS | PUR | 008 STD LEFT END CONNECTION BOOTS | EA | EA |  | TRUE |  | P | PPD | DAYTON
134707 | 6 | 1 | States | Dayton | Taylor Barrett | TRUE | 2026-07-13T00:00:00 | 2026-08-11T00:00:00 | 2026-08-11T00:00:00 | 9 | 0 | 9 | 39.19 | 352.71 | 55369-6417 | USA | N30 | 16 | MDI of Texas, Inc | 15701 | E-100 (38kV) | thru boots | PUR | thru boots | EA | EA |  | TRUE |  | P | PPD | DAYTON
134707 | 7 | 1 | States | Dayton | Taylor Barrett | TRUE | 2026-07-13T00:00:00 | 2026-08-26T00:00:00 | 2026-08-26T00:00:00 | 16 | 0 | 16 | 41.79 | 668.64 | 55369-6417 | USA | N30 | 16 | MDI of Texas, Inc | 15701 | O-124-27kV | 024 STANDARD STANDOFF INSULATOR BOOT | PUR | 024 STANDARD STANDOFF INSULATOR BOOT | EA | EA |  | TRUE |  | P | PPD | DAYTON
134707 | 8 | 1 | States | Dayton | Taylor Barrett | TRUE | 2026-07-13T00:00:00 | 2026-08-26T00:00:00 | 2026-08-26T00:00:00 | 3 | 0 | 3 | 49.89 | 149.67 | 55369-6417 | USA | N30 | 16 | MDI of Texas, Inc | 15701 | O-126-27kV | 024 STD STANDOFF INSULATOR BOOTS - 27KV | PUR | 024 STD STANDOFF INSULATOR BOOTS - 27KV | EA | EA |  | TRUE |  | P | PPD | DAYTON
134707 | 9 | 1 | States | Dayton | Taylor Barrett | TRUE | 2026-07-13T00:00:00 | 2026-10-26T00:00:00 | 2026-10-26T00:00:00 | 11 | 0 | 11 | 45.27 | 497.97 | 55369-6417 | USA | N30 | 16 | MDI of Texas, Inc | 15701 | O-140 | Type 024 Standard Insulator Boot: 2 3/8" x 4 1/4" Bus Opening | PUR | Type 024 Standard Insulator Boot: 2 3/8" x 4 1/4" Bus Opening | EA | EA |  | TRUE |  | P | PPD | DAYTON
134707 | 10 | 1 | States | Dayton | Taylor Barrett | TRUE | 2026-07-13T00:00:00 | 2026-08-26T00:00:00 | 2026-08-26T00:00:00 | 54 | 0 | 54 | 50 | 2700 | 55369-6417 | USA | N30 | 16 | MDI of Texas, Inc | 15701 | S-111-27kV | 030 STD BUS CABLE TAP BOOTS - 27KV | PUR | 030 STD BUS CABLE TAP BOOTS - 27KV | EA | EA |  | TRUE |  | P | PPD | DAYTON
134707 | 11 | 1 | States | Dayton | Taylor Barrett | TRUE | 2026-07-13T00:00:00 | 2026-08-26T00:00:00 | 2026-08-26T00:00:00 | 9 | 0 | 9 | 31.47 | 283.23 | 55369-6417 | USA | N30 | 16 | MDI of Texas, Inc | 15701 | T-115-27kV | 032 STANDARD CROSS BOOTS - OFFSET | PUR | 032 STANDARD CROSS BOOTS - OFFSET | EA | EA |  | TRUE |  | P | PPD | DAYTON
133366 | 1 | 1 | States | Dayton | Taylor Barrett | TRUE | 2026-05-18T00:00:00 | 2026-10-12T00:00:00 | 2026-10-12T00:00:00 | 66 | 0 | 66 | 40.89 | 2698.74 | 55369-6417 | USA | N30 | 16 | MDI of Texas, Inc | 15701 | G-104 | EGER BOOT THROUGH | SRPB | EGER BOOT THROUGH | EA | EA |  | TRUE |  | P | PPD | Dayton
134412 | 1 | 1 | States | Champlin | Taylor Barrett | TRUE | 2026-06-29T00:00:00 | 2026-08-04T00:00:00 | 2026-08-04T00:00:00 | 50 | 0 | 50 | 38.26 | 1913 | 55316-3157 | USA | N30 | 16 | MDI of Texas, Inc | 15701 | 110 | Type 027 Standard Customer Cable Boot: 1/2" x 4-1/4" Bus Opening-w/90 | PUR | Type 027 Standard Customer Cable Boot: 1/2" x 4-1/4" Bus Opening-w/90 | EA | EA |  | TRUE |  | P | PPD | 100
134412 | 2 | 1 | States | Champlin | Taylor Barrett | TRUE | 2026-06-29T00:00:00 | 2026-08-04T00:00:00 | 2026-08-04T00:00:00 | 65 | 0 | 65 | 40.89 | 2657.85 | 55316-3157 | USA | N30 | 16 | MDI of Texas, Inc | 15701 | G-104 | EGER BOOT THROUGH | SRPB | EGER BOOT THROUGH | EA | EA |  | TRUE |  | P | PPD | 100
134412 | 3 | 1 | States | Champlin | Taylor Barrett | TRUE | 2026-06-29T00:00:00 | 2026-08-04T00:00:00 | 2026-08-04T00:00:00 | 200 | 0 | 200 | 41.79 | 8358 | 55316-3157 | USA | N30 | 16 | MDI of Texas, Inc | 15701 | O-124 | O-124 BUS TO INSULATE 2 HOLE PUNCH | PUR | O-124 BUS TO INSULATE 2 HOLE PUNCH | EA | EA |  | TRUE |  | P | PPD | 100
134085 | 4 | 2 | States | Dayton | Taylor Barrett | TRUE | 2026-06-15T00:00:00 | 2026-11-16T00:00:00 | 2026-11-16T00:00:00 | 102 | 0 | 102 | 46.38 | 9461.52 | 55369-6417 | USA | N30 | 16 | MDI of Texas, Inc | 15701 | L-108 | Standard 90 Degree Cconnector Boot | SRPB | Standard 90 Degree Cconnector Boot | EA | EA |  | TRUE |  | P | PPD | Dayton
134085 | 4 | 1 | States | Dayton | Taylor Barrett | TRUE | 2026-06-15T00:00:00 | 2026-07-14T00:00:00 | 2026-07-14T00:00:00 | 102 | 0 | 102 | 46.38 | 9461.52 | 55369-6417 | USA | N30 | 16 | MDI of Texas, Inc | 15701 | L-108 | Standard 90 Degree Cconnector Boot | SRPB | Standard 90 Degree Cconnector Boot | EA | EA |  | TRUE |  | P | PPD | Dayton
134085 | 3 | 2 | States | Dayton | Taylor Barrett | TRUE | 2026-06-15T00:00:00 | 2026-11-16T00:00:00 | 2026-11-16T00:00:00 | 102 | 0 | 102 | 43.47 | 8867.88 | 55369-6417 | USA | N30 | 16 | MDI of Texas, Inc | 15701 | F-107 | TYPE 012 EXPANSION JOINT BOOTS: 1/4" X 4" BUS SIZE | PUR | TYPE 012 EXPANSION JOINT BOOTS: 1/4" X 4" BUS SIZE | EA | EA |  | TRUE |  | P | PPD | DAYTON
134085 | 2 | 2 | States | Dayton | Taylor Barrett | TRUE | 2026-06-15T00:00:00 | 2026-11-16T00:00:00 | 2026-11-16T00:00:00 | 102 | 0 | 102 | 43 | 8772 | 55369-6417 | USA | N30 | 16 | MDI of Texas, Inc | 15701 | D-107-L | Type 013, Standard Thru Boot, Bus Opening 1/4" x 4" | SRPB | Type 013, Standard Thru Boot, Bus Opening 1/4" x 4" | EA | EA |  | TRUE |  | P | PPD | Dayton
134085 | 2 | 1 | States | Dayton | Taylor Barrett | TRUE | 2026-06-15T00:00:00 | 2026-07-14T00:00:00 | 2026-07-14T00:00:00 | 102 | 0 | 102 | 43 | 8772 | 55369-6417 | USA | N30 | 16 | MDI of Texas, Inc | 15701 | D-107-L | Type 013, Standard Thru Boot, Bus Opening 1/4" x 4" | SRPB | Type 013, Standard Thru Boot, Bus Opening 1/4" x 4" | EA | EA |  | TRUE |  | P | PPD | Dayton
134085 | 1 | 2 | States | Dayton | Taylor Barrett | TRUE | 2026-06-15T00:00:00 | 2026-11-16T00:00:00 | 2026-11-16T00:00:00 | 102 | 0 | 102 | 41.1 | 8384.4 | 55369-6417 | USA | N30 | 16 | MDI of Texas, Inc | 15701 | B-114 | Type 005 Standard Right End Connection Boot: 1/2" x 4", 3/4" x 4 1/8" Bus Opening | PUR | Type 005 Standard Right End Connection Boot: 1/2" x 4", 3/4" x 4 1/8" Bus Opening | EA | EA |  | TRUE |  | P | PPD | DAYTON
134423 | 14 | 1 | States | Dayton | Taylor Barrett | TRUE | 2026-06-29T00:00:00 | 2026-08-17T00:00:00 |  | 2 | 0 | 2 | 43.62 | 87.24 | 55369-6417 | USA | N30 | 16 | MDI of Texas, Inc | 15701 | P-101 | EGER BOOT INSULATOR | PUR | EGER BOOT INSULATOR | EA | EA |  | FALSE |  | P | PPD | DAYTON
134423 | 13 | 1 | States | Dayton | Taylor Barrett | TRUE | 2026-06-29T00:00:00 | 2026-08-17T00:00:00 |  | 16 | 0 | 16 | 42 | 672 | 55369-6417 | USA | N30 | 16 | MDI of Texas, Inc | 15701 | O-123 | EGER BOOT 4” | PUR | EGER BOOT 4” | EA | EA |  | FALSE |  | P | PPD | DAYTON
134423 | 12 | 1 | States | Dayton | Taylor Barrett | TRUE | 2026-06-29T00:00:00 | 2026-08-17T00:00:00 |  | 4 | 0 | 4 | 51 | 204 | 55369-6417 | USA | N30 | 16 | MDI of Texas, Inc | 15701 | K-128 | 020 Standard Thru Boots With Riser | PUR | 020 Standard Thru Boots With Riser | EA | EA |  | FALSE |  | P | PPD | DAYTON
134423 | 11 | 1 | States | Dayton | Taylor Barrett | TRUE | 2026-06-29T00:00:00 | 2026-08-17T00:00:00 |  | 10 | 0 | 10 | 48 | 480 | 55369-6417 | USA | N30 | 16 | MDI of Texas, Inc | 15701 | H-109 | 016 Standard Round Stud Riser Boots | PUR | 016 Standard Round Stud Riser Boots | EA | EA |  | FALSE |  | P | PPD | DAYTON
134423 | 10 | 1 | States | Dayton | Taylor Barrett | TRUE | 2026-06-29T00:00:00 | 2026-08-17T00:00:00 |  | 6 | 0 | 6 | 35.1 | 210.6 | 55369-6417 | USA | N30 | 16 | MDI of Texas, Inc | 15701 | F-130 | 012 Standard Expansion Joint | PUR | 012 Standard Expansion Joint | EA | EA |  | FALSE |  | P | PPD | DAYTON
134423 | 9 | 1 | States | Dayton | Taylor Barrett | TRUE | 2026-06-29T00:00:00 | 2026-08-17T00:00:00 |  | 4 | 0 | 4 | 48.26 | 193.04 | 55369-6417 | USA | N30 | 16 | MDI of Texas, Inc | 15701 | F-122 | 012 Standard Expansion Joint | PUR | 012 Standard Expansion Joint | EA | EA |  | FALSE |  | P | PPD | DAYTON
134423 | 8 | 1 | States | Dayton | Taylor Barrett | TRUE | 2026-06-29T00:00:00 | 2026-08-17T00:00:00 |  | 14 | 0 | 14 | 35.18 | 492.52 | 55369-6417 | USA | N30 | 16 | MDI of Texas, Inc | 15701 | E-112 | 011 Standard Thru Boots | PUR | 011 Standard Thru Boots | EA | EA |  | FALSE |  | P | PPD | DAYTON
134423 | 7 | 1 | States | Dayton | Taylor Barrett | TRUE | 2026-06-29T00:00:00 | 2026-08-17T00:00:00 |  | 6 | 0 | 6 | 41.14 | 246.84 | 55369-6417 | USA | N30 | 16 | MDI of Texas, Inc | 15701 | D-106-R | 010 Standard Corner Boots | PUR | 010 Standard Corner Boots | EA | EA |  | FALSE |  | P | PPD | DAYTON
134423 | 6 | 1 | States | Dayton | Taylor Barrett | TRUE | 2026-06-29T00:00:00 | 2026-08-17T00:00:00 |  | 2 | 0 | 2 | 41.14 | 82.28 | 55369-6417 | USA | N30 | 16 | MDI of Texas, Inc | 15701 | D-106-L | 010 Standard Corner Boots | PUR | 010 Standard Corner Boots | EA | EA |  | FALSE |  | P | PPD | DAYTON
134423 | 5 | 1 | States | Dayton | Taylor Barrett | TRUE | 2026-06-29T00:00:00 | 2026-08-17T00:00:00 |  | 6 | 0 | 6 | 43 | 258 | 55369-6417 | USA | N30 | 16 | MDI of Texas, Inc | 15701 | C-116 | 008 Standard Left End Connection Boots | PUR | 008 Standard Left End Connection Boots | EA | EA |  | FALSE |  | P | PPD | DAYTON
134423 | 4 | 1 | States | Dayton | Taylor Barrett | TRUE | 2026-06-29T00:00:00 | 2026-08-17T00:00:00 |  | 4 | 0 | 4 | 41.1 | 164.4 | 55369-6417 | USA | N30 | 16 | MDI of Texas, Inc | 15701 | C-114 | 008 Standard Left End Connection Boots | PUR | 008 Standard Left End Connection Boots | EA | EA |  | FALSE |  | P | PPD | DAYTON
134423 | 3 | 1 | States | Dayton | Taylor Barrett | TRUE | 2026-06-29T00:00:00 | 2026-08-17T00:00:00 | 2026-08-17T00:00:00 | 4 | 0 | 4 | 53.34 | 213.36 | 55369-6417 | USA | N30 | 16 | MDI of Texas, Inc | 15701 | C-113 | Type 008 Standard Left End Connection Boot: 1/2" x 4 1/8" Bus Opening, 5/8" x 4 1/8" Riser Opening | SRPP | Type 008 Standard Left End Connection Boot: 1/2" x 4 1/8" Bus Opening, 5/8" x 4 1/8" Riser Opening | EA | EA |  | FALSE |  | P | PPD | Dayton
134423 | 2 | 1 | States | Dayton | Taylor Barrett | TRUE | 2026-06-29T00:00:00 | 2026-08-17T00:00:00 | 2026-08-17T00:00:00 | 2 | 0 | 2 | 31.47 | 62.94 | 55369-6417 | USA | N30 | 16 | MDI of Texas, Inc | 15701 | BC-121 | 007 Standard Right End Left End Connection Boots | PUR | 007 Standard Right End Left End Connection Boots | EA | EA |  | FALSE |  | P | PPD | DAYTON
134423 | 1 | 1 | States | Dayton | Taylor Barrett | TRUE | 2026-06-29T00:00:00 | 2026-08-17T00:00:00 | 2026-08-17T00:00:00 | 2 | 0 | 2 | 43.16 | 86.32 | 55369-6417 | USA | N30 | 16 | MDI of Texas, Inc | 15701 | A-122 | 001 Standard Tee Boot - Offsets | PUR | 001 Standard Tee Boot - Offsets | EA | EA |  | FALSE |  | P | PPD | DAYTON
134087 | 1 | 1 | States | Dayton | Taylor Barrett | TRUE | 2026-06-15T00:00:00 | 2026-07-20T00:00:00 | 2026-07-20T00:00:00 | 112 | 0 | 112 | 49.89 | 5587.68 | 55369-6417 | USA | N30 | 16 | MDI of Texas, Inc | 15701 | O-126 (38 kV) | (38kV) EGER 024 STANDARD STANDOFF INSULATOR BOOTS | PUR | (38kV) EGER 024 STANDARD STANDOFF INSULATOR BOOTS | EA | EA |  | TRUE |  | P | PPD | DAYTON
134575 | 1 | 1 | States | Dayton | Taylor Barrett | TRUE | 2026-07-07T00:00:00 | 2026-10-26T00:00:00 | 2026-10-26T00:00:00 | 24 | 0 | 24 | 51.3 | 1231.2 | 55369-6417 | USA | N30 | 16 | MDI of Texas, Inc | 15701 | AB-110 (38kV) | Type 001 Standard Tee Boot with 90 Riser: 1 3/4" x 4 3/8" Bus Opening, 1 3/4" x 4 1/4" Riser Opening (38kV) | PUR | Type 001 Standard Tee Boot with 90 Riser: 1 3/4" x 4 3/8" Bus Opening, 1 3/4" x 4 1/4" Riser Opening (38kV) | EA | EA |  | TRUE |  | P | PPD | DAYTON
134575 | 2 | 1 | States | Dayton | Taylor Barrett | TRUE | 2026-07-07T00:00:00 | 2026-10-28T00:00:00 | 2026-10-28T00:00:00 | 4 | 0 | 4 | 35.1 | 140.4 | 55369-6417 | USA | N30 | 16 | MDI of Texas, Inc | 15701 | AB-112 (38kV) | Type 001 Standard Tee Boot with 90 Riser: 3/4" x 4 3/8" Bus Opening, 3/4" x 4 3/8" Riser Opening (38kV) | PUR | Type 001 Standard Tee Boot with 90 Riser: 3/4" x 4 3/8" Bus Opening, 3/4" x 4 3/8" Riser Opening (38kV) | EA | EA |  | TRUE |  | P | PPD | DAYTON
134575 | 3 | 1 | States | Dayton | Taylor Barrett | TRUE | 2026-07-07T00:00:00 | 2026-08-17T00:00:00 | 2026-08-17T00:00:00 | 6 | 0 | 6 | 43.53 | 261.18 | 55369-6417 | USA | N30 | 16 | MDI of Texas, Inc | 15701 | F-109 | 012 Standard Expansion Joint | PUR | 012 Standard Expansion Joint | EA | EA |  | TRUE |  | P | PPD | DAYTON
134575 | 4 | 1 | States | Dayton | Taylor Barrett | TRUE | 2026-07-07T00:00:00 | 2026-10-26T00:00:00 | 2026-10-26T00:00:00 | 86 | 0 | 86 | 45.67 | 3927.62 | 55369-6417 | USA | N30 | 16 | MDI of Texas, Inc | 15701 | O-137 (38kV) | Type 024 Standard Standoff Insulator Boot: 1 3/4" x 4 1/4" Bus Opening (38kV) | PUR | Type 024 Standard Standoff Insulator Boot: 1 3/4" x 4 1/4" Bus Opening (38kV) | EA | EA |  | TRUE |  | P | PPD | DAYTON
134271 | 7 | 5 | States | Dayton | Taylor Barrett | TRUE | 2026-06-22T00:00:00 | 2027-02-22T00:00:00 | 2027-02-22T00:00:00 | 680 | 0 | 680 | 35.1 | 51948 | 55369-6417 | USA | N30 | 16 | MDI of Texas, Inc | 15701 | O-127 | Type 024 Standard Standoff Insulator Boot: 3/4" x 4 1/4" Bus Opening | PUR | Type 024 Standard Standoff Insulator Boot: 3/4" x 4 1/4" Bus Opening | EA | EA |  | TRUE |  | P | PPD | DAYTON
134271 | 7 | 4 | States | Dayton | Taylor Barrett | TRUE | 2026-06-22T00:00:00 | 2027-02-08T00:00:00 | 2027-02-08T00:00:00 | 120 | 0 | 120 | 35.1 | 51948 | 55369-6417 | USA | N30 | 16 | MDI of Texas, Inc | 15701 | O-127 | Type 024 Standard Standoff Insulator Boot: 3/4" x 4 1/4" Bus Opening | PUR | Type 024 Standard Standoff Insulator Boot: 3/4" x 4 1/4" Bus Opening | EA | EA |  | TRUE |  | P | PPD | DAYTON
134271 | 7 | 3 | States | Dayton | Taylor Barrett | TRUE | 2026-06-22T00:00:00 | 2026-08-28T00:00:00 | 2026-08-28T00:00:00 | 560 | 0 | 560 | 35.1 | 51948 | 55369-6417 | USA | N30 | 16 | MDI of Texas, Inc | 15701 | O-127 | Type 024 Standard Standoff Insulator Boot: 3/4" x 4 1/4" Bus Opening | PUR | Type 024 Standard Standoff Insulator Boot: 3/4" x 4 1/4" Bus Opening | EA | EA |  | TRUE |  | P | PPD | DAYTON
134271 | 7 | 2 | States | Dayton | Taylor Barrett | TRUE | 2026-06-22T00:00:00 | 2026-08-03T00:00:00 | 2026-08-03T00:00:00 | 80 | 0 | 80 | 35.1 | 51948 | 55369-6417 | USA | N30 | 16 | MDI of Texas, Inc | 15701 | O-127 | Type 024 Standard Standoff Insulator Boot: 3/4" x 4 1/4" Bus Opening | PUR | Type 024 Standard Standoff Insulator Boot: 3/4" x 4 1/4" Bus Opening | EA | EA |  | TRUE |  | P | PPD | DAYTON
134271 | 6 | 1 | States | Dayton | Taylor Barrett | TRUE | 2026-06-22T00:00:00 | 2026-08-28T00:00:00 | 2026-08-28T00:00:00 | 18 | 0 | 18 | 46.38 | 834.84 | 55369-6417 | USA | N30 | 16 | MDI of Texas, Inc | 15701 | L-108 | Standard 90 Degree Cconnector Boot | SRPB | Standard 90 Degree Cconnector Boot | EA | EA |  | TRUE |  | P | PPD | Dayton
134271 | 4 | 5 | States | Dayton | Taylor Barrett | TRUE | 2026-06-22T00:00:00 | 2027-02-22T00:00:00 | 2027-02-22T00:00:00 | 408 | 0 | 408 | 40.89 | 36310.32 | 55369-6417 | USA | N30 | 16 | MDI of Texas, Inc | 15701 | G-105 | Type 013 Standard Thru Boot: 3/4" x 4 1/4" Bus Opening | PUR | Type 013 Standard Thru Boot: 3/4" x 4 1/4" Bus Opening | EA | EA |  | TRUE |  | P | PPD | DAYTON
134271 | 4 | 4 | States | Dayton | Taylor Barrett | TRUE | 2026-06-22T00:00:00 | 2027-02-08T00:00:00 | 2027-02-08T00:00:00 | 72 | 0 | 72 | 40.89 | 36310.32 | 55369-6417 | USA | N30 | 16 | MDI of Texas, Inc | 15701 | G-105 | Type 013 Standard Thru Boot: 3/4" x 4 1/4" Bus Opening | PUR | Type 013 Standard Thru Boot: 3/4" x 4 1/4" Bus Opening | EA | EA |  | TRUE |  | P | PPD | DAYTON
134271 | 4 | 3 | States | Dayton | Taylor Barrett | TRUE | 2026-06-22T00:00:00 | 2026-08-28T00:00:00 | 2026-08-28T00:00:00 | 336 | 0 | 336 | 40.89 | 36310.32 | 55369-6417 | USA | N30 | 16 | MDI of Texas, Inc | 15701 | G-105 | Type 013 Standard Thru Boot: 3/4" x 4 1/4" Bus Opening | PUR | Type 013 Standard Thru Boot: 3/4" x 4 1/4" Bus Opening | EA | EA |  | TRUE |  | P | PPD | DAYTON
134271 | 4 | 2 | States | Dayton | Taylor Barrett | TRUE | 2026-06-22T00:00:00 | 2026-08-03T00:00:00 | 2026-08-03T00:00:00 | 48 | 0 | 48 | 40.89 | 36310.32 | 55369-6417 | USA | N30 | 16 | MDI of Texas, Inc | 15701 | G-105 | Type 013 Standard Thru Boot: 3/4" x 4 1/4" Bus Opening | PUR | Type 013 Standard Thru Boot: 3/4" x 4 1/4" Bus Opening | EA | EA |  | TRUE |  | P | PPD | DAYTON
134271 | 3 | 1 | States | Dayton | Taylor Barrett | TRUE | 2026-06-22T00:00:00 | 2026-08-28T00:00:00 | 2026-08-28T00:00:00 | 18 | 0 | 18 | 43.47 | 782.46 | 55369-6417 | USA | N30 | 16 | MDI of Texas, Inc | 15701 | F-107 | TYPE 012 EXPANSION JOINT BOOTS: 1/4" X 4" BUS SIZE | PUR | TYPE 012 EXPANSION JOINT BOOTS: 1/4" X 4" BUS SIZE | EA | EA |  | TRUE |  | P | PPD | DAYTON
134271 | 2 | 1 | States | Dayton | Taylor Barrett | TRUE | 2026-06-22T00:00:00 | 2026-08-28T00:00:00 | 2026-08-28T00:00:00 | 18 | 0 | 18 | 43 | 774 | 55369-6417 | USA | N30 | 16 | MDI of Texas, Inc | 15701 | D-107-L | Type 013, Standard Thru Boot, Bus Opening 1/4" x 4" | SRPB | Type 013, Standard Thru Boot, Bus Opening 1/4" x 4" | EA | EA |  | TRUE |  | P | PPD | Dayton
134271 | 1 | 1 | States | Dayton | Taylor Barrett | TRUE | 2026-06-22T00:00:00 | 2027-02-22T00:00:00 |  | 18 | 0 | 18 | 41.1 | 739.8 | 55369-6417 | USA | N30 | 16 | MDI of Texas, Inc | 15701 | B-114 | Type 005 Standard Right End Connection Boot: 1/2" x 4", 3/4" x 4 1/8" Bus Opening | PUR | Type 005 Standard Right End Connection Boot: 1/2" x 4", 3/4" x 4 1/8" Bus Opening | EA | EA |  | TRUE |  | P | PPD | DAYTON
134424 | 1 | 1 | States | Dayton | Taylor Barrett | TRUE | 2026-06-29T00:00:00 | 2026-10-23T00:00:00 | 2026-10-23T00:00:00 | 6 | 0 | 6 | 38.26 | 229.56 | 55369-6417 | USA | N30 | 16 | MDI of Texas, Inc | 15701 | 110 | Type 027 Standard Customer Cable Boot: 1/2" x 4-1/4" Bus Opening-w/90 | PUR | Type 027 Standard Customer Cable Boot: 1/2" x 4-1/4" Bus Opening-w/90 | EA | EA |  | TRUE |  | P | PPD | DAYTON
134424 | 2 | 1 | States | Dayton | Taylor Barrett | TRUE | 2026-06-29T00:00:00 | 2026-10-23T00:00:00 | 2026-10-23T00:00:00 | 21 | 0 | 21 | 40.89 | 858.69 | 55369-6417 | USA | N30 | 16 | MDI of Texas, Inc | 15701 | G-104 | EGER BOOT THROUGH | SRPB | EGER BOOT THROUGH | EA | EA |  | TRUE |  | P | PPD | Dayton
133429 | 2 | 1 | States | Dayton | Taylor Barrett | TRUE | 2026-05-20T00:00:00 | 2026-10-12T00:00:00 | 2026-10-12T00:00:00 | 24 | 0 | 24 | 40.89 | 981.36 | 55369-6417 | USA | N30 | 16 | MDI of Texas, Inc | 15701 | G-104 | EGER BOOT THROUGH | SRPB | EGER BOOT THROUGH | EA | EA |  | TRUE |  | P | PPD | Dayton
134781 | 6 | 1 | States | Champlin | Taylor Barrett | TRUE | 2026-07-15T00:00:00 | 2026-08-19T00:00:00 | 2026-08-19T00:00:00 | 50 | 0 | 50 | 45.27 | 2263.5 | 55316-3157 | USA | N30 | 16 | MDI of Texas, Inc | 15701 | O-140 | Type 024 Standard Insulator Boot: 2 3/8" x 4 1/4" Bus Opening | PUR | Type 024 Standard Insulator Boot: 2 3/8" x 4 1/4" Bus Opening | EA | EA |  | TRUE |  | P | PPD | 100
134781 | 5 | 1 | States | Champlin | Taylor Barrett | TRUE | 2026-07-15T00:00:00 | 2026-08-19T00:00:00 | 2026-08-19T00:00:00 | 50 | 0 | 50 | 42.28 | 2114 | 55316-3157 | USA | N30 | 16 | MDI of Texas, Inc | 15701 | O-131 | BOOT | SRPB | BOOT | EA | EA |  | TRUE |  | P | PPD | 100
134781 | 4 | 1 | States | Champlin | Taylor Barrett | TRUE | 2026-07-15T00:00:00 | 2026-08-19T00:00:00 | 2026-08-19T00:00:00 | 50 | 0 | 50 | 40.61 | 2030.5 | 55316-3157 | USA | N30 | 16 | MDI of Texas, Inc | 15701 | G-112 | Thru Boots .250 X 6 | PUR | Thru Boots .250 X 6 | EA | EA |  | TRUE |  | P | PPD | 100
134781 | 3 | 1 | States | Champlin | Taylor Barrett | TRUE | 2026-07-15T00:00:00 | 2026-08-19T00:00:00 | 2026-08-19T00:00:00 | 35 | 0 | 35 | 40.89 | 1431.15 | 55316-3157 | USA | N30 | 16 | MDI of Texas, Inc | 15701 | G-104 | EGER BOOT THROUGH | SRPB | EGER BOOT THROUGH | EA | EA |  | TRUE |  | P | PPD | 100
134781 | 2 | 1 | States | Champlin | Taylor Barrett | TRUE | 2026-07-15T00:00:00 | 2026-08-19T00:00:00 | 2026-08-19T00:00:00 | 50 | 0 | 50 | 41.4 | 2070 | 55316-3157 | USA | N30 | 16 | MDI of Texas, Inc | 15701 | G-103 | Thru Boots .500 X 3 | PUR | Thru Boots .500 X 3 | EA | EA |  | TRUE |  | P | PPD | 100
134781 | 1 | 1 | States | Champlin | Taylor Barrett | TRUE | 2026-07-15T00:00:00 | 2026-08-19T00:00:00 | 2026-08-19T00:00:00 | 50 | 0 | 50 | 32.93 | 1646.5 | 55316-3157 | USA | N30 | 16 | MDI of Texas, Inc | 15701 | 46003-195-01 | 6" CROSSBUS BOOT | SRPB | 6" CROSSBUS BOOT | EA | EA |  | TRUE |  | P | PPD | 100
133241 | 1 | 1 | States | Champlin | Holly Davis | TRUE | 2026-05-13T00:00:00 | 2026-08-03T00:00:00 | 2026-08-31T00:00:00 | 8 | 0 | 8 | 437.81 | 12258.68 | 55316-3157 | USA | N30 | 17 | ELECTROSWITCH | 02188 | 7803B | Series 24 Manual Reset Lockout Relay, 24VDC - Electroswitch | PUR | Series 24 Manual Reset Lockout Relay, 24VDC - Electroswitch | EA | EA |  | TRUE |  | P | PPD | 100
133241 | 1 | 2 | States | Champlin | Holly Davis | TRUE | 2026-05-13T00:00:00 | 2026-10-21T00:00:00 | 2026-10-21T00:00:00 | 18 | 0 | 18 | 437.81 | 12258.68 | 55316-3157 | USA | N30 | 17 | ELECTROSWITCH | 02188 | 7803B | Series 24 Manual Reset Lockout Relay, 24VDC - Electroswitch | PUR | Series 24 Manual Reset Lockout Relay, 24VDC - Electroswitch | EA | EA |  | TRUE |  | P | PPD | 100
133241 | 1 | 3 | States | Champlin | Holly Davis | TRUE | 2026-05-13T00:00:00 | 2026-12-22T00:00:00 | 2026-12-22T00:00:00 | 2 | 0 | 2 | 437.81 | 12258.68 | 55316-3157 | USA | N30 | 17 | ELECTROSWITCH | 02188 | 7803B | Series 24 Manual Reset Lockout Relay, 24VDC - Electroswitch | PUR | Series 24 Manual Reset Lockout Relay, 24VDC - Electroswitch | EA | EA |  | TRUE |  | P | PPD | 100
132386 | 1 | 3 | States | Dayton | Holly Davis | TRUE | 2026-04-09T00:00:00 | 2026-11-23T00:00:00 | 2026-11-23T00:00:00 | 24 | 0 | 24 | 92 | 5520 | 55369-6417 | USA | N30 | 17 | ELECTROSWITCH | 02188 | 2438D | 2438D ELECTRO-SW SWITCHES | PUR | 2438D ELECTRO-SW SWITCHES | EA | EA |  | TRUE |  | P | PPD | Dayton
133996 | 3 | 1 | States | Dayton | Holly Davis | TRUE | 2026-06-10T00:00:00 | 2026-11-20T00:00:00 | 2026-11-20T00:00:00 | 72 | 0 | 72 | 752.61 | 162563.76 | 55369-6417 | USA | N30 | 17 | ELECTROSWITCH | 02188 | 78PK05B-005 | Lockout Relay: Electric trip with manual reset, 24VDC coil, with white and amber lights | PUR | Lockout Relay: Electric trip with manual reset, 24VDC coil, with white and amber lights | EA | EA |  | TRUE |  | P | PPD | DAYTON
133996 | 1 | 1 | States | Dayton | Holly Davis | TRUE | 2026-06-10T00:00:00 | 2026-07-24T00:00:00 | 2026-07-24T00:00:00 | 27 | 0 | 27 | 437.81 | 11820.87 | 55369-6417 | USA | N30 | 17 | ELECTROSWITCH | 02188 | 7803C | LOCKOUT RELAY, 48VDC ELECTRONIC TRIP MANUAL RESET | SRPP | LOCKOUT RELAY, 48VDC ELECTRONIC TRIP MANUAL RESET | EA | EA |  | TRUE |  | P | PPD | Dayton
133996 | 3 | 2 | States | Dayton | Holly Davis | TRUE | 2026-06-10T00:00:00 | 2026-12-23T00:00:00 | 2026-12-23T00:00:00 | 144 | 0 | 144 | 752.61 | 162563.76 | 55369-6417 | USA | N30 | 17 | ELECTROSWITCH | 02188 | 78PK05B-005 | Lockout Relay: Electric trip with manual reset, 24VDC coil, with white and amber lights | PUR | Lockout Relay: Electric trip with manual reset, 24VDC coil, with white and amber lights | EA | EA |  | TRUE |  | P | PPD | DAYTON
134268 | 1 | 1 | States | Champlin | Holly Davis | TRUE | 2026-06-22T00:00:00 | 2026-10-22T00:00:00 | 2026-10-22T00:00:00 | 9 | 0 | 9 | 110 | 990 | 55316-3157 | USA | N30 | 17 | ELECTROSWITCH | 02188 | 2438D | 2438D ELECTRO-SW SWITCHES | PUR | 2438D ELECTRO-SW SWITCHES | EA | EA |  | TRUE |  | P | PPD | 100
133109 | 2 | 1 | States | Champlin | Holly Davis | TRUE | 2026-05-08T00:00:00 | 2026-08-04T00:00:00 | 2026-08-04T00:00:00 | 17 | 0 | 17 | 437.81 | 7442.77 | 55316-3157 | USA | N30 | 17 | ELECTROSWITCH | 02188 | 7803B | Series 24 Manual Reset Lockout Relay, 24VDC - Electroswitch | PUR | Series 24 Manual Reset Lockout Relay, 24VDC - Electroswitch | EA | EA |  | TRUE |  | P | PPD | 100
134369 | 2 | 2 | States | Dayton | Holly Davis | TRUE | 2026-06-25T00:00:00 | 2026-11-19T00:00:00 | 2026-11-19T00:00:00 | 3 | 0 | 3 | 760.13 | 6081.04 | 55369-6417 | USA | N30 | 17 | ELECTROSWITCH | 02188 | 7810D | Lockout Relay: 125 VDC Electric Trip, Manual Reset, 10 Deck | PUR | Lockout Relay: 125 VDC Electric Trip, Manual Reset, 10 Deck | EA | EA |  | TRUE |  | P | PPD | DAYTON
134369 | 2 | 1 | States | Dayton | Holly Davis | TRUE | 2026-06-25T00:00:00 | 2026-10-19T00:00:00 | 2026-10-19T00:00:00 | 5 | 0 | 5 | 760.13 | 6081.04 | 55369-6417 | USA | N30 | 17 | ELECTROSWITCH | 02188 | 7810D | Lockout Relay: 125 VDC Electric Trip, Manual Reset, 10 Deck | PUR | Lockout Relay: 125 VDC Electric Trip, Manual Reset, 10 Deck | EA | EA |  | TRUE |  | P | PPD | DAYTON
134369 | 1 | 2 | States | Dayton | Holly Davis | TRUE | 2026-06-25T00:00:00 | 2026-10-19T00:00:00 | 2026-10-19T00:00:00 | 84 | 0 | 84 | 286.9 | 25534.1 | 55369-6417 | USA | N30 | 17 | ELECTROSWITCH | 02188 | 24PB38D | Breaker control switch with integrated LED's, 37-140VDC | PUR | Breaker control switch with integrated LED's, 37-140VDC | EA | EA |  | TRUE |  | P | PPD | DAYTON
134369 | 1 | 1 | States | Dayton | Holly Davis | TRUE | 2026-06-25T00:00:00 | 2026-07-27T00:00:00 | 2026-08-18T00:00:00 | 5 | 0 | 5 | 286.9 | 25534.1 | 55369-6417 | USA | N30 | 17 | ELECTROSWITCH | 02188 | 24PB38D | Breaker control switch with integrated LED's, 37-140VDC | PUR | Breaker control switch with integrated LED's, 37-140VDC | EA | EA |  | TRUE |  | P | PPD | DAYTON
133111 | 1 | 1 | States | Dayton | Holly Davis | TRUE | 2026-05-08T00:00:00 | 2026-08-24T00:00:00 | 2026-08-24T00:00:00 | 102 | 0 | 102 | 189.53 | 40559.42 | 55369-6417 | USA | N30 | 17 | ELECTROSWITCH | 02188 | 24302B | Control Switch: Oval Shank, 3 Deck | PUR | Control Switch: Oval Shank, 3 Deck | EA | EA |  | TRUE |  | P | PPD | DAYTON
133111 | 1 | 2 | States | Dayton | Holly Davis | TRUE | 2026-05-08T00:00:00 | 2026-10-23T00:00:00 | 2026-10-23T00:00:00 | 112 | 0 | 112 | 189.53 | 40559.42 | 55369-6417 | USA | N30 | 17 | ELECTROSWITCH | 02188 | 24302B | Control Switch: Oval Shank, 3 Deck | PUR | Control Switch: Oval Shank, 3 Deck | EA | EA |  | TRUE |  | P | PPD | DAYTON
133111 | 2 | 1 | States | Dayton | Holly Davis | TRUE | 2026-05-08T00:00:00 | 2026-08-25T00:00:00 | 2026-08-25T00:00:00 | 174 | 0 | 174 | 92 | 26864 | 55369-6417 | USA | N30 | 17 | ELECTROSWITCH | 02188 | 2438D | 2438D ELECTRO-SW SWITCHES | PUR | 2438D ELECTRO-SW SWITCHES | EA | EA |  | TRUE |  | P | PPD | Dayton
133111 | 2 | 2 | States | Dayton | Holly Davis | TRUE | 2026-05-08T00:00:00 | 2026-10-30T00:00:00 |  | 118 | 0 | 118 | 92 | 26864 | 55369-6417 | USA | N30 | 17 | ELECTROSWITCH | 02188 | 2438D | 2438D ELECTRO-SW SWITCHES | PUR | 2438D ELECTRO-SW SWITCHES | EA | EA |  | TRUE |  | P | PPD | Dayton
133111 | 5 | 1 | States | Dayton | Holly Davis | TRUE | 2026-05-08T00:00:00 | 2026-08-25T00:00:00 | 2026-08-25T00:00:00 | 136 | 0 | 136 | 437.81 | 111203.74 | 55369-6417 | USA | N30 | 17 | ELECTROSWITCH | 02188 | 7803D | Series 24 Manual Reset Lockout Relay 125VDC - Electroswitch | REL | Series 24 Manual Reset Lockout Relay 125VDC - Electroswitch | EA | EA |  | TRUE |  | P | PPD | Dayton
133111 | 5 | 2 | States | Dayton | Holly Davis | TRUE | 2026-05-08T00:00:00 | 2026-10-23T00:00:00 | 2026-10-23T00:00:00 | 118 | 0 | 118 | 437.81 | 111203.74 | 55369-6417 | USA | N30 | 17 | ELECTROSWITCH | 02188 | 7803D | Series 24 Manual Reset Lockout Relay 125VDC - Electroswitch | REL | Series 24 Manual Reset Lockout Relay 125VDC - Electroswitch | EA | EA |  | TRUE |  | P | PPD | Dayton
133772 | 2 | 1 | States | Champlin | Holly Davis | TRUE | 2026-06-01T00:00:00 | 2026-11-20T00:00:00 | 2026-11-20T00:00:00 | 20 | 0 | 20 | 513.55 | 10271 | 55316-3157 | USA | N30 | 17 | ELECTROSWITCH | 02188 | 7803B | Series 24 Manual Reset Lockout Relay, 24VDC - Electroswitch | PUR | Series 24 Manual Reset Lockout Relay, 24VDC - Electroswitch | EA | EA |  | TRUE |  | P | PPD | 100
133772 | 1 | 1 | States | Champlin | Holly Davis | TRUE | 2026-06-01T00:00:00 | 2026-09-24T00:00:00 | 2026-09-24T00:00:00 | 30 | 0 | 30 | 110 | 3300 | 55316-3157 | USA | N30 | 17 | ELECTROSWITCH | 02188 | 2438D | 2438D ELECTRO-SW SWITCHES | PUR | 2438D ELECTRO-SW SWITCHES | EA | EA |  | TRUE |  | P | PPD | 100
134582 | 1 | 1 | States | Champlin | Holly Davis | TRUE | 2026-07-07T00:00:00 | 2026-10-02T00:00:00 | 2026-10-02T00:00:00 | 21 | 0 | 21 | 110 | 2310 | 55316-3157 | USA | N30 | 17 | ELECTROSWITCH | 02188 | 2438D | 2438D ELECTRO-SW SWITCHES | PUR | 2438D ELECTRO-SW SWITCHES | EA | EA |  | FALSE |  | P | PPD | 100
134177 | 4 | 3 | States | Dayton | Holly Davis | TRUE | 2026-06-17T00:00:00 | 2026-12-28T00:00:00 | 2026-12-28T00:00:00 | 1 | 0 | 1 | 648.02 | 2592.08 | 55369-6417 | USA | N30 | 17 | ELECTROSWITCH | 02188 | 7810D | Lockout Relay: 125 VDC Electric Trip, Manual Reset, 10 Deck | PUR | Lockout Relay: 125 VDC Electric Trip, Manual Reset, 10 Deck | EA | EA |  | FALSE |  | P | PPD | DAYTON
134177 | 4 | 2 | States | Dayton | Holly Davis | TRUE | 2026-06-17T00:00:00 | 2026-11-19T00:00:00 | 2026-11-19T00:00:00 | 1 | 0 | 1 | 648.02 | 2592.08 | 55369-6417 | USA | N30 | 17 | ELECTROSWITCH | 02188 | 7810D | Lockout Relay: 125 VDC Electric Trip, Manual Reset, 10 Deck | PUR | Lockout Relay: 125 VDC Electric Trip, Manual Reset, 10 Deck | EA | EA |  | FALSE |  | P | PPD | DAYTON
134177 | 4 | 1 | States | Dayton | Holly Davis | TRUE | 2026-06-17T00:00:00 | 2026-09-14T00:00:00 | 2026-09-14T00:00:00 | 2 | 0 | 2 | 648.02 | 2592.08 | 55369-6417 | USA | N30 | 17 | ELECTROSWITCH | 02188 | 7810D | Lockout Relay: 125 VDC Electric Trip, Manual Reset, 10 Deck | PUR | Lockout Relay: 125 VDC Electric Trip, Manual Reset, 10 Deck | EA | EA |  | FALSE |  | P | PPD | DAYTON
134177 | 3 | 3 | States | Dayton | Holly Davis | TRUE | 2026-06-17T00:00:00 | 2026-12-28T00:00:00 |  | 12 | 0 | 12 | 0 | 0 | 55369-6417 | USA | N30 | 17 | ELECTROSWITCH | 02188 | 7802D | Lockout Relay: Electric trip with manual reset, 125VDC Coil, 2 deck | PUR | Lockout Relay: Electric trip with manual reset, 125VDC Coil, 2 deck | EA | EA |  | FALSE |  | P | PPD | DAYTON
134177 | 3 | 2 | States | Dayton | Holly Davis | TRUE | 2026-06-17T00:00:00 | 2026-11-19T00:00:00 |  | 12 | 0 | 12 | 0 | 0 | 55369-6417 | USA | N30 | 17 | ELECTROSWITCH | 02188 | 7802D | Lockout Relay: Electric trip with manual reset, 125VDC Coil, 2 deck | PUR | Lockout Relay: Electric trip with manual reset, 125VDC Coil, 2 deck | EA | EA |  | FALSE |  | P | PPD | DAYTON
134177 | 3 | 1 | States | Dayton | Holly Davis | TRUE | 2026-06-17T00:00:00 | 2026-09-14T00:00:00 |  | 17 | 0 | 17 | 0 | 0 | 55369-6417 | USA | N30 | 17 | ELECTROSWITCH | 02188 | 7802D | Lockout Relay: Electric trip with manual reset, 125VDC Coil, 2 deck | PUR | Lockout Relay: Electric trip with manual reset, 125VDC Coil, 2 deck | EA | EA |  | FALSE |  | P | PPD | DAYTON
134177 | 2 | 3 | States | Dayton | Holly Davis | TRUE | 2026-06-17T00:00:00 | 2026-12-28T00:00:00 | 2026-12-28T00:00:00 | 12 | 0 | 12 | 379.76 | 15570.16 | 55369-6417 | USA | N30 | 17 | ELECTROSWITCH | 02188 | 505A706G02 | Enable / Disable relay | PUR | Enable / Disable relay | EA | EA |  | FALSE |  | P | PPD | Dayton
134177 | 2 | 2 | States | Dayton | Holly Davis | TRUE | 2026-06-17T00:00:00 | 2026-11-19T00:00:00 | 2026-11-19T00:00:00 | 12 | 0 | 12 | 379.76 | 15570.16 | 55369-6417 | USA | N30 | 17 | ELECTROSWITCH | 02188 | 505A706G02 | Enable / Disable relay | PUR | Enable / Disable relay | EA | EA |  | FALSE |  | P | PPD | Dayton
134177 | 2 | 1 | States | Dayton | Holly Davis | TRUE | 2026-06-17T00:00:00 | 2026-09-14T00:00:00 | 2026-09-14T00:00:00 | 17 | 0 | 17 | 379.76 | 15570.16 | 55369-6417 | USA | N30 | 17 | ELECTROSWITCH | 02188 | 505A706G02 | Enable / Disable relay | PUR | Enable / Disable relay | EA | EA |  | FALSE |  | P | PPD | Dayton
134177 | 1 | 2 | States | Dayton | Holly Davis | TRUE | 2026-06-17T00:00:00 | 2026-12-23T00:00:00 |  | 72 | 0 | 72 | 0 | 0 | 55369-6417 | USA | N30 | 17 | ELECTROSWITCH | 02188 | 24PK57D + 123B-2B23 | Breaker Control Switch: DPDT spring return to center with slip contacts, non-contact nameplate, with green and red lights | PUR | Breaker Control Switch: DPDT spring return to center with slip contacts, non-contact nameplate, with green and red lights | EA | EA |  | FALSE |  | P | PPD | DAYTON
134177 | 1 | 1 | States | Dayton | Holly Davis | TRUE | 2026-06-17T00:00:00 | 2026-11-20T00:00:00 |  | 72 | 0 | 72 | 0 | 0 | 55369-6417 | USA | N30 | 17 | ELECTROSWITCH | 02188 | 24PK57D + 123B-2B23 | Breaker Control Switch: DPDT spring return to center with slip contacts, non-contact nameplate, with green and red lights | PUR | Breaker Control Switch: DPDT spring return to center with slip contacts, non-contact nameplate, with green and red lights | EA | EA |  | FALSE |  | P | PPD | DAYTON
133577 | 1 | 1 | States | Champlin | Holly Davis | TRUE | 2026-05-22T00:00:00 | 2026-07-24T00:00:00 | 2026-08-25T00:00:00 | 52 | 0 | 52 | 437.81 | 42905.38 | 55316-3157 | USA | N30 | 17 | ELECTROSWITCH | 02188 | 7803B | Series 24 Manual Reset Lockout Relay, 24VDC - Electroswitch | PUR | Series 24 Manual Reset Lockout Relay, 24VDC - Electroswitch | EA | EA |  | TRUE |  | P | PPD | 100
133577 | 1 | 2 | States | Champlin | Holly Davis | TRUE | 2026-05-22T00:00:00 | 2026-09-24T00:00:00 | 2026-09-21T00:00:00 | 30 | 0 | 30 | 437.81 | 42905.38 | 55316-3157 | USA | N30 | 17 | ELECTROSWITCH | 02188 | 7803B | Series 24 Manual Reset Lockout Relay, 24VDC - Electroswitch | PUR | Series 24 Manual Reset Lockout Relay, 24VDC - Electroswitch | EA | EA |  | TRUE |  | P | PPD | 100
133577 | 1 | 3 | States | Champlin | Holly Davis | TRUE | 2026-05-22T00:00:00 | 2026-11-20T00:00:00 | 2026-11-17T00:00:00 | 16 | 0 | 16 | 437.81 | 42905.38 | 55316-3157 | USA | N30 | 17 | ELECTROSWITCH | 02188 | 7803B | Series 24 Manual Reset Lockout Relay, 24VDC - Electroswitch | PUR | Series 24 Manual Reset Lockout Relay, 24VDC - Electroswitch | EA | EA |  | TRUE |  | P | PPD | 100
134105 | 1 | 1 | States | Champlin | Taylor Barrett | TRUE | 2026-06-15T00:00:00 | 2026-12-29T00:00:00 | 2026-12-29T00:00:00 | 12 | 0 | 12 | 332.54 | 3990.48 | 55316-3157 | USA | N30 | 18 | GE Grid Solutions, LLC | 30374-3504 | 140-302 | Current transformers, 3000:5, C100 class | PUR | Current transformers, 3000:5, C100 class | EA | EA |  | TRUE |  | P | PPD | 100
133800 | 1 | 1 | States | Champlin | Taylor Barrett | TRUE | 2026-06-02T00:00:00 | 2026-12-14T00:00:00 |  | 6 | 0 | 6 | 122.93 | 737.58 | 55316-3157 | USA | N30 | 18 | GE Grid Solutions, LLC | 30374-3504 | 560-252 | Metering CT 2500:5, C50 | PUR | Metering CT 2500:5, C50 | EA | EA |  | FALSE |  | P | PPD | 100
133861 | 1 | 1 | States | Champlin | Taylor Barrett | TRUE | 2026-06-04T00:00:00 | 2026-11-05T00:00:00 | 2026-11-05T00:00:00 | 500 | 0 | 500 | 189.54 | 94770 | 55316-3157 | USA | N30 | 18 | GE Grid Solutions, LLC | 30374-3504 | 465-480 | VT, Indoor, Model: 465, Ratio: 480:120, Single Phase, 10 kV BIL, 60 Hz, Metering Class: 0.6 W | PUR | VT, Indoor, Model: 465, Ratio: 480:120, Single Phase, 10 kV BIL, 60 Hz, Metering Class: 0.6 W | EA | EA |  | TRUE |  | P | PPD | 100
132366 | 1 | 1 | States | Dayton | Taylor Barrett | TRUE | 2026-04-09T00:00:00 | 2026-10-29T00:00:00 | 2026-10-15T00:00:00 | 1 | 0 | 1 | 867.33 | 867.33 | 55369-6417 | USA | N30 | 18 | GE Grid Solutions, LLC | 30374-3504 | 590-500 | Current Transformer: 50:5 current ratio, C15 relay class | PUR | Current Transformer: 50:5 current ratio, C15 relay class | EA | EA |  | TRUE |  | P | PPD | DAYTON
130043 | 2 | 3 | States | Dayton | Taylor Barrett | TRUE | 2025-11-24T00:00:00 | 2027-02-08T00:00:00 | 2026-03-20T00:00:00 | 3 | 0 | 3 | 1328.9 | 3986.7 | 55369 | USA | N30 | 18 | GE Grid Solutions, LLC | 30374-3504 | 755X042012 | Current Transformer: 200:5A Bar Type, accuracy class 0.3 |  | Current Transformer: 200:5A Bar Type, accuracy class 0.3 | EA | EA |  | TRUE |  | P | PPD | DAYTON
134779 | 5 | 1 | States | Champlin | Taylor Barrett | TRUE | 2026-07-15T00:00:00 | 2026-08-04T00:00:00 | 2026-08-04T00:00:00 | 100 | 0 | 100 | 1.93 | 193 | 55316-3157 | USA | N30 | 18 | GE Grid Solutions, LLC | 30374-3504 | IKUJ3 | 3-Pole Jumper - Terminal Block Accessory - GE Grid Solutions Model IKU | PUR | 3-Pole Jumper - Terminal Block Accessory - GE Grid Solutions Model IKU | EA | EA |  | TRUE |  | P | PPD | 100
134779 | 4 | 1 | States | Champlin | Taylor Barrett | TRUE | 2026-07-15T00:00:00 | 2026-12-22T00:00:00 | 2026-12-22T00:00:00 | 4 | 0 | 4 | 6.73 | 26.92 | 55316-3157 | USA | N30 | 18 | GE Grid Solutions, LLC | 30374-3504 | IKU6 | 6-Pole Terminal Block - Non-Shorting No Cover, 600VAC 50Amp 18-10 AWG - GE Grid Solutions Model IKU | TBK | 6-Pole Terminal Block - Non-Shorting No Cover, 600VAC 50Amp 18-10 AWG - GE Grid Solutions Model IKU | EA | EA |  | TRUE |  | P | PPD | 100
134779 | 3 | 1 | States | Champlin | Taylor Barrett | TRUE | 2026-07-15T00:00:00 | 2027-01-20T00:00:00 | 2027-01-20T00:00:00 | 6 | 0 | 6 | 122.93 | 737.58 | 55316-3157 | USA | N30 | 18 | GE Grid Solutions, LLC | 30374-3504 | 560-302 | Current Transformer: 3000:5, 600V, 10KV BIL, 50-400HZ, Temperature Class H | PUR | Current Transformer: 3000:5, 600V, 10KV BIL, 50-400HZ, Temperature Class H | EA | EA |  | TRUE |  | P | PPD | 100
134779 | 2 | 1 | States | Champlin | Taylor Barrett | TRUE | 2026-07-15T00:00:00 | 2027-01-06T00:00:00 | 2027-01-06T00:00:00 | 12 | 0 | 12 | 122.93 | 1475.16 | 55316-3157 | USA | N30 | 18 | GE Grid Solutions, LLC | 30374-3504 | 560-252 | Metering CT 2500:5, C50 | PUR | Metering CT 2500:5, C50 | EA | EA |  | TRUE |  | P | PPD | 100
132936 | 1 | 1 | States | Champlin | Taylor Barrett | TRUE | 2026-05-01T00:00:00 | 2026-08-06T00:00:00 | 2026-07-27T00:00:00 | 9 | 0 | 9 | 818.86 | 7369.74 | 55316-3157 | USA | N30 | 18 | GE Grid Solutions, LLC | 30374-3504 | 760X134006 | Voltage Transformer VT, Indoor, Model: JVA-0C, Ratio: 4:1, Single Phase, 10 kV BIL, High Accuracy 0.3WXM, 0.6Y | ORM | Voltage Transformer VT, Indoor, Model: JVA-0C, Ratio: 4:1, Single Phase, 10 kV BIL, High Accuracy 0.3WXM, 0.6Y | EA | EA |  | TRUE |  | P | PPD | 100
132059 | 1 | 1 | States | Dayton | Taylor Barrett | TRUE | 2026-03-26T00:00:00 | 2026-07-15T00:00:00 | 2026-06-18T00:00:00 | 1 | 0 | 1 | 3078.8 | 3078.8 | 55369-6417 | USA | N30 | 18 | GE Grid Solutions, LLC | 30374-3504 | CPT3-60-5-4161B | Control Power Transformer CPT, 60 kV BIL, 5 kVA, 4160-120/240, 60 HZ, 2 ± 2 ½% taps, fused: 5E | PUR | Control Power Transformer CPT, 60 kV BIL, 5 kVA, 4160-120/240, 60 HZ, 2 ± 2 ½% taps, fused: 5E | EA | EA |  | TRUE |  | P | PPD | dayton
133801 | 1 | 1 | States | Champlin | Taylor Barrett | TRUE | 2026-06-02T00:00:00 | 2026-12-14T00:00:00 |  | 6 | 0 | 6 | 122.93 | 737.58 | 55316-3157 | USA | N30 | 18 | GE Grid Solutions, LLC | 30374-3504 | 560-252 | Metering CT 2500:5, C50 | PUR | Metering CT 2500:5, C50 | EA | EA |  | FALSE |  | P | PPD | 100
133303 | 2 | 1 | States | Champlin | Taylor Barrett | TRUE | 2026-05-15T00:00:00 | 2026-09-24T00:00:00 | 2026-09-24T00:00:00 | 6 | 0 | 6 | 159.2 | 955.2 | 55316-3157 | USA | N30 | 18 | GE Grid Solutions, LLC | 30374-3504 | 562-302 | Single Ratio Current Transformer: 3000:5 ratio, window 4.00 X 5.38”, 600V, 10kV BIL | SRPP | Single Ratio Current Transformer: 3000:5 ratio, window 4.00 X 5.38”, 600V, 10kV BIL | EA | EA |  | TRUE |  | P | PPD | 100
133303 | 1 | 2 | States | Champlin | Taylor Barrett | TRUE | 2026-05-15T00:00:00 | 2026-11-02T00:00:00 | 2026-11-02T00:00:00 | 80 | 0 | 80 | 189.54 | 31463.64 | 55316-3157 | USA | N30 | 18 | GE Grid Solutions, LLC | 30374-3504 | 465-480 | VT, Indoor, Model: 465, Ratio: 480:120, Single Phase, 10 kV BIL, 60 Hz, Metering Class: 0.6 W | PUR | VT, Indoor, Model: 465, Ratio: 480:120, Single Phase, 10 kV BIL, 60 Hz, Metering Class: 0.6 W | EA | EA |  | TRUE |  | P | PPD | 100
133303 | 1 | 1 | States | Champlin | Taylor Barrett | TRUE | 2026-05-15T00:00:00 | 2026-10-26T00:00:00 | 2026-10-26T00:00:00 | 86 | 0 | 86 | 189.54 | 31463.64 | 55316-3157 | USA | N30 | 18 | GE Grid Solutions, LLC | 30374-3504 | 465-480 | VT, Indoor, Model: 465, Ratio: 480:120, Single Phase, 10 kV BIL, 60 Hz, Metering Class: 0.6 W | PUR | VT, Indoor, Model: 465, Ratio: 480:120, Single Phase, 10 kV BIL, 60 Hz, Metering Class: 0.6 W | EA | EA |  | TRUE |  | P | PPD | 100
133047 | 1 | 1 | States | Champlin | Taylor Barrett | TRUE | 2026-05-07T00:00:00 | 2026-07-24T00:00:00 | 2026-07-24T00:00:00 | 200 | 0 | 200 | 5.86 | 1172 | 55316-3157 | USA | N30 | 18 | GE Grid Solutions, LLC | 30374-3504 | IKU4S | Shorting Terminal block: 4 pole 50A 600V shorting type | PUR | Shorting Terminal block: 4 pole 50A 600V shorting type | EA | EA |  | TRUE |  | P | PPD | 100
133047 | 2 | 1 | States | Champlin | Taylor Barrett | TRUE | 2026-05-07T00:00:00 | 2026-07-24T00:00:00 | 2026-07-24T00:00:00 | 20 | 0 | 20 | 9.33 | 186.6 | 55316-3157 | USA | N30 | 18 | GE Grid Solutions, LLC | 30374-3504 | IKU6S | Shorting Terminal block: 6 pole 50A 600V shorting type | PUR | Shorting Terminal block: 6 pole 50A 600V shorting type | EA | EA |  | TRUE |  | P | PPD | 100
132030 | 1 | 3 | States | Champlin | Taylor Barrett | TRUE | 2026-03-25T00:00:00 | 2026-07-27T00:00:00 | 2026-07-27T00:00:00 | 32 | 0 | 32 | 515.72 | 64980.72 | 55316-3157 | USA | N30 | 18 | GE Grid Solutions, LLC | 30374-3504 | 3VTL460-480 | 3 PHASE 3 WIRE 480/120V 60HZ TURNS RATIO 4:1 VOLTAGE TRANSFORMER | PUR | 3 PHASE 3 WIRE 480/120V 60HZ TURNS RATIO 4:1 VOLTAGE TRANSFORMER | EA | EA |  | TRUE |  | P | PPD | 100
132030 | 1 | 4 | States | Champlin | Taylor Barrett | TRUE | 2026-03-25T00:00:00 | 2026-08-31T00:00:00 | 2026-08-21T00:00:00 | 30 | 0 | 30 | 515.72 | 64980.72 | 55316-3157 | USA | N30 | 18 | GE Grid Solutions, LLC | 30374-3504 | 3VTL460-480 | 3 PHASE 3 WIRE 480/120V 60HZ TURNS RATIO 4:1 VOLTAGE TRANSFORMER | PUR | 3 PHASE 3 WIRE 480/120V 60HZ TURNS RATIO 4:1 VOLTAGE TRANSFORMER | EA | EA |  | TRUE |  | P | PPD | 100
131621 | 1 | 6 | States | Champlin | Taylor Barrett | TRUE | 2026-03-04T00:00:00 | 2026-08-03T00:00:00 | 2026-08-03T00:00:00 | 30 | 0 | 30 | 515.72 | 82515.2 | 55316-3157 | USA | N30 | 18 | GE Grid Solutions, LLC | 30374-3504 | 3VTL460-480 | 3 PHASE 3 WIRE 480/120V 60HZ TURNS RATIO 4:1 VOLTAGE TRANSFORMER | PUR | 3 PHASE 3 WIRE 480/120V 60HZ TURNS RATIO 4:1 VOLTAGE TRANSFORMER | EA | EA |  | TRUE |  | P | PPD | 100
131621 | 1 | 5 | States | Champlin | Taylor Barrett | TRUE | 2026-03-04T00:00:00 | 2026-07-20T00:00:00 | 2026-07-20T00:00:00 | 32 | 0 | 32 | 515.72 | 82515.2 | 55316-3157 | USA | N30 | 18 | GE Grid Solutions, LLC | 30374-3504 | 3VTL460-480 | 3 PHASE 3 WIRE 480/120V 60HZ TURNS RATIO 4:1 VOLTAGE TRANSFORMER | PUR | 3 PHASE 3 WIRE 480/120V 60HZ TURNS RATIO 4:1 VOLTAGE TRANSFORMER | EA | EA |  | TRUE |  | P | PPD | 100
131621 | 1 | 4 | States | Champlin | Taylor Barrett | TRUE | 2026-03-04T00:00:00 | 2026-07-01T00:00:00 | 2026-07-01T00:00:00 | 32 | 0 | 32 | 515.72 | 82515.2 | 55316-3157 | USA | N30 | 18 | GE Grid Solutions, LLC | 30374-3504 | 3VTL460-480 | 3 PHASE 3 WIRE 480/120V 60HZ TURNS RATIO 4:1 VOLTAGE TRANSFORMER | PUR | 3 PHASE 3 WIRE 480/120V 60HZ TURNS RATIO 4:1 VOLTAGE TRANSFORMER | EA | EA |  | TRUE |  | P | PPD | 100
133568 | 1 | 1 | States | Champlin | Taylor Barrett | TRUE | 2026-05-22T00:00:00 | 2026-12-16T00:00:00 | 2026-12-16T00:00:00 | 3 | 0 | 3 | 450.71 | 1352.13 | 55316-3157 | USA | N30 | 18 | GE Grid Solutions, LLC | 30374-3504 | 144-402 | Current transformer: 4000:5 ratio, C400 | OSV | Current transformer: 4000:5 ratio, C400 | EA | EA |  | TRUE |  | P | PPD | 100
133568 | 2 | 1 | States | Champlin | Taylor Barrett | TRUE | 2026-05-22T00:00:00 | 2026-10-30T00:00:00 | 2026-10-30T00:00:00 | 265 | 0 | 265 | 189.54 | 107279.64 | 55316-3157 | USA | N30 | 18 | GE Grid Solutions, LLC | 30374-3504 | 465-480 | VT, Indoor, Model: 465, Ratio: 480:120, Single Phase, 10 kV BIL, 60 Hz, Metering Class: 0.6 W | PUR | VT, Indoor, Model: 465, Ratio: 480:120, Single Phase, 10 kV BIL, 60 Hz, Metering Class: 0.6 W | EA | EA |  | TRUE |  | P | PPD | 100
133568 | 2 | 2 | States | Champlin | Taylor Barrett | TRUE | 2026-05-22T00:00:00 | 2026-09-30T00:00:00 | 2026-09-30T00:00:00 | 241 | 0 | 241 | 189.54 | 107279.64 | 55316-3157 | USA | N30 | 18 | GE Grid Solutions, LLC | 30374-3504 | 465-480 | VT, Indoor, Model: 465, Ratio: 480:120, Single Phase, 10 kV BIL, 60 Hz, Metering Class: 0.6 W | PUR | VT, Indoor, Model: 465, Ratio: 480:120, Single Phase, 10 kV BIL, 60 Hz, Metering Class: 0.6 W | EA | EA |  | TRUE |  | P | PPD | 100
133568 | 2 | 3 | States | Champlin | Taylor Barrett | TRUE | 2026-05-22T00:00:00 | 2026-12-01T00:00:00 | 2026-12-01T00:00:00 | 60 | 0 | 60 | 189.54 | 107279.64 | 55316-3157 | USA | N30 | 18 | GE Grid Solutions, LLC | 30374-3504 | 465-480 | VT, Indoor, Model: 465, Ratio: 480:120, Single Phase, 10 kV BIL, 60 Hz, Metering Class: 0.6 W | PUR | VT, Indoor, Model: 465, Ratio: 480:120, Single Phase, 10 kV BIL, 60 Hz, Metering Class: 0.6 W | EA | EA |  | TRUE |  | P | PPD | 100
133568 | 3 | 1 | States | Champlin | Taylor Barrett | TRUE | 2026-05-22T00:00:00 | 2026-08-07T00:00:00 | 2026-08-07T00:00:00 | 1 | 0 | 1 | 93.61 | 93.61 | 55316-3157 | USA | N30 | 18 | GE Grid Solutions, LLC | 30374-3504 | 560-101 | CURRENT TRANSFORMER; CLASS C50, 100:5A | PUR | CURRENT TRANSFORMER; CLASS C50, 100:5A | EA | EA |  | TRUE |  | P | PPD | 100
133568 | 4 | 1 | States | Champlin | Taylor Barrett | TRUE | 2026-05-22T00:00:00 | 2026-08-31T00:00:00 | 2026-08-31T00:00:00 | 5 | 0 | 5 | 122.93 | 6515.29 | 55316-3157 | USA | N30 | 18 | GE Grid Solutions, LLC | 30374-3504 | 560-302 | Current Transformer: 3000:5, 600V, 10KV BIL, 50-400HZ, Temperature Class H | PUR | Current Transformer: 3000:5, 600V, 10KV BIL, 50-400HZ, Temperature Class H | EA | EA |  | TRUE |  | P | PPD | 100
133568 | 4 | 2 | States | Champlin | Taylor Barrett | TRUE | 2026-05-22T00:00:00 | 2026-11-23T00:00:00 | 2026-11-23T00:00:00 | 48 | 0 | 48 | 122.93 | 6515.29 | 55316-3157 | USA | N30 | 18 | GE Grid Solutions, LLC | 30374-3504 | 560-302 | Current Transformer: 3000:5, 600V, 10KV BIL, 50-400HZ, Temperature Class H | PUR | Current Transformer: 3000:5, 600V, 10KV BIL, 50-400HZ, Temperature Class H | EA | EA |  | TRUE |  | P | PPD | 100
133568 | 5 | 1 | States | Champlin | Taylor Barrett | TRUE | 2026-05-22T00:00:00 | 2026-08-07T00:00:00 | 2026-08-07T00:00:00 | 6 | 0 | 6 | 212.33 | 1273.98 | 55316-3157 | USA | N30 | 18 | GE Grid Solutions, LLC | 30374-3504 | 561-402 | Current Transformer: 4000:5A, 600V, 10kV BIL | SRPP | Current Transformer: 4000:5A, 600V, 10kV BIL | EA | EA |  | TRUE |  | P | PPD | 100
133568 | 6 | 1 | States | Champlin | Taylor Barrett | TRUE | 2026-05-22T00:00:00 | 2026-08-25T00:00:00 | 2026-08-25T00:00:00 | 1 | 0 | 1 | 6.28 | 6.28 | 55316-3157 | USA | N30 | 18 | GE Grid Solutions, LLC | 30374-3504 | IKU2SC | Shorting Terminal block: 2 pole 50A 600V shorting type includes cover | PUR | Shorting Terminal block: 2 pole 50A 600V shorting type includes cover | EA | EA |  | TRUE |  | P | PPD | 100
133568 | 7 | 1 | States | Champlin | Taylor Barrett | TRUE | 2026-05-22T00:00:00 | 2026-11-20T00:00:00 | 2026-11-20T00:00:00 | 10 | 0 | 10 | 5.86 | 58.6 | 55316-3157 | USA | N30 | 18 | GE Grid Solutions, LLC | 30374-3504 | IKU4S | Shorting Terminal block: 4 pole 50A 600V shorting type | PUR | Shorting Terminal block: 4 pole 50A 600V shorting type | EA | EA |  | TRUE |  | P | PPD | 100
133799 | 1 | 1 | States | Champlin | Taylor Barrett | TRUE | 2026-06-02T00:00:00 | 2026-12-14T00:00:00 |  | 12 | 0 | 12 | 122.93 | 1475.16 | 55316-3157 | USA | N30 | 18 | GE Grid Solutions, LLC | 30374-3504 | 560-252 | Metering CT 2500:5, C50 | PUR | Metering CT 2500:5, C50 | EA | EA |  | FALSE |  | P | PPD | 100
134754 | 1 | 1 | States | Dayton | Taylor Barrett | TRUE | 2026-07-14T00:00:00 | 2026-07-27T00:00:00 | 2026-07-27T00:00:00 | 2 | 0 | 2 | 58.03 | 116.06 | 55369-6417 | USA | N30 | 18 | GE Grid Solutions, LLC | 30374-3504 | 116B6708G46R53R4 | ET 16 LED, 240VAC, Red Lamp, Red Cap color | PUR | ET 16 LED, 240VAC, Red Lamp, Red Cap color | EA | EA |  | TRUE |  | P | PPD | DAYTON
134754 | 2 | 1 | States | Dayton | Taylor Barrett | TRUE | 2026-07-14T00:00:00 | 2026-10-26T00:00:00 | 2026-10-26T00:00:00 | 3 | 0 | 3 | 269.65 | 808.95 | 55369-6417 | USA | N30 | 18 | GE Grid Solutions, LLC | 30374-3504 | 20XSUM-2 | Summing Current Transformer: 5+5:5 ratio | SRPP | Summing Current Transformer: 5+5:5 ratio | EA | EA |  | TRUE |  | P | PPD | Dayton
134754 | 3 | 1 | States | Dayton | Taylor Barrett | TRUE | 2026-07-14T00:00:00 | 2027-04-26T00:00:00 | 2027-04-26T00:00:00 | 5 | 0 | 5 | 910.69 | 6374.83 | 55369-6417 | USA | N30 | 18 | GE Grid Solutions, LLC | 30374-3504 | 590-500 | Current Transformer: 50:5 current ratio, C15 relay class | PUR | Current Transformer: 50:5 current ratio, C15 relay class | EA | EA |  | TRUE |  | P | PPD | DAYTON
134754 | 3 | 2 | States | Dayton | Taylor Barrett | TRUE | 2026-07-14T00:00:00 | 2027-06-25T00:00:00 | 2027-06-25T00:00:00 | 2 | 0 | 2 | 910.69 | 6374.83 | 55369-6417 | USA | N30 | 18 | GE Grid Solutions, LLC | 30374-3504 | 590-500 | Current Transformer: 50:5 current ratio, C15 relay class | PUR | Current Transformer: 50:5 current ratio, C15 relay class | EA | EA |  | TRUE |  | P | PPD | DAYTON
134754 | 4 | 1 | States | Dayton | Taylor Barrett | TRUE | 2026-07-14T00:00:00 | 2026-10-28T00:00:00 | 2026-10-28T00:00:00 | 606 | 0 | 606 | 12.19 | 7387.14 | 55369-6417 | USA | N30 | 18 | GE Grid Solutions, LLC | 30374-3504 | IKU12 | Terminal block, 12 point, 600VAC, 50A | PUR | Terminal block, 12 point, 600VAC, 50A | EA | EA |  | TRUE |  | P | PPD | DAYTON
132603 | 1 | 1 | States | Champlin | Taylor Barrett | TRUE | 2026-04-20T00:00:00 | 2026-11-06T00:00:00 | 2026-11-06T00:00:00 | 6 | 0 | 6 | 273.28 | 1639.68 | 55316-3157 | USA | N30 | 18 | GE Grid Solutions, LLC | 30374-3504 | 135-302 | MODEL 135 SERIES CT, 4000:5A, 600V, C200, 10kV BIL, 50-400Hz, RELAYING / METERING, 5.75" DIAMETER WINDOW, 9.21"Wx9.21"Hx3.00"D, 18LBS, BRASS SCREWS, UR/CSA | PUR | MODEL 135 SERIES CT, 4000:5A, 600V, C200, 10kV BIL, 50-400Hz, RELAYING / METERING, 5.75" DIAMETER WINDOW, 9.21"Wx9.21"Hx3.00"D, 18LBS, BRASS SCREWS, UR/CSA | EA | EA |  | TRUE |  | P | PPD | 100
134221 | 1 | 1 | States | Champlin | Taylor Barrett | TRUE | 2026-06-18T00:00:00 | 2026-11-02T00:00:00 | 2026-11-02T00:00:00 | 1 | 0 | 1 | 170.01 | 170.01 | 55316-3157 | USA | N30 | 18 | GE Grid Solutions, LLC | 30374-3504 | 120-162 | CT, Indoor, Model: 120, Ratio: 1600:5 A, Single Phase, 10 kV BIL, 60 Hz, Single Ratio, Relay Class: C50, Metering Class: 0.3 B1.8, Rating Factor: 1.33, Window Diameter: 5.75 | OSV | CT, Indoor, Model: 120, Ratio: 1600:5 A, Single Phase, 10 kV BIL, 60 Hz, Single Ratio, Relay Class: C50, Metering Class: 0.3 B1.8, Rating Factor: 1.33, Window Diameter: 5.75 | EA | EA |  | TRUE |  | P | PPD | 100
133816 | 1 | 1 | States | Champlin | Taylor Barrett | TRUE | 2026-06-03T00:00:00 | 2026-09-24T00:00:00 | 2026-09-24T00:00:00 | 45 | 0 | 45 | 122.93 | 5531.85 | 55316-3157 | USA | N30 | 18 | GE Grid Solutions, LLC | 30374-3504 | 560-302 | Current Transformer: 3000:5, 600V, 10KV BIL, 50-400HZ, Temperature Class H | PUR | Current Transformer: 3000:5, 600V, 10KV BIL, 50-400HZ, Temperature Class H | EA | EA |  | TRUE |  | P | PPD | 100
132336 | 1 | 1 | States | Champlin | Taylor Barrett | TRUE | 2026-04-08T00:00:00 | 2026-08-18T00:00:00 | 2026-08-11T00:00:00 | 40 | 0 | 40 | 189.54 | 7581.6 | 55316-3157 | USA | N30 | 18 | GE Grid Solutions, LLC | 30374-3504 | 465-480 | VT, Indoor, Model: 465, Ratio: 480:120, Single Phase, 10 kV BIL, 60 Hz, Metering Class: 0.6 W | PUR | VT, Indoor, Model: 465, Ratio: 480:120, Single Phase, 10 kV BIL, 60 Hz, Metering Class: 0.6 W | EA | EA |  | TRUE |  | P | PPD | 100
134421 | 3 | 1 | States | Dayton | Taylor Barrett | TRUE | 2026-06-29T00:00:00 | 2026-11-04T00:00:00 |  | 356 | 0 | 356 | 12.19 | 4339.64 | 55369-6417 | USA | N30 | 18 | GE Grid Solutions, LLC | 30374-3504 | IKU12 | Terminal block, 12 point, 600VAC, 50A | SUP | Terminal block, 12 point, 600VAC, 50A | EA | EA |  | FALSE |  | P | PPD | DAYTON
134421 | 2 | 1 | States | Dayton | Taylor Barrett | TRUE | 2026-06-29T00:00:00 | 2026-08-10T00:00:00 |  | 3 | 0 | 3 | 1003.15 | 3009.45 | 55369-6417 | USA | N30 | 18 | GE Grid Solutions, LLC | 30374-3504 | PTG5-1-110-722F | Voltage Transformer: 7200:120, 1150 VA, One Bushing, w/ 1.0E Primary Fuse | PUR | Voltage Transformer: 7200:120, 1150 VA, One Bushing, w/ 1.0E Primary Fuse | EA | EA |  | FALSE |  | P | PPD | DAYTON
134421 | 1 | 1 | States | Dayton | Taylor Barrett | TRUE | 2026-06-29T00:00:00 | 2026-10-19T00:00:00 |  | 16 | 0 | 16 | 10.51 | 168.16 | 55369-6417 | USA | N30 | 18 | GE Grid Solutions, LLC | 30374-3504 | IKU6SC | Shorting Terminal block: 6 pole 50A 600V shorting type | PUR | Shorting Terminal block: 6 pole 50A 600V shorting type | EA | EA |  | FALSE |  | P | PPD | DAYTON
133925 | 1 | 1 | States | Dayton | Taylor Barrett | TRUE | 2026-06-08T00:00:00 | 2026-11-04T00:00:00 |  | 25 | 0 | 25 | 12.19 | 4083.65 | 55369-6417 | USA | N30 | 18 | GE Grid Solutions, LLC | 30374-3504 | IKU12 | Terminal block, 12 point, 600VAC, 50A | PUR | Terminal block, 12 point, 600VAC, 50A | EA | EA |  | FALSE |  | P | PPD | DAYTON
133925 | 1 | 2 | States | Dayton | Taylor Barrett | TRUE | 2026-06-08T00:00:00 | 2026-12-14T00:00:00 |  | 5 | 0 | 5 | 12.19 | 4083.65 | 55369-6417 | USA | N30 | 18 | GE Grid Solutions, LLC | 30374-3504 | IKU12 | Terminal block, 12 point, 600VAC, 50A | PUR | Terminal block, 12 point, 600VAC, 50A | EA | EA |  | FALSE |  | P | PPD | DAYTON
133925 | 1 | 3 | States | Dayton | Taylor Barrett | TRUE | 2026-06-08T00:00:00 | 2026-12-22T00:00:00 |  | 80 | 0 | 80 | 12.19 | 4083.65 | 55369-6417 | USA | N30 | 18 | GE Grid Solutions, LLC | 30374-3504 | IKU12 | Terminal block, 12 point, 600VAC, 50A | PUR | Terminal block, 12 point, 600VAC, 50A | EA | EA |  | FALSE |  | P | PPD | DAYTON
133925 | 1 | 4 | States | Dayton | Taylor Barrett | TRUE | 2026-06-08T00:00:00 | 2027-02-03T00:00:00 |  | 20 | 0 | 20 | 12.19 | 4083.65 | 55369-6417 | USA | N30 | 18 | GE Grid Solutions, LLC | 30374-3504 | IKU12 | Terminal block, 12 point, 600VAC, 50A | PUR | Terminal block, 12 point, 600VAC, 50A | EA | EA |  | FALSE |  | P | PPD | DAYTON
133925 | 1 | 5 | States | Dayton | Taylor Barrett | TRUE | 2026-06-08T00:00:00 | 2027-02-22T00:00:00 |  | 170 | 0 | 170 | 12.19 | 4083.65 | 55369-6417 | USA | N30 | 18 | GE Grid Solutions, LLC | 30374-3504 | IKU12 | Terminal block, 12 point, 600VAC, 50A | PUR | Terminal block, 12 point, 600VAC, 50A | EA | EA |  | FALSE |  | P | PPD | DAYTON
133925 | 1 | 6 | States | Dayton | Taylor Barrett | TRUE | 2026-06-08T00:00:00 | 2027-04-07T00:00:00 |  | 5 | 0 | 5 | 12.19 | 4083.65 | 55369-6417 | USA | N30 | 18 | GE Grid Solutions, LLC | 30374-3504 | IKU12 | Terminal block, 12 point, 600VAC, 50A | PUR | Terminal block, 12 point, 600VAC, 50A | EA | EA |  | FALSE |  | P | PPD | DAYTON
133925 | 1 | 7 | States | Dayton | Taylor Barrett | TRUE | 2026-06-08T00:00:00 | 2027-04-26T00:00:00 |  | 30 | 0 | 30 | 12.19 | 4083.65 | 55369-6417 | USA | N30 | 18 | GE Grid Solutions, LLC | 30374-3504 | IKU12 | Terminal block, 12 point, 600VAC, 50A | PUR | Terminal block, 12 point, 600VAC, 50A | EA | EA |  | FALSE |  | P | PPD | DAYTON
133029 | 1 | 1 | States | Dayton | Taylor Barrett | TRUE | 2026-05-06T00:00:00 | 2026-08-10T00:00:00 | 2026-07-29T00:00:00 | 9 | 0 | 9 | 1003.15 | 9028.35 | 55369-6417 | USA | N30 | 18 | GE Grid Solutions, LLC | 30374-3504 | PTG5-1-110-722F | Voltage Transformer: 7200:120, 1150 VA, One Bushing, w/ 1.0E Primary Fuse | PUR | Voltage Transformer: 7200:120, 1150 VA, One Bushing, w/ 1.0E Primary Fuse | EA | EA |  | TRUE |  | P | PPD | DAYTON
133365 | 3 | 1 | States | Dayton | Taylor Barrett | TRUE | 2026-05-18T00:00:00 | 2026-12-22T00:00:00 | 2026-12-22T00:00:00 | 12 | 0 | 12 | 6.73 | 80.76 | 55369-6417 | USA | N30 | 18 | GE Grid Solutions, LLC | 30374-3504 | IKU6 | 6-Pole Terminal Block - Non-Shorting No Cover, 600VAC 50Amp 18-10 AWG - GE Grid Solutions Model IKU | TBK | 6-Pole Terminal Block - Non-Shorting No Cover, 600VAC 50Amp 18-10 AWG - GE Grid Solutions Model IKU | EA | EA |  | TRUE |  | P | PPD | Dayton
133365 | 2 | 1 | States | Dayton | Taylor Barrett | TRUE | 2026-05-18T00:00:00 | 2026-10-28T00:00:00 | 2026-10-28T00:00:00 | 42 | 0 | 42 | 12.19 | 511.98 | 55369-6417 | USA | N30 | 18 | GE Grid Solutions, LLC | 30374-3504 | IKU12 | Terminal block, 12 point, 600VAC, 50A | PUR | Terminal block, 12 point, 600VAC, 50A | EA | EA |  | TRUE |  | P | PPD | DAYTON
133365 | 1 | 2 | States | Dayton | Taylor Barrett | TRUE | 2026-05-18T00:00:00 | 2026-12-10T00:00:00 | 2026-12-03T00:00:00 | 14 | 0 | 14 | 910.69 | 13660.35 | 55369-6417 | USA | N30 | 18 | GE Grid Solutions, LLC | 30374-3504 | 590-500 | Current Transformer: 50:5 current ratio, C15 relay class | PUR | Current Transformer: 50:5 current ratio, C15 relay class | EA | EA |  | TRUE |  | P | PPD | DAYTON
133365 | 1 | 1 | States | Dayton | Taylor Barrett | TRUE | 2026-05-18T00:00:00 | 2026-12-10T00:00:00 | 2026-12-03T00:00:00 | 1 | 0 | 1 | 910.69 | 13660.35 | 55369-6417 | USA | N30 | 18 | GE Grid Solutions, LLC | 30374-3504 | 590-500 | Current Transformer: 50:5 current ratio, C15 relay class | PUR | Current Transformer: 50:5 current ratio, C15 relay class | EA | EA |  | TRUE |  | P | PPD | DAYTON
132815 | 1 | 1 | States | Champlin | Taylor Barrett | TRUE | 2026-04-28T00:00:00 | 2026-10-21T00:00:00 | 2026-10-21T00:00:00 | 75 | 0 | 75 | 189.54 | 14215.5 | 55316-3157 | USA | N30 | 18 | GE Grid Solutions, LLC | 30374-3504 | 465-480 | VT, Indoor, Model: 465, Ratio: 480:120, Single Phase, 10 kV BIL, 60 Hz, Metering Class: 0.6 W | PUR | VT, Indoor, Model: 465, Ratio: 480:120, Single Phase, 10 kV BIL, 60 Hz, Metering Class: 0.6 W | EA | EA |  | TRUE |  | P | PPD | 100
134574 | 1 | 1 | States | Dayton | Taylor Barrett | TRUE | 2026-07-07T00:00:00 | 2026-07-21T00:00:00 |  | 1 | 0 | 1 | 58.03 | 58.03 | 55369-6417 | USA | N30 | 18 | GE Grid Solutions, LLC | 30374-3504 | 116B6708G46G53G4 | ET 16 LED, 240VAC, Green Lamp, Green Cap color | PUR | ET 16 LED, 240VAC, Green Lamp, Green Cap color | EA | EA |  | FALSE |  | P | PPD | DAYTON
134574 | 2 | 1 | States | Dayton | Taylor Barrett | TRUE | 2026-07-07T00:00:00 | 2026-09-02T00:00:00 |  | 1 | 0 | 1 | 8.17 | 8.17 | 55369-6417 | USA | N30 | 18 | GE Grid Solutions, LLC | 30374-3504 | IKU6C | 6-Pole Terminal Block - Non-Shorting With Cover, 600VAC 50Amp 18-10 AWG - GE Grid Solutions Model IKU | TBK | 6-Pole Terminal Block - Non-Shorting With Cover, 600VAC 50Amp 18-10 AWG - GE Grid Solutions Model IKU | EA | EA |  | FALSE |  | P | PPD | Dayton
134574 | 3 | 1 | States | Dayton | Taylor Barrett | TRUE | 2026-07-07T00:00:00 | 2026-10-19T00:00:00 |  | 3 | 0 | 3 | 10.51 | 31.53 | 55369-6417 | USA | N30 | 18 | GE Grid Solutions, LLC | 30374-3504 | IKU6SC | Shorting Terminal block: 6 pole 50A 600V shorting type | PUR | Shorting Terminal block: 6 pole 50A 600V shorting type | EA | EA |  | FALSE |  | P | PPD | DAYTON
134574 | 4 | 1 | States | Dayton | Taylor Barrett | TRUE | 2026-07-07T00:00:00 | 2026-08-26T00:00:00 |  | 600 | 0 | 600 | 1.82 | 1092 | 55369-6417 | USA | N30 | 18 | GE Grid Solutions, LLC | 30374-3504 | IKUJ2 | 2-Pole Jumper - Terminal Block Accessory - GE Grid Solutions Model IKU | TBK | 2-Pole Jumper - Terminal Block Accessory - GE Grid Solutions Model IKU | EA | EA |  | FALSE |  | P | PPD | DAYTON
134409 | 1 | 1 | States | Champlin | Taylor Barrett | TRUE | 2026-06-29T00:00:00 | 2026-11-02T00:00:00 |  | 10 | 0 | 10 | 5.86 | 58.6 | 55316-3157 | USA | N30 | 18 | GE Grid Solutions, LLC | 30374-3504 | IKU4S | Shorting Terminal block: 4 pole 50A 600V shorting type | PUR | Shorting Terminal block: 4 pole 50A 600V shorting type | EA | EA |  | FALSE |  | P | PPD | 100
134409 | 2 | 1 | States | Champlin | Taylor Barrett | TRUE | 2026-06-29T00:00:00 | 2026-08-25T00:00:00 |  | 140 | 0 | 140 | 9.33 | 4879.59 | 55316-3157 | USA | N30 | 18 | GE Grid Solutions, LLC | 30374-3504 | IKU6S | Shorting Terminal block: 6 pole 50A 600V shorting type | PUR | Shorting Terminal block: 6 pole 50A 600V shorting type | EA | EA |  | FALSE |  | P | PPD | 100
134409 | 2 | 2 | States | Champlin | Taylor Barrett | TRUE | 2026-06-29T00:00:00 | 2026-09-24T00:00:00 |  | 200 | 0 | 200 | 9.33 | 4879.59 | 55316-3157 | USA | N30 | 18 | GE Grid Solutions, LLC | 30374-3504 | IKU6S | Shorting Terminal block: 6 pole 50A 600V shorting type | PUR | Shorting Terminal block: 6 pole 50A 600V shorting type | EA | EA |  | FALSE |  | P | PPD | 100
134409 | 2 | 3 | States | Champlin | Taylor Barrett | TRUE | 2026-06-29T00:00:00 | 2026-10-12T00:00:00 |  | 20 | 0 | 20 | 9.33 | 4879.59 | 55316-3157 | USA | N30 | 18 | GE Grid Solutions, LLC | 30374-3504 | IKU6S | Shorting Terminal block: 6 pole 50A 600V shorting type | PUR | Shorting Terminal block: 6 pole 50A 600V shorting type | EA | EA |  | FALSE |  | P | PPD | 100
134409 | 2 | 4 | States | Champlin | Taylor Barrett | TRUE | 2026-06-29T00:00:00 | 2026-10-26T00:00:00 |  | 53 | 0 | 53 | 9.33 | 4879.59 | 55316-3157 | USA | N30 | 18 | GE Grid Solutions, LLC | 30374-3504 | IKU6S | Shorting Terminal block: 6 pole 50A 600V shorting type | PUR | Shorting Terminal block: 6 pole 50A 600V shorting type | EA | EA |  | FALSE |  | P | PPD | 100
134409 | 2 | 5 | States | Champlin | Taylor Barrett | TRUE | 2026-06-29T00:00:00 | 2026-11-23T00:00:00 |  | 30 | 0 | 30 | 9.33 | 4879.59 | 55316-3157 | USA | N30 | 18 | GE Grid Solutions, LLC | 30374-3504 | IKU6S | Shorting Terminal block: 6 pole 50A 600V shorting type | PUR | Shorting Terminal block: 6 pole 50A 600V shorting type | EA | EA |  | FALSE |  | P | PPD | 100
134409 | 2 | 6 | States | Champlin | Taylor Barrett | TRUE | 2026-06-29T00:00:00 | 2027-01-15T00:00:00 |  | 80 | 0 | 80 | 9.33 | 4879.59 | 55316-3157 | USA | N30 | 18 | GE Grid Solutions, LLC | 30374-3504 | IKU6S | Shorting Terminal block: 6 pole 50A 600V shorting type | PUR | Shorting Terminal block: 6 pole 50A 600V shorting type | EA | EA |  | FALSE |  | P | PPD | 100
134409 | 3 | 1 | States | Champlin | Taylor Barrett | TRUE | 2026-06-29T00:00:00 | 2026-08-03T00:00:00 |  | 30 | 0 | 30 | 1.93 | 57.9 | 55316-3157 | USA | N30 | 18 | GE Grid Solutions, LLC | 30374-3504 | IKUJ3 | 3-Pole Jumper - Terminal Block Accessory - GE Grid Solutions Model IKU | PUR | 3-Pole Jumper - Terminal Block Accessory - GE Grid Solutions Model IKU | EA | EA |  | FALSE |  | P | PPD | 100
132766 | 1 | 1 | States | Dayton | Taylor Barrett | TRUE | 2026-04-27T00:00:00 | 2026-09-03T00:00:00 | 2026-07-27T00:00:00 | 3 | 0 | 3 | 189.54 | 568.62 | 55369-6417 | USA | N30 | 18 | GE Grid Solutions, LLC | 30374-3504 | 465-480 | VT, Indoor, Model: 465, Ratio: 480:120, Single Phase, 10 kV BIL, 60 Hz, Metering Class: 0.6 W | PUR | VT, Indoor, Model: 465, Ratio: 480:120, Single Phase, 10 kV BIL, 60 Hz, Metering Class: 0.6 W | EA | EA |  | TRUE |  | P | PPD | Dayton
132766 | 2 | 1 | States | Dayton | Taylor Barrett | TRUE | 2026-04-27T00:00:00 | 2026-07-27T00:00:00 | 2026-07-27T00:00:00 | 3 | 0 | 3 | 122.93 | 368.79 | 55369-6417 | USA | N30 | 18 | GE Grid Solutions, LLC | 30374-3504 | 560-202 | Current Transformer: 2000:5, 600V, 10KV BIL, 50-400HZ, Temperature Class H | PUR | Current Transformer: 2000:5, 600V, 10KV BIL, 50-400HZ, Temperature Class H | EA | EA |  | TRUE |  | P | PPD | Dayton
133926 | 1 | 1 | States | Dayton | Taylor Barrett | TRUE | 2026-06-08T00:00:00 | 2027-04-26T00:00:00 |  | 1 | 0 | 1 | 910.69 | 910.69 | 55369-6417 | USA | N30 | 18 | GE Grid Solutions, LLC | 30374-3504 | 590-500 | Current Transformer: 50:5 current ratio, C15 relay class | PUR | Current Transformer: 50:5 current ratio, C15 relay class | EA | EA |  | FALSE |  | P | PPD | DAYTON
133926 | 2 | 1 | States | Dayton | Taylor Barrett | TRUE | 2026-06-08T00:00:00 | 2026-09-24T00:00:00 |  | 4 | 0 | 4 | 2885.8 | 11543.2 | 55369-6417 | USA | N30 | 18 | GE Grid Solutions, LLC | 30374-3504 | 765X123011 | Voltage Transformer VT, Model: JVM-5AC, 2 Kva | PUR | Voltage Transformer VT, Model: JVM-5AC, 2 Kva | EA | EA |  | FALSE |  | P | PPD | DAYTON
133926 | 3 | 1 | States | Dayton | Taylor Barrett | TRUE | 2026-06-08T00:00:00 | 2027-04-26T00:00:00 |  | 10 | 0 | 10 | 6.73 | 67.3 | 55369-6417 | USA | N30 | 18 | GE Grid Solutions, LLC | 30374-3504 | IKU6 | 6-Pole Terminal Block - Non-Shorting No Cover, 600VAC 50Amp 18-10 AWG - GE Grid Solutions Model IKU | TBK | 6-Pole Terminal Block - Non-Shorting No Cover, 600VAC 50Amp 18-10 AWG - GE Grid Solutions Model IKU | EA | EA |  | FALSE |  | P | PPD | Dayton
134743 | 1 | 1 | States | Champlin | Taylor Barrett | TRUE | 2026-07-14T00:00:00 | 2026-09-16T00:00:00 |  | 3 | 0 | 3 | 111.17 | 333.51 | 55316-3157 | USA | N30 | 18 | GE Grid Solutions, LLC | 30374-3504 | 560-122 | Metering CT 1200:5, C50 | PUR | Metering CT 1200:5, C50 | EA | EA |  | FALSE |  | P | PPD | 100
134743 | 2 | 1 | States | Champlin | Taylor Barrett | TRUE | 2026-07-14T00:00:00 | 2026-09-16T00:00:00 |  | 3 | 0 | 3 | 113.41 | 340.23 | 55316-3157 | USA | N30 | 18 | GE Grid Solutions, LLC | 30374-3504 | 560-162 | Metering CT 1600:5, C50 | PUR | Metering CT 1600:5, C50 | EA | EA |  | FALSE |  | P | PPD | 100
133815 | 1 | 1 | States | Champlin | Taylor Barrett | TRUE | 2026-06-03T00:00:00 | 2026-09-24T00:00:00 | 2026-09-24T00:00:00 | 12 | 0 | 12 | 122.93 | 1475.16 | 55316-3157 | USA | N30 | 18 | GE Grid Solutions, LLC | 30374-3504 | 560-252 | Metering CT 2500:5, C50 | PUR | Metering CT 2500:5, C50 | EA | EA |  | TRUE |  | P | PPD | 100
133790 | 1 | 1 | States | Champlin | Taylor Barrett | TRUE | 2026-06-02T00:00:00 | 2026-10-02T00:00:00 | 2026-10-02T00:00:00 | 15 | 0 | 15 | 159.2 | 2388 | 55316-3157 | USA | N30 | 18 | GE Grid Solutions, LLC | 30374-3504 | 562-302 | Single Ratio Current Transformer: 3000:5 ratio, window 4.00 X 5.38”, 600V, 10kV BIL | SRPP | Single Ratio Current Transformer: 3000:5 ratio, window 4.00 X 5.38”, 600V, 10kV BIL | EA | EA |  | TRUE |  | P | PPD | 100
132935 | 1 | 1 | States | Champlin | Taylor Barrett | TRUE | 2026-05-01T00:00:00 | 2026-07-20T00:00:00 | 2026-07-13T00:00:00 | 3 | 0 | 3 | 111.17 | 333.51 | 55316-3157 | USA | N30 | 18 | GE Grid Solutions, LLC | 30374-3504 | 560-102 | Metering CT 1000:5, C50 | PUR | Metering CT 1000:5, C50 | EA | EA |  | TRUE |  | P | PPD | 100
134860 | 1 | 1 | States | Champlin | Robert Boulka | TRUE | 2026-07-17T00:00:00 | 2026-07-23T00:00:00 | 2026-07-23T00:00:00 | 105 | 0 | 105 | 11.73 | 1231.65 | 55316-3157 | USA | N30 | 19 | GRAINGER INC | 60038-0001 | CCMR-2 | Fuse: 2A, time-delay, clss cc, current limiting, 600VAC | PUR | Fuse: 2A, time-delay, clss cc, current limiting, 600VAC | EA | EA |  | TRUE |  | P | DEL | 100
134598 | 2 | 1 | States | Champlin | Robert Boulka | TRUE | 2026-07-08T00:00:00 | 2026-07-14T00:00:00 | 2026-07-14T00:00:00 | 300 | 300 | 0 | 11.73 | 3519 | 55316-3157 | USA | N30 | 19 | GRAINGER INC | 60038-0001 | CCMR-2 | Fuse: 2A, time-delay, clss cc, current limiting, 600VAC | PUR | Fuse: 2A, time-delay, clss cc, current limiting, 600VAC | EA | EA |  | TRUE |  | P | DEL | 100
134639 | 3 | 1 | States | Dayton | Robert Boulka | TRUE | 2026-07-08T00:00:00 | 2026-07-14T00:00:00 |  | 1 | 0 | 1 | 0 | 0 | 55369-6417 | USA | N30 | 19 | GRAINGER INC | 60038-0001 | E3663 | APPROVED VENDOR Portable Cord: SOOW, 600 V, 4 Conductors, 10 AWG, Black Jacket, 50 ft Overall Lg | PUR | APPROVED VENDOR Portable Cord: SOOW, 600 V, 4 Conductors, 10 AWG, Black Jacket, 50 ft Overall Lg | EA | EA |  | FALSE |  | P | DEL | dayton
134841 | 1 | 1 | States | Dayton | Robert Boulka | TRUE | 2026-07-17T00:00:00 | 2026-10-30T00:00:00 | 2026-10-30T00:00:00 | 100 | 0 | 100 | 37.29 | 3729 | 55369-6417 | USA | N30 | 19 | GRAINGER INC | 60038-0001 | 2E815 | Thermostat: Heat, Control Range: -10 - 100 (F) | PUR | Thermostat: Heat, Control Range: -10 - 100 (F) | EA | EA |  | TRUE |  | P | DEL | DAYTON
133162 | 1 | 1 | States | Champlin | Robert Boulka | TRUE | 2026-05-11T00:00:00 | 2026-09-01T00:00:00 | 2026-09-01T00:00:00 | 300 | 0 | 300 | 22.64 | 6792 | 55316-3157 | USA | N30 | 19 | GRAINGER INC | 60038-0001 | CCMR-2 | Fuse: 2A, time-delay, clss cc, current limiting, 600VAC | PUR | Fuse: 2A, time-delay, clss cc, current limiting, 600VAC | EA | EA |  | TRUE |  | P | DEL | 100
134559 | 1 | 1 | States | Champlin | Robert Boulka | TRUE | 2026-07-06T00:00:00 | 2026-10-20T00:00:00 | 2026-10-20T00:00:00 | 1 | 0 | 1 | 1817.85 | 1817.85 | 55316-3157 | USA | N30 | 19 | GRAINGER INC | 60038-0001 | B-1000 | Breaker Lifting Device | PUR | 9CET5 Breaker Lifting Device | EA | EA |  | TRUE |  | P | DEL | 100
133105 | 1 | 1 | States | Champlin | Robert Boulka | TRUE | 2026-05-08T00:00:00 | 2026-07-20T00:00:00 | 2026-07-20T00:00:00 | 550 | 550 | 0 | 11.56 | 6358 | 55316-3157 | USA | N30 | 19 | GRAINGER INC | 60038-0001 | CCMR-2 | Fuse: 2A, time-delay, clss cc, current limiting, 600VAC | PUR | Fuse: 2A, time-delay, clss cc, current limiting, 600VAC | EA | EA |  | TRUE |  | P | DEL | 100
134862 | 1 | 1 | States | Champlin | Robert Boulka | TRUE | 2026-07-17T00:00:00 | 2026-07-20T00:00:00 | 2026-07-20T00:00:00 | 54 | 0 | 54 | 5.7 | 307.8 | 55316-3157 | USA | D06 | 23 | MCMASTER-CARR SUPPLY COMPANY | 60680-7690 | 16175A35 | Steel Hinge W/Out Holes, Non-Removable Pin, 4" x 2" Door Leaf, 0.120" Leaf Thickness | HIN | Steel Hinge W/Out Holes, Non-Removable Pin, 4" x 2" Door Leaf, 0.120" Leaf Thickness | EA | EA |  | TRUE |  | P | DEL | 100
134849 | 1 | 1 | States | Champlin | Robert Boulka | TRUE | 2026-07-17T00:00:00 | 2026-08-06T00:00:00 | 2026-08-06T00:00:00 | 600 | 0 | 600 | 16.56 | 9936 | 55316-3157 | USA | D06 | 23 | MCMASTER-CARR SUPPLY COMPANY | 60680-7690 | 3014T148 | EYE BOLT, 4,000 LBS CAPACITY, 1.375" DIA CLOSED EYE, ZINC PLATED STEEL | PUR | EYE BOLT, 4,000 LBS CAPACITY, 1.375" DIA CLOSED EYE, ZINC PLATED STEEL | EA | EA |  | TRUE |  | P | DEL | 100
134763 | 1 | 1 | States | Champlin | Robert Boulka | TRUE | 2026-07-15T00:00:00 | 2026-07-16T00:00:00 | 2026-07-16T00:00:00 | 200 | 0 | 200 | 4.56 | 912 | 55316-3157 | USA | D06 | 23 | MCMASTER-CARR SUPPLY COMPANY | 60680-7690 | 16175A35 | Steel Hinge W/Out Holes, Non-Removable Pin, 4" x 2" Door Leaf, 0.120" Leaf Thickness | HIN | Steel Hinge W/Out Holes, Non-Removable Pin, 4" x 2" Door Leaf, 0.120" Leaf Thickness | EA | EA |  | FALSE |  | P | DEL | 100
134848 | 3 | 1 | States | Dayton | Robert Boulka | TRUE | 2026-07-17T00:00:00 | 2026-08-31T00:00:00 | 2026-08-31T00:00:00 | 960 | 0 | 960 | 35.71 | 34281.6 | 55369-6417 | USA | D06 | 23 | MCMASTER-CARR SUPPLY COMPANY | 60680-7690 | 2150K15-02 | Heavy Duty Reusable Metal Panel Filter 1/2" Thick, 6 x 18 Trade Size, Merv 4 | PUR | Heavy Duty Reusable Metal Panel Filter 1/2" Thick, 6 x 18 Trade Size, Merv 4 | EA | EA |  | TRUE |  | P | DEL | DAYTON
134848 | 2 | 3 | States | Dayton | Robert Boulka | TRUE | 2026-07-17T00:00:00 | 2026-07-24T00:00:00 |  | 2 | 0 | 2 | 23.57 | 141.42 | 55369-6417 | USA | D06 | 23 | MCMASTER-CARR SUPPLY COMPANY | 60680-7690 | 1113A12 | Wraparound Bottom-Mount Weatherstripping with bulb seal, drip guard and 1" high flange | PUR | Wraparound Bottom-Mount Weatherstripping with bulb seal, drip guard and 1" high flange | EA | EA |  | TRUE |  | P | DEL | DAYTON
134848 | 2 | 2 | States | Dayton | Robert Boulka | TRUE | 2026-07-17T00:00:00 | 2026-07-24T00:00:00 |  | 3 | 0 | 3 | 23.57 | 141.42 | 55369-6417 | USA | D06 | 23 | MCMASTER-CARR SUPPLY COMPANY | 60680-7690 | 1113A12 | Wraparound Bottom-Mount Weatherstripping with bulb seal, drip guard and 1" high flange | PUR | Wraparound Bottom-Mount Weatherstripping with bulb seal, drip guard and 1" high flange | EA | EA |  | TRUE |  | P | DEL | DAYTON
134848 | 2 | 1 | States | Dayton | Robert Boulka | TRUE | 2026-07-17T00:00:00 | 2026-07-24T00:00:00 | 2026-07-24T00:00:00 | 1 | 0 | 1 | 23.57 | 141.42 | 55369-6417 | USA | D06 | 23 | MCMASTER-CARR SUPPLY COMPANY | 60680-7690 | 1113A12 | Wraparound Bottom-Mount Weatherstripping with bulb seal, drip guard and 1" high flange | PUR | Wraparound Bottom-Mount Weatherstripping with bulb seal, drip guard and 1" high flange | EA | EA |  | TRUE |  | P | DEL | DAYTON
134848 | 1 | 1 | States | Dayton | Robert Boulka | TRUE | 2026-07-17T00:00:00 | 2026-07-24T00:00:00 | 2026-07-24T00:00:00 | 600 | 0 | 600 | 3.95 | 2370 | 55369-6417 | USA | D06 | 23 | MCMASTER-CARR SUPPLY COMPANY | 60680-7690 | 1098A93 | SNAP-IN RECESSED PULL HANDLE | PUR | SNAP-IN RECESSED PULL HANDLE | EA | EA |  | TRUE |  | P | DEL | DAYTON
134680 | 1 | 1 | States | Champlin | Robert Boulka | TRUE | 2026-07-13T00:00:00 | 2026-07-20T00:00:00 | 2026-07-20T00:00:00 | 600 | 0 | 600 | 16.1 | 9660 | 55316-3157 | USA | D06 | 23 | MCMASTER-CARR SUPPLY COMPANY | 60680-7690 | 3014T148 | EYE BOLT, 4,000 LBS CAPACITY, 1.375" DIA CLOSED EYE, ZINC PLATED STEEL | PUR | EYE BOLT, 4,000 LBS CAPACITY, 1.375" DIA CLOSED EYE, ZINC PLATED STEEL | EA | EA |  | TRUE |  | P | DEL
134590 | 1 | 1 | States | Champlin | Robert Boulka | TRUE | 2026-07-08T00:00:00 |  |  | 12 | 10 | 2 | 2126 | 25512 | 55316-3157 | USA | N30 | 27 | NorbergIES LLC | 74145 | 38RBA8-INH | Fuse holders, 35kV, 38kV max, 150kV BIL, non-disconnect indicating, Eaton Cutler-Hammer (use for 540E) | PUR | Fuse holders, 35kV, 38kV max, 150kV BIL, non-disconnect indicating, Eaton Cutler-Hammer (use for 540E) | EA | EA |  | FALSE |  | P | PPD | 100
132676 | 2 | 2 | States | Champlin | Taylor Barrett | TRUE | 2026-04-22T00:00:00 | 2026-10-26T00:00:00 | 2026-10-26T00:00:00 | 66 | 0 | 66 | 173.67 | 11809.56 | 55316-3157 | USA | N30 | 28 | NEWARK CORPORATION | 60693-0331 | SVL-10-24-100 | AC/DC DIN Rail Power Supply (PSU), 1 Output, 240 W, 24 VDC, 10 A | PUR | AC/DC DIN Rail Power Supply (PSU), 1 Output, 240 W, 24 VDC, 10 A | EA | EA |  | TRUE |  | P | PPD | 100
132676 | 2 | 1 | States | Champlin | Taylor Barrett | TRUE | 2026-04-22T00:00:00 | 2026-09-14T00:00:00 | 2026-09-14T00:00:00 | 2 | 0 | 2 | 173.67 | 11809.56 | 55316-3157 | USA | N30 | 28 | NEWARK CORPORATION | 60693-0331 | SVL-10-24-100 | AC/DC DIN Rail Power Supply (PSU), 1 Output, 240 W, 24 VDC, 10 A | PUR | AC/DC DIN Rail Power Supply (PSU), 1 Output, 240 W, 24 VDC, 10 A | EA | EA |  | TRUE |  | P | PPD | 100
134793 | 10 | 1 | States | Champlin | Taylor Barrett | TRUE | 2026-07-15T00:00:00 | 2026-07-22T00:00:00 |  | 5 | 0 | 5 | 0.801 | 4.01 | 55316-3157 | USA | N30 | 28 | NEWARK CORPORATION | 60693-0331 | ROX5SSJ47K | Resistor, 47kohm, 5w, +/-5%, Axial lead, 500v | PUR | Resistor, 47kohm, 5w, +/-5%, Axial lead, 500v | EA | EA |  | FALSE |  | P | PPD | 100
134793 | 9 | 1 | States | Champlin | Taylor Barrett | TRUE | 2026-07-15T00:00:00 | 2026-07-22T00:00:00 |  | 7 | 0 | 7 | 0.212 | 1.48 | 55316-3157 | USA | N30 | 28 | NEWARK CORPORATION | 60693-0331 | MCCFR0S2J0121A20 | CARBON COMPOSITION RESISTOR, 120 OHM, 1/2 WATT, 5% RESISTANCE TOLERANCE | PUR | CARBON COMPOSITION RESISTOR, 120 OHM, 1/2 WATT, 5% RESISTANCE TOLERANCE | EA | EA |  | FALSE |  | P | PPD | 100
134793 | 8 | 1 | States | Champlin | Taylor Barrett | TRUE | 2026-07-15T00:00:00 | 2026-07-22T00:00:00 |  | 2 | 0 | 2 | 111.38 | 222.76 | 55316-3157 | USA | N30 | 28 | NEWARK CORPORATION | 60693-0331 | LCCA30372-FT10 | LOW LOSS SMA MALE TO SMA FEMALE BULKHEAD CABLE, 100 SERIES, COAX, 10FT | PUR | LOW LOSS SMA MALE TO SMA FEMALE BULKHEAD CABLE, 100 SERIES, COAX, 10FT | EA | EA |  | FALSE |  | P | PPD | 100
134793 | 7 | 1 | States | Champlin | Taylor Barrett | TRUE | 2026-07-15T00:00:00 | 2026-07-22T00:00:00 |  | 4 | 0 | 4 | 56.09 | 224.36 | 55316-3157 | USA | N30 | 28 | NEWARK CORPORATION | 60693-0331 | KUEP-11D35-24 | KUEP Series Panel Plug-In Relay, 2 Form C (2 CO), DC, 24 VDC, With Indicator Lamp - TE Relay Products Potter & Brumfield | PUR | KUEP Series Panel Plug-In Relay, 2 Form C (2 CO), DC, 24 VDC, With Indicator Lamp - TE Relay Products Potter & Brumfield | EA | EA |  | FALSE |  | P | PPD | 100
134793 | 6 | 1 | States | Champlin | Taylor Barrett | TRUE | 2026-07-15T00:00:00 | 2026-07-22T00:00:00 |  | 2 | 0 | 2 | 40.2 | 80.4 | 55316-3157 | USA | N30 | 28 | NEWARK CORPORATION | 60693-0331 | BP30-10-B | Binding post, BP30 series, 30A, 1kV, Gold plated contacts, Panel mount, Black | PUR | Binding post, BP30 series, 30A, 1kV, Gold plated contacts, Panel mount, Black | EA | EA |  | FALSE |  | P | PPD | 100
134793 | 5 | 1 | States | Champlin | Taylor Barrett | TRUE | 2026-07-15T00:00:00 | 2026-07-22T00:00:00 |  | 11 | 0 | 11 | 7.26 | 79.86 | 55316-3157 | USA | N30 | 28 | NEWARK CORPORATION | 60693-0331 | 94.74SMA | 55 SERIES CONTROL RELAY PLUG-IN SOCKET, BOX-CLAMP SCREW TERMINALS, DIN RAIL MOUNT, 14PIN, BLUE, C/W RETAINING CLIP | PUR | 55 SERIES CONTROL RELAY PLUG-IN SOCKET, BOX-CLAMP SCREW TERMINALS, DIN RAIL MOUNT, 14PIN, BLUE, C/W RETAINING CLIP | EA | EA |  | FALSE |  | P | PPD | 100
134793 | 4 | 1 | States | Champlin | Taylor Barrett | TRUE | 2026-07-15T00:00:00 | 2026-07-22T00:00:00 |  | 1 | 0 | 1 | 7.17 | 7.17 | 55316-3157 | USA | N30 | 28 | NEWARK CORPORATION | 60693-0331 | 90.26SMA | 90-SERIES TIMER PLUG-IN SOCKET, BOX-CLAMP SCREW TERMINALS, DIN RAIL MOUNT, 8-PIN, BLUE | PUR | 90-SERIES TIMER PLUG-IN SOCKET, BOX-CLAMP SCREW TERMINALS, DIN RAIL MOUNT, 8-PIN, BLUE | EA | EA |  | FALSE |  | P | PPD | 100
134793 | 3 | 1 | States | Champlin | Taylor Barrett | TRUE | 2026-07-15T00:00:00 | 2026-07-22T00:00:00 |  | 1 | 0 | 1 | 120.27 | 120.27 | 55316-3157 | USA | N30 | 28 | NEWARK CORPORATION | 60693-0331 | 88.12.0.230.0002 | 8-PIN PLUG-IN MULTI-FUNCTION TIMER, 2-POLE, 24-230AC/DC, TIME SCALES FROM 0.5S TO 100H | PUR | 8-PIN PLUG-IN MULTI-FUNCTION TIMER, 2-POLE, 24-230AC/DC, TIME SCALES FROM 0.5S TO 100H | EA | EA |  | FALSE |  | P | PPD | 100
134793 | 2 | 1 | States | Champlin | Taylor Barrett | TRUE | 2026-07-15T00:00:00 | 2026-07-22T00:00:00 |  | 5 | 0 | 5 | 16.72 | 83.6 | 55316-3157 | USA | N30 | 28 | NEWARK CORPORATION | 60693-0331 | 55.34.9.024.0080 | 4P PLUG IN RELAY, 24VDC COIL, LED + DIODE | PUR | 4P PLUG IN RELAY, 24VDC COIL, LED + DIODE | EA | EA |  | FALSE |  | P | PPD | 100
134793 | 1 | 1 | States | Champlin | Taylor Barrett | TRUE | 2026-07-15T00:00:00 | 2026-12-28T00:00:00 |  | 4 | 0 | 4 | 1.51 | 6.04 | 55316-3157 | USA | N30 | 28 | NEWARK CORPORATION | 60693-0331 | 20C318 | Snap-In Relay Hold Down Spring/Retaining Clips | REL | Snap-In Relay Hold Down Spring/Retaining Clips | EA | EA |  | FALSE |  | P | PPD | 100
133237 | 1 | 1 | States | Champlin | Taylor Barrett | TRUE | 2026-05-13T00:00:00 | 2026-08-03T00:00:00 | 2026-08-03T00:00:00 | 4 | 0 | 4 | 173.67 | 694.68 | 55316-3157 | USA | N30 | 28 | NEWARK CORPORATION | 60693-0331 | SVL-10-24-100 | AC/DC DIN Rail Power Supply (PSU), 1 Output, 240 W, 24 VDC, 10 A | PUR | AC/DC DIN Rail Power Supply (PSU), 1 Output, 240 W, 24 VDC, 10 A | EA | EA |  | TRUE |  | P | PPD | 100
132426 | 1 | 1 | States | Champlin | Taylor Barrett | TRUE | 2026-04-10T00:00:00 | 2026-07-10T00:00:00 | 2026-05-21T00:00:00 | 3 | 0 | 3 | 166.44 | 499.32 | 55316-3157 | USA | N30 | 28 | NEWARK CORPORATION | 60693-0331 | 130006-1102 | Sensor Cables / Actuator Cables MC 4P MP 50' 90D 16/4 PVC | OSV | Sensor Cables / Actuator Cables MC 4P MP 50' 90D 16/4 PVC | EA | EA |  | TRUE |  | P | PPD | 100
134812 | 1 | 1 | States | Champlin | Taylor Barrett | TRUE | 2026-07-15T00:00:00 | 2026-08-24T00:00:00 |  | 8 | 0 | 8 | 0.135 | 1.08 | 55316-3157 | USA | N30 | 28 | NEWARK CORPORATION | 60693-0331 | 1N4007 | 18C8923 STANDARD DIODE, 1A, 1KV, DO-41 | PUR | 18C8923 STANDARD DIODE, 1A, 1KV, DO-41 | EA | EA |  | FALSE |  | P | PPD | 100
133818 | 1 | 1 | States | Champlin | Taylor Barrett | TRUE | 2026-06-03T00:00:00 | 2026-08-03T00:00:00 | 2026-08-03T00:00:00 | 4 | 0 | 4 | 1.1 | 8.8 | 55316-3157 | USA | N30 | 28 | NEWARK CORPORATION | 60693-0331 | 20C318 | Snap-In Relay Hold Down Spring/Retaining Clips | REL | Snap-In Relay Hold Down Spring/Retaining Clips | EA | EA |  | TRUE |  | P | PPD | 100
133818 | 1 | 2 | States | Champlin | Taylor Barrett | TRUE | 2026-06-03T00:00:00 | 2026-08-25T00:00:00 | 2026-08-25T00:00:00 | 4 | 0 | 4 | 1.1 | 8.8 | 55316-3157 | USA | N30 | 28 | NEWARK CORPORATION | 60693-0331 | 20C318 | Snap-In Relay Hold Down Spring/Retaining Clips | REL | Snap-In Relay Hold Down Spring/Retaining Clips | EA | EA |  | TRUE |  | P | PPD | 100
133818 | 2 | 1 | States | Champlin | Taylor Barrett | TRUE | 2026-06-03T00:00:00 | 2026-09-24T00:00:00 | 2026-09-24T00:00:00 | 16 | 0 | 16 | 173.67 | 2778.72 | 55316-3157 | USA | N30 | 28 | NEWARK CORPORATION | 60693-0331 | SVL-10-24-100 | AC/DC DIN Rail Power Supply (PSU), 1 Output, 240 W, 24 VDC, 10 A | PUR | AC/DC DIN Rail Power Supply (PSU), 1 Output, 240 W, 24 VDC, 10 A | EA | EA |  | TRUE |  | P | PPD | 100
134713 | 1 | 1 | States | Dayton | Taylor Barrett | TRUE | 2026-07-13T00:00:00 | 2026-07-20T00:00:00 |  | 110 | 0 | 110 | 16.81 | 1849.1 | 55369-6417 | USA | N30 | 28 | NEWARK CORPORATION | 60693-0331 | 27E893 | Relay Socket For KU Series | REL | Relay Socket For KU Series | EA | EA |  | FALSE |  | P | PPD | Dayton
134713 | 2 | 1 | States | Dayton | Taylor Barrett | TRUE | 2026-07-13T00:00:00 | 2026-07-20T00:00:00 |  | 1 | 0 | 1 | 125.43 | 125.43 | 55369-6417 | USA | N30 | 28 | NEWARK CORPORATION | 60693-0331 | 450XBX40C69LV24VDC | 450 SERIES HEAVY DUTY POWER RELAY, PROTECTIVE COVER, INDICATOR LED | PUR | 450 SERIES HEAVY DUTY POWER RELAY, PROTECTIVE COVER, INDICATOR LED | EA | EA |  | FALSE |  | P | PPD | DAYTON
134713 | 3 | 1 | States | Dayton | Taylor Barrett | TRUE | 2026-07-13T00:00:00 | 2026-08-10T00:00:00 |  | 1 | 0 | 1 | 100.52 | 603.12 | 55369-6417 | USA | N30 | 28 | NEWARK CORPORATION | 60693-0331 | DDR-120D-24 | DC/DC DIN RAIL SUPPLY 24V 120W | PUR | DC/DC DIN RAIL SUPPLY 24V 120W | EA | EA |  | FALSE |  | P | PPD | DAYTON
134713 | 3 | 2 | States | Dayton | Taylor Barrett | TRUE | 2026-07-13T00:00:00 | 2026-09-14T00:00:00 |  | 5 | 0 | 5 | 100.52 | 603.12 | 55369-6417 | USA | N30 | 28 | NEWARK CORPORATION | 60693-0331 | DDR-120D-24 | DC/DC DIN RAIL SUPPLY 24V 120W | PUR | DC/DC DIN RAIL SUPPLY 24V 120W | EA | EA |  | FALSE |  | P | PPD | DAYTON
134713 | 4 | 1 | States | Dayton | Taylor Barrett | TRUE | 2026-07-13T00:00:00 | 2026-07-27T00:00:00 |  | 15 | 0 | 15 | 63.39 | 950.85 | 55369-6417 | USA | N30 | 28 | NEWARK CORPORATION | 60693-0331 | M22-RJ45-SA | BULKHEAD, ETHERNET, 22.5MM, RJ45 SOCKET, IP20 | PUR | BULKHEAD, ETHERNET, 22.5MM, RJ45 SOCKET, IP20 | EA | EA |  | FALSE |  | P | PPD | DAYTON
134713 | 5 | 1 | States | Dayton | Taylor Barrett | TRUE | 2026-07-13T00:00:00 | 2026-10-26T00:00:00 |  | 1 | 0 | 1 | 42.6918 | 42.69 | 55369-6417 | USA | N30 | 28 | NEWARK CORPORATION | 60693-0331 | SC628AN | ALARM HORN 24VDC SONALERT MALLORY SC628ANR | MEC | ALARM HORN 24VDC SONALERT MALLORY SC628ANR | EA | EA |  | FALSE |  | P | PPD | DAYTON
134430 | 1 | 1 | States | Champlin | Taylor Barrett | TRUE | 2026-06-30T00:00:00 | 2026-07-01T00:00:00 |  | 90 | 0 | 90 | 14.58 | 1312.2 | 55316-3157 | USA | N30 | 28 | NEWARK CORPORATION | 60693-0331 | 130201-1111 | (S) MC A-SIZE CLOSURE CAP INT.THREAD | PUR | (S) MC A-SIZE CLOSURE CAP INT.THREAD | EA | EA |  | FALSE |  | P | PPD | 100
133569 | 1 | 1 | States | Champlin | Taylor Barrett | TRUE | 2026-05-22T00:00:00 | 2026-08-03T00:00:00 | 2026-08-03T00:00:00 | 1 | 0 | 1 | 11.03 | 11.03 | 55316-3157 | USA | N30 | 28 | NEWARK CORPORATION | 60693-0331 | 0LCH1321Z | 1POLE COVER PLATE | PUR | 1POLE COVER PLATE | EA | EA |  | TRUE |  | P | PPD | 100
133569 | 2 | 1 | States | Champlin | Taylor Barrett | TRUE | 2026-05-22T00:00:00 | 2026-08-03T00:00:00 | 2026-08-03T00:00:00 | 1 | 0 | 1 | 9.63 | 9.63 | 55316-3157 | USA | N30 | 28 | NEWARK CORPORATION | 60693-0331 | 0LCH1323Z | 3POLE COVER PLATE | PUR | 3POLE COVER PLATE | EA | EA |  | TRUE |  | P | PPD | 100
133569 | 3 | 1 | States | Champlin | Taylor Barrett | TRUE | 2026-05-22T00:00:00 | 2026-08-03T00:00:00 | 2026-08-03T00:00:00 | 1 | 0 | 1 | 37.14 | 37.14 | 55316-3157 | USA | N30 | 28 | NEWARK CORPORATION | 60693-0331 | 0LS25721ZXDIN | 1 POLE DISTRIBUTION BLOCK, 175A, LINE 1- 2 /0 - #14, LOAD 1- 2 /0 - #14 (NEUTRAL) | PUR | 1 POLE DISTRIBUTION BLOCK, 175A, LINE 1- 2 /0 - #14, LOAD 1- 2 /0 - #14 (NEUTRAL) | EA | EA |  | TRUE |  | P | PPD | 100
133569 | 4 | 2 | States | Champlin | Taylor Barrett | TRUE | 2026-05-22T00:00:00 | 2026-08-03T00:00:00 | 2026-08-03T00:00:00 | 30 | 0 | 30 | 173.67 | 17714.34 | 55316-3157 | USA | N30 | 28 | NEWARK CORPORATION | 60693-0331 | SVL-10-24-100 | AC/DC DIN Rail Power Supply (PSU), 1 Output, 240 W, 24 VDC, 10 A | PUR | AC/DC DIN Rail Power Supply (PSU), 1 Output, 240 W, 24 VDC, 10 A | EA | EA |  | TRUE |  | P | PPD | 100
133569 | 4 | 3 | States | Champlin | Taylor Barrett | TRUE | 2026-05-22T00:00:00 | 2026-09-14T00:00:00 | 2026-09-14T00:00:00 | 34 | 0 | 34 | 173.67 | 17714.34 | 55316-3157 | USA | N30 | 28 | NEWARK CORPORATION | 60693-0331 | SVL-10-24-100 | AC/DC DIN Rail Power Supply (PSU), 1 Output, 240 W, 24 VDC, 10 A | PUR | AC/DC DIN Rail Power Supply (PSU), 1 Output, 240 W, 24 VDC, 10 A | EA | EA |  | TRUE |  | P | PPD | 100
133569 | 4 | 4 | States | Champlin | Taylor Barrett | TRUE | 2026-05-22T00:00:00 | 2026-11-24T00:00:00 | 2026-11-24T00:00:00 | 16 | 0 | 16 | 173.67 | 17714.34 | 55316-3157 | USA | N30 | 28 | NEWARK CORPORATION | 60693-0331 | SVL-10-24-100 | AC/DC DIN Rail Power Supply (PSU), 1 Output, 240 W, 24 VDC, 10 A | PUR | AC/DC DIN Rail Power Supply (PSU), 1 Output, 240 W, 24 VDC, 10 A | EA | EA |  | TRUE |  | P | PPD | 100
134089 | 1 | 3 | States | Dayton | Taylor Barrett | TRUE | 2026-06-15T00:00:00 | 2027-02-15T00:00:00 | 2027-02-15T00:00:00 | 17 | 0 | 17 | 58.45 | 3097.85 | 55369-6417 | USA | N30 | 28 | NEWARK CORPORATION | 60693-0331 | M22-RJ45-SA | BULKHEAD, ETHERNET, 22.5MM, RJ45 SOCKET, IP20 | PUR | BULKHEAD, ETHERNET, 22.5MM, RJ45 SOCKET, IP20 | EA | EA |  | TRUE |  | P | PPD | DAYTON
134089 | 1 | 2 | States | Dayton | Taylor Barrett | TRUE | 2026-06-15T00:00:00 | 2026-09-14T00:00:00 | 2026-09-14T00:00:00 | 24 | 0 | 24 | 58.45 | 3097.85 | 55369-6417 | USA | N30 | 28 | NEWARK CORPORATION | 60693-0331 | M22-RJ45-SA | BULKHEAD, ETHERNET, 22.5MM, RJ45 SOCKET, IP20 | PUR | BULKHEAD, ETHERNET, 22.5MM, RJ45 SOCKET, IP20 | EA | EA |  | TRUE |  | P | PPD | DAYTON
134089 | 1 | 1 | States | Dayton | Taylor Barrett | TRUE | 2026-06-15T00:00:00 | 2026-09-14T00:00:00 | 2026-09-14T00:00:00 | 12 | 0 | 12 | 58.45 | 3097.85 | 55369-6417 | USA | N30 | 28 | NEWARK CORPORATION | 60693-0331 | M22-RJ45-SA | BULKHEAD, ETHERNET, 22.5MM, RJ45 SOCKET, IP20 | PUR | BULKHEAD, ETHERNET, 22.5MM, RJ45 SOCKET, IP20 | EA | EA |  | TRUE |  | P | PPD | DAYTON
133093 | 1 | 1 | States | Champlin | Taylor Barrett | TRUE | 2026-05-08T00:00:00 | 2026-08-10T00:00:00 | 2026-08-10T00:00:00 | 4 | 0 | 4 | 755 | 3020 | 55316-3157 | USA | N30 | 28 | NEWARK CORPORATION | 60693-0331 | INT-1534-L-5-L-011-1 | Digital Panel Meter, Integra, 3 Phase, 4 Wire, 100 to 240 V Input, 5A, 12 to 248 Vac/dc Aux, RS485, 0-20ma Analogue Output | PUR | Digital Panel Meter, Integra, 3 Phase, 4 Wire, 100 to 240 V Input, 5A, 12 to 248 Vac/dc Aux, RS485, 0-20ma Analogue Output | EA | EA |  | TRUE |  | P | PPD | 100
134147 | 1 | 1 | States | Dayton | Holly Davis | TRUE | 2026-06-16T00:00:00 | 2026-07-28T00:00:00 |  | 2 | 0 | 2 | 5.4 | 10.8 | 55369-6417 | USA | D05 | 38 | SUPERIOR INTERLOCK CORPORATION | 11385 | MB4 | 2 MTG Bolt 3/8x2" | PUR | 2 MTG Bolt 3/8x2" | EA | EA |  | FALSE |  | P | PPD | DAYTON
134147 | 2 | 1 | States | Dayton | Holly Davis | TRUE | 2026-06-16T00:00:00 | 2026-07-28T00:00:00 |  | 1 | 0 | 1 | 139.5 | 279 | 55369-6417 | USA | D05 | 38 | SUPERIOR INTERLOCK CORPORATION | 11385 | S105810Y | ITEM 1, B-40003-1, Flat mounted key interlock, bolt extension 2.00", key removeable in extended position, key interchange "A1" with ITEM 2 | PUR | ITEM 1, B-40003-1, Flat mounted key interlock, bolt extension 4.00", key removeable in extended position, key interchange "A1" with ITEM 2 | EA | EA |  | FALSE |  | P | PPD | Dayton
134147 | 2 | 2 | States | Dayton | Holly Davis | TRUE | 2026-06-16T00:00:00 | 2026-07-28T00:00:00 |  | 1 | 0 | 1 | 139.5 | 279 | 55369-6417 | USA | D05 | 38 | SUPERIOR INTERLOCK CORPORATION | 11385 | S105810Y | ITEM 1, B-40003-1, Flat mounted key interlock, bolt extension 2.00", key removeable in extended position, key interchange "A1" with ITEM 2 | PUR | ITEM 1, B-40003-1, Flat mounted key interlock, bolt extension 4.00", key removeable in extended position, key interchange "A1" with ITEM 2 | EA | EA |  | FALSE |  | P | PPD | Dayton
134323 | 1 | 1 | States | Champlin | Holly Davis | TRUE | 2026-06-24T00:00:00 | 2026-09-08T00:00:00 |  | 29 | 0 | 29 | 138.75 | 4023.75 | 55316-3157 | USA | D05 | 38 | SUPERIOR INTERLOCK CORPORATION | 11385 | C-964/CN22A | Lock Cylinder for Square D Schneider Masterpact Bkr | PUR | Lock Cylinder for Square D Schneider Masterpact Bkr | EA | EA |  | FALSE |  | P | PPD
132909 | 1 | 17 | States | Champlin | Holly Davis | TRUE | 2026-04-30T00:00:00 | 2026-07-10T00:00:00 |  | 15 | 3 | 12 | 138.75 | 35381.25 | 55316-3157 | USA | D05 | 38 | SUPERIOR INTERLOCK CORPORATION | 11385 | C-964/CN22A | Lock Cylinder for Square D Schneider Masterpact Bkr | PUR | Lock Cylinder for Square D Schneider Masterpact Bkr | EA | EA |  | TRUE |  | P | PPD | 100
132909 | 1 | 18 | States | Champlin | Holly Davis | TRUE | 2026-04-30T00:00:00 | 2026-07-10T00:00:00 |  | 15 | 0 | 15 | 138.75 | 35381.25 | 55316-3157 | USA | D05 | 38 | SUPERIOR INTERLOCK CORPORATION | 11385 | C-964/CN22A | Lock Cylinder for Square D Schneider Masterpact Bkr | PUR | Lock Cylinder for Square D Schneider Masterpact Bkr | EA | EA |  | TRUE |  | P | PPD | 100
132909 | 3 | 13 | States | Champlin | Holly Davis | TRUE | 2026-04-30T00:00:00 | 2026-06-26T00:00:00 | 2026-06-26T00:00:00 | 2 | 0 | 2 | 1000 | 78000 | 55316-3157 | USA | D05 | 38 | SUPERIOR INTERLOCK CORPORATION | 11385 | S1059001YPBL/SOL2 | 1-key solenoid key release interlock Unit B-986 SKRU for panel mounting with push button & ind lamp 24 vdc | PUR | 1-key solenoid key release interlock Unit B-986 SKRU for panel mounting with push button & ind lamp 24 vdc | EA | EA |  | TRUE |  | P | PPD | 100
132909 | 3 | 14 | States | Champlin | Holly Davis | TRUE | 2026-04-30T00:00:00 | 2026-06-26T00:00:00 | 2026-06-26T00:00:00 | 5 | 0 | 5 | 1000 | 78000 | 55316-3157 | USA | D05 | 38 | SUPERIOR INTERLOCK CORPORATION | 11385 | S1059001YPBL/SOL2 | 1-key solenoid key release interlock Unit B-986 SKRU for panel mounting with push button & ind lamp 24 vdc | PUR | 1-key solenoid key release interlock Unit B-986 SKRU for panel mounting with push button & ind lamp 24 vdc | EA | EA |  | TRUE |  | P | PPD | 100
132909 | 3 | 15 | States | Champlin | Holly Davis | TRUE | 2026-04-30T00:00:00 | 2026-06-26T00:00:00 | 2026-06-26T00:00:00 | 5 | 0 | 5 | 1000 | 78000 | 55316-3157 | USA | D05 | 38 | SUPERIOR INTERLOCK CORPORATION | 11385 | S1059001YPBL/SOL2 | 1-key solenoid key release interlock Unit B-986 SKRU for panel mounting with push button & ind lamp 24 vdc | PUR | 1-key solenoid key release interlock Unit B-986 SKRU for panel mounting with push button & ind lamp 24 vdc | EA | EA |  | TRUE |  | P | PPD | 100
132909 | 3 | 16 | States | Champlin | Holly Davis | TRUE | 2026-04-30T00:00:00 | 2026-06-26T00:00:00 | 2026-06-26T00:00:00 | 5 | 0 | 5 | 1000 | 78000 | 55316-3157 | USA | D05 | 38 | SUPERIOR INTERLOCK CORPORATION | 11385 | S1059001YPBL/SOL2 | 1-key solenoid key release interlock Unit B-986 SKRU for panel mounting with push button & ind lamp 24 vdc | PUR | 1-key solenoid key release interlock Unit B-986 SKRU for panel mounting with push button & ind lamp 24 vdc | EA | EA |  | TRUE |  | P | PPD | 100
132909 | 3 | 17 | States | Champlin | Holly Davis | TRUE | 2026-04-30T00:00:00 | 2026-07-15T00:00:00 | 2026-06-26T00:00:00 | 5 | 0 | 5 | 1000 | 78000 | 55316-3157 | USA | D05 | 38 | SUPERIOR INTERLOCK CORPORATION | 11385 | S1059001YPBL/SOL2 | 1-key solenoid key release interlock Unit B-986 SKRU for panel mounting with push button & ind lamp 24 vdc | PUR | 1-key solenoid key release interlock Unit B-986 SKRU for panel mounting with push button & ind lamp 24 vdc | EA | EA |  | TRUE |  | P | PPD | 100
134656 | 1 | 1 | States | Champlin | Holly Davis | TRUE | 2026-07-09T00:00:00 | 2026-07-09T00:00:00 |  | 9 | 0 | 9 | 598.5 | 5386.5 | 55316-3157 | USA | D05 | 38 | SUPERIOR INTERLOCK CORPORATION | 11385 | MicroCylinderI | ORDER PER BOM/QUOTE | PUR | MicroCylinderI Compact type threaded interlock cylinder for smaller-sized switchgear Keyed A,B,C | EA | EA |  | FALSE |  | P | PPD | 100
134656 | 2 | 1 | States | Champlin | Holly Davis | TRUE | 2026-07-09T00:00:00 | 2026-07-09T00:00:00 |  | 3 | 0 | 3 | 598.5 | 1795.5 | 55316-3157 | USA | D05 | 38 | SUPERIOR INTERLOCK CORPORATION | 11385 | S105659Y | ORDER PER BOM/QUOTE | PUR | B-1088-3 Transfer Interlock 2/1 grouping A releases B & C | EA | EA |  | FALSE |  | P | PPD | 100
133456 | 1 | 1 | States | PwrQ Holdings LLC | Holly Davis | TRUE | 2026-05-20T00:00:00 | 2026-07-27T00:00:00 |  | 122 | 0 | 122 | 598.5 | 177156 | 21076-1351 | USA | D05 | 38 | SUPERIOR INTERLOCK CORPORATION | 11385 | MicroCylinderI | ORDER PER BOM/QUOTE | PUR | (Order per Superior quote #59118, See quote for key stamping numbers) Compact type threaded interlock cylinder for smaller-sized switchgear | EA | EA |  | FALSE |  | P | PPD | 100
133456 | 1 | 2 | States | PwrQ Holdings LLC | Holly Davis | TRUE | 2026-05-20T00:00:00 | 2026-08-25T00:00:00 |  | 56 | 0 | 56 | 598.5 | 177156 | 21076-1351 | USA | D05 | 38 | SUPERIOR INTERLOCK CORPORATION | 11385 | MicroCylinderI | ORDER PER BOM/QUOTE | PUR | (Order per Superior quote #59118, See quote for key stamping numbers) Compact type threaded interlock cylinder for smaller-sized switchgear | EA | EA |  | FALSE |  | P | PPD | 100
133456 | 1 | 3 | States | PwrQ Holdings LLC | Holly Davis | TRUE | 2026-05-20T00:00:00 | 2026-09-24T00:00:00 |  | 84 | 0 | 84 | 598.5 | 177156 | 21076-1351 | USA | D05 | 38 | SUPERIOR INTERLOCK CORPORATION | 11385 | MicroCylinderI | ORDER PER BOM/QUOTE | PUR | (Order per Superior quote #59118, See quote for key stamping numbers) Compact type threaded interlock cylinder for smaller-sized switchgear | EA | EA |  | FALSE |  | P | PPD | 100
133456 | 1 | 4 | States | PwrQ Holdings LLC | Holly Davis | TRUE | 2026-05-20T00:00:00 | 2026-10-26T00:00:00 |  | 30 | 0 | 30 | 598.5 | 177156 | 21076-1351 | USA | D05 | 38 | SUPERIOR INTERLOCK CORPORATION | 11385 | MicroCylinderI | ORDER PER BOM/QUOTE | PUR | (Order per Superior quote #59118, See quote for key stamping numbers) Compact type threaded interlock cylinder for smaller-sized switchgear | EA | EA |  | FALSE |  | P | PPD | 100
133456 | 1 | 5 | States | PwrQ Holdings LLC | Holly Davis | TRUE | 2026-05-20T00:00:00 | 2026-07-27T00:00:00 |  | 4 | 0 | 4 | 598.5 | 177156 | 21076-1351 | USA | D05 | 38 | SUPERIOR INTERLOCK CORPORATION | 11385 | MicroCylinderI | ORDER PER BOM/QUOTE | PUR | (Order per Superior quote #59118, See quote for key stamping numbers) Compact type threaded interlock cylinder for smaller-sized switchgear | EA | EA |  | FALSE |  | P | PPD | 100
133456 | 2 | 1 | States | PwrQ Holdings LLC | Holly Davis | TRUE | 2026-05-20T00:00:00 | 2026-07-27T00:00:00 |  | 61 | 0 | 61 | 598.5 | 88578 | 21076-1351 | USA | D05 | 38 | SUPERIOR INTERLOCK CORPORATION | 11385 | S1059001YPBL | 1-Key Solenoid Key Release interlock Unit B-986 SKRU for Panel Mounting with Push Button & Ind Lamp | PUR | (Order per Superior quote #59118, See quote for key stamping numbers) 1-Key Solenoid Key Release interlock Unit B-986 SKRU for Panel Mounting with Push Button & Ind Lamp 120vac Solenoid, 1-SOL1 120vac Solenoid. | EA | EA |  | FALSE |  | P | PPD | 100
133456 | 2 | 2 | States | PwrQ Holdings LLC | Holly Davis | TRUE | 2026-05-20T00:00:00 | 2026-08-25T00:00:00 |  | 28 | 0 | 28 | 598.5 | 88578 | 21076-1351 | USA | D05 | 38 | SUPERIOR INTERLOCK CORPORATION | 11385 | S1059001YPBL | 1-Key Solenoid Key Release interlock Unit B-986 SKRU for Panel Mounting with Push Button & Ind Lamp | PUR | (Order per Superior quote #59118, See quote for key stamping numbers) 1-Key Solenoid Key Release interlock Unit B-986 SKRU for Panel Mounting with Push Button & Ind Lamp 120vac Solenoid, 1-SOL1 120vac Solenoid. | EA | EA |  | FALSE |  | P | PPD | 100
133456 | 2 | 3 | States | PwrQ Holdings LLC | Holly Davis | TRUE | 2026-05-20T00:00:00 | 2026-09-24T00:00:00 |  | 42 | 0 | 42 | 598.5 | 88578 | 21076-1351 | USA | D05 | 38 | SUPERIOR INTERLOCK CORPORATION | 11385 | S1059001YPBL | 1-Key Solenoid Key Release interlock Unit B-986 SKRU for Panel Mounting with Push Button & Ind Lamp | PUR | (Order per Superior quote #59118, See quote for key stamping numbers) 1-Key Solenoid Key Release interlock Unit B-986 SKRU for Panel Mounting with Push Button & Ind Lamp 120vac Solenoid, 1-SOL1 120vac Solenoid. | EA | EA |  | FALSE |  | P | PPD | 100
133456 | 2 | 4 | States | PwrQ Holdings LLC | Holly Davis | TRUE | 2026-05-20T00:00:00 | 2026-10-26T00:00:00 |  | 15 | 0 | 15 | 598.5 | 88578 | 21076-1351 | USA | D05 | 38 | SUPERIOR INTERLOCK CORPORATION | 11385 | S1059001YPBL | 1-Key Solenoid Key Release interlock Unit B-986 SKRU for Panel Mounting with Push Button & Ind Lamp | PUR | (Order per Superior quote #59118, See quote for key stamping numbers) 1-Key Solenoid Key Release interlock Unit B-986 SKRU for Panel Mounting with Push Button & Ind Lamp 120vac Solenoid, 1-SOL1 120vac Solenoid. | EA | EA |  | FALSE |  | P | PPD | 100
133456 | 2 | 5 | States | PwrQ Holdings LLC | Holly Davis | TRUE | 2026-05-20T00:00:00 | 2026-07-15T00:00:00 |  | 2 | 0 | 2 | 598.5 | 88578 | 21076-1351 | USA | D05 | 38 | SUPERIOR INTERLOCK CORPORATION | 11385 | S1059001YPBL | 1-Key Solenoid Key Release interlock Unit B-986 SKRU for Panel Mounting with Push Button & Ind Lamp | PUR | (Order per Superior quote #59118, See quote for key stamping numbers) 1-Key Solenoid Key Release interlock Unit B-986 SKRU for Panel Mounting with Push Button & Ind Lamp 120vac Solenoid, 1-SOL1 120vac Solenoid. | EA | EA |  | FALSE |  | P | PPD | DAYTON
133767 | 1 | 2 | States | MGM Transformer | Holly Davis | TRUE | 2026-06-01T00:00:00 | 2026-08-03T00:00:00 | 2026-08-03T00:00:00 | 70 | 0 | 70 | 138.75 | 13042.5 | 92154 | USA | D05 | 38 | SUPERIOR INTERLOCK CORPORATION | 11385 | C-964/CN22A | Lock Cylinder for Square D Schneider Masterpact Bkr | PUR | Lock Cylinder for Square D Schneider Masterpact Bkr | EA | EA |  | TRUE |  | P | PPD | 100
133767 | 1 | 3 | States | MGM Transformer | Holly Davis | TRUE | 2026-06-01T00:00:00 | 2026-08-03T00:00:00 | 2026-08-03T00:00:00 | 12 | 0 | 12 | 138.75 | 13042.5 | 92154 | USA | D05 | 38 | SUPERIOR INTERLOCK CORPORATION | 11385 | C-964/CN22A | Lock Cylinder for Square D Schneider Masterpact Bkr | PUR | Lock Cylinder for Square D Schneider Masterpact Bkr | EA | EA |  | TRUE |  | P | PPD | 100
133767 | 1 | 4 | States | MGM Transformer | Holly Davis | TRUE | 2026-06-01T00:00:00 | 2026-08-03T00:00:00 | 2026-08-03T00:00:00 | 12 | 0 | 12 | 138.75 | 13042.5 | 92154 | USA | D05 | 38 | SUPERIOR INTERLOCK CORPORATION | 11385 | C-964/CN22A | Lock Cylinder for Square D Schneider Masterpact Bkr | PUR | Lock Cylinder for Square D Schneider Masterpact Bkr | EA | EA |  | TRUE |  | P | PPD | 100
133767 | 2 | 2 | States | MGM Transformer | Holly Davis | TRUE | 2026-06-01T00:00:00 | 2026-08-03T00:00:00 | 2026-08-03T00:00:00 | 35 | 0 | 35 | 1000 | 47000 | 92154 | USA | D05 | 38 | SUPERIOR INTERLOCK CORPORATION | 11385 | S1059001YPBL | 1-Key Solenoid Key Release interlock Unit B-986 SKRU for Panel Mounting with Push Button & Ind Lamp | PUR | 1-Key Solenoid Key Release interlock Unit B-986 SKRU for Panel Mounting with Push Button & Ind Lamp Solenoid, Solenoid TYPE: 24VDC | EA | EA |  | TRUE |  | P | PPD | 100
133767 | 2 | 3 | States | MGM Transformer | Holly Davis | TRUE | 2026-06-01T00:00:00 | 2026-08-03T00:00:00 | 2026-08-03T00:00:00 | 6 | 0 | 6 | 1000 | 47000 | 92154 | USA | D05 | 38 | SUPERIOR INTERLOCK CORPORATION | 11385 | S1059001YPBL | 1-Key Solenoid Key Release interlock Unit B-986 SKRU for Panel Mounting with Push Button & Ind Lamp | PUR | 1-Key Solenoid Key Release interlock Unit B-986 SKRU for Panel Mounting with Push Button & Ind Lamp Solenoid, Solenoid TYPE: 24VDC | EA | EA |  | TRUE |  | P | PPD | 100
133767 | 2 | 4 | States | MGM Transformer | Holly Davis | TRUE | 2026-06-01T00:00:00 | 2026-08-03T00:00:00 | 2026-08-03T00:00:00 | 6 | 0 | 6 | 1000 | 47000 | 92154 | USA | D05 | 38 | SUPERIOR INTERLOCK CORPORATION | 11385 | S1059001YPBL | 1-Key Solenoid Key Release interlock Unit B-986 SKRU for Panel Mounting with Push Button & Ind Lamp | PUR | 1-Key Solenoid Key Release interlock Unit B-986 SKRU for Panel Mounting with Push Button & Ind Lamp Solenoid, Solenoid TYPE: 24VDC | EA | EA |  | TRUE |  | P | PPD | 100
133905 | 1 | 1 | States | Dayton | Megan Swymeler | TRUE | 2026-06-08T00:00:00 | 2026-10-26T00:00:00 | 2026-10-26T00:00:00 | 48 | 0 | 48 | 335 | 16080 | 55369-6417 | USA | N30 | 40 | S & C ELECTRIC COMPANY | 60694-1704 | 132300R4 | SM-5 Fuse Refill, 17kV, 200E, 34kA | PUR | SM-5 Fuse Refill, 17kV, 200E, 34kA | EA | EA |  | TRUE |  | P | PPD | DAYTON
133905 | 2 | 1 | States | Dayton | Megan Swymeler | TRUE | 2026-06-08T00:00:00 | 2026-10-26T00:00:00 | 2026-10-26T00:00:00 | 48 | 0 | 48 | 335 | 16080 | 55369-6417 | USA | N30 | 40 | S & C ELECTRIC COMPANY | 60694-1704 | 133300R4 | SM-5 Fuse Refill, 27kV, 200E, 20kA | PUR | SM-5 Fuse Refill, 27kV, 200E, 20kA | EA | EA |  | TRUE |  | P | PPD | DAYTON
133905 | 3 | 1 | States | Dayton | Megan Swymeler | TRUE | 2026-06-08T00:00:00 | 2026-10-26T00:00:00 | 2026-10-26T00:00:00 | 48 | 0 | 48 | 1717.77 | 82452.96 | 55369-6417 | USA | N30 | 40 | S & C ELECTRIC COMPANY | 60694-1704 | 86812R2 | SM-5S Non-Disconnect Fuse Holder, 15kV | PUR | SM-5S Non-Disconnect Fuse Holder, 15kV | EA | EA |  | TRUE |  | P | PPD | DAYTON
133905 | 4 | 1 | States | Dayton | Megan Swymeler | TRUE | 2026-06-08T00:00:00 | 2026-10-26T00:00:00 | 2026-10-26T00:00:00 | 48 | 0 | 48 | 1951.48 | 93671.04 | 55369-6417 | USA | N30 | 40 | S & C ELECTRIC COMPANY | 60694-1704 | 86813R2 | SM-5S Non-Disconnect Fuse Holder, 27kV | PUR | SM-5S Non-Disconnect Fuse Holder, 27kV | EA | EA |  | TRUE |  | P | PPD | DAYTON
133905 | 5 | 1 | States | Dayton | Megan Swymeler | TRUE | 2026-06-08T00:00:00 | 2026-10-26T00:00:00 | 2026-10-26T00:00:00 | 48 | 0 | 48 | 1625 | 78000 | 55369-6417 | USA | N30 | 40 | S & C ELECTRIC COMPANY | 60694-1704 | 87053R1 | SM-5S Non-Disconnect Mounting, 27kV | PUR | SM-5S Non-Disconnect Mounting, 27kV | EA | EA |  | TRUE |  | P | PPD | DAYTON
133905 | 6 | 1 | States | Dayton | Megan Swymeler | TRUE | 2026-06-08T00:00:00 | 2026-10-26T00:00:00 | 2026-10-26T00:00:00 | 48 | 0 | 48 | 1275 | 61200 | 55369-6417 | USA | N30 | 40 | S & C ELECTRIC COMPANY | 60694-1704 | 87602R3 | SM-5S Non-Disconnect Mounting, 15kV | PUR | SM-5S Non-Disconnect Mounting, 15kV | EA | EA |  | TRUE |  | P | PPD | DAYTON
133906 | 1 | 1 | States | Dayton | Megan Swymeler | TRUE | 2026-06-08T00:00:00 | 2026-08-14T00:00:00 | 2026-08-14T00:00:00 | 3 | 0 | 3 | 1670 | 5010 | 55369-6417 | USA | N30 | 40 | S & C ELECTRIC COMPANY | 60694-1704 | 187684 | Mounting, SM-5S, 34.5kV | PUR | Mounting, SM-5S, 34.5kV | EA | EA |  | TRUE |  | P | PPD | DAYTON
133906 | 2 | 1 | States | Dayton | Megan Swymeler | TRUE | 2026-06-08T00:00:00 | 2026-08-28T00:00:00 | 2026-08-28T00:00:00 | 3 | 0 | 3 | 1770 | 5310 | 55369-6417 | USA | N30 | 40 | S & C ELECTRIC COMPANY | 60694-1704 | 86814R2 | Holder, SM-5S, 34.5kV | PUR | Holder, SM-5S, 34.5kV | EA | EA |  | TRUE |  | P | PPD | DAYTON
133607 | 1 | 1 | States | Dayton | Megan Swymeler | TRUE | 2026-05-26T00:00:00 | 2026-08-28T00:00:00 | 2026-08-28T00:00:00 | 4 | 0 | 4 | 370 | 1480 | 55369-6417 | USA | N30 | 40 | S & C ELECTRIC COMPANY | 60694-1704 | 134300R4 | SM-5 Fuse Refill, 38kV, 200E, 17.5kA | PUR | SM-5 Fuse Refill, 38kV, 200E, 17.5kA | EA | EA |  | TRUE |  | P | PPD | DAYTON
133607 | 2 | 1 | States | Dayton | Megan Swymeler | TRUE | 2026-05-26T00:00:00 | 2026-08-07T00:00:00 | 2026-08-07T00:00:00 | 3 | 0 | 3 | 1817.09 | 5451.27 | 55369-6417 | USA | N30 | 40 | S & C ELECTRIC COMPANY | 60694-1704 | 86154R2 | SM-5 Fuse Holder, 38 kV | PUR | SM-5 Fuse Holder, 38 kV | EA | EA |  | TRUE |  | P | PPD | DAYTON
133607 | 3 | 1 | States | Dayton | Megan Swymeler | TRUE | 2026-05-26T00:00:00 | 2026-08-14T00:00:00 | 2026-08-14T00:00:00 | 3 | 0 | 3 | 794.61 | 2383.83 | 55369-6417 | USA | N30 | 40 | S & C ELECTRIC COMPANY | 60694-1704 | 87519R2 | SM-5 Live Part - Disconnect, 180 degree opening verticle | PUR | SM-5 Live Part - Disconnect, 180 degree opening verticle | EA | EA |  | TRUE |  | P | PPD | DAYTON
133763 | 3 | 1 | States | Dayton | Megan Swymeler | TRUE | 2026-06-01T00:00:00 | 2026-10-01T00:00:00 | 2026-10-01T00:00:00 | 24 | 0 | 24 | 2068.33 | 49639.92 | 55369-6417 | USA | N30 | 40 | S & C ELECTRIC COMPANY | 60694-1704 | 86814R2 | Holder, SM-5S, 34.5kV | PUR | Holder, SM-5S, 34.5kV | EA | EA |  | TRUE |  | P | PPD | DAYTON
133763 | 2 | 1 | States | Dayton | Megan Swymeler | TRUE | 2026-06-01T00:00:00 | 2026-10-01T00:00:00 | 2026-10-01T00:00:00 | 24 | 0 | 24 | 1670 | 40080 | 55369-6417 | USA | N30 | 40 | S & C ELECTRIC COMPANY | 60694-1704 | 187684 | Mounting, SM-5S, 34.5kV | PUR | Mounting, SM-5S, 34.5kV | EA | EA |  | TRUE |  | P | PPD | DAYTON
133763 | 1 | 1 | States | Dayton | Megan Swymeler | TRUE | 2026-06-01T00:00:00 | 2026-10-01T00:00:00 | 2026-10-01T00:00:00 | 24 | 0 | 24 | 370 | 8880 | 55369-6417 | USA | N30 | 40 | S & C ELECTRIC COMPANY | 60694-1704 | 134300R4 | SM-5 Fuse Refill, 38kV, 200E, 17.5kA | PUR | SM-5 Fuse Refill, 38kV, 200E, 17.5kA | EA | EA |  | TRUE |  | P | PPD | DAYTON
133972 | 1 | 1 | States | Dayton | Megan Swymeler | TRUE | 2026-06-10T00:00:00 | 2026-08-19T00:00:00 | 2026-08-19T00:00:00 | 1 | 0 | 1 | 660.23 | 660.23 | 55369-6417 | USA | N30 | 40 | S & C ELECTRIC COMPANY | 60694-1704 | FDA-1065 | SM-5S Spare Snuffle | PUR | SM-5S Spare Snuffle | EA | EA |  | TRUE |  | P | PPD | DAYTON
134210 | 3 | 1 | States | Dayton | Megan Swymeler | TRUE | 2026-06-18T00:00:00 | 2026-08-13T00:00:00 | 2026-08-13T00:00:00 | 6 | 0 | 6 | 2068.33 | 12409.98 | 55369-6417 | USA | N30 | 40 | S & C ELECTRIC COMPANY | 60694-1704 | 86814R2 | Holder, SM-5S, 34.5kV | PUR | Holder, SM-5S, 34.5kV | EA | EA |  | TRUE |  | P | PPD | DAYTON
134210 | 2 | 1 | States | Dayton | Megan Swymeler | TRUE | 2026-06-18T00:00:00 | 2026-08-27T00:00:00 | 2026-08-27T00:00:00 | 6 | 0 | 6 | 1670 | 10020 | 55369-6417 | USA | N30 | 40 | S & C ELECTRIC COMPANY | 60694-1704 | 187684 | Mounting, SM-5S, 34.5kV | PUR | Mounting, SM-5S, 34.5kV | EA | EA |  | TRUE |  | P | PPD | DAYTON
134210 | 1 | 1 | States | Dayton | Megan Swymeler | TRUE | 2026-06-18T00:00:00 | 2026-08-13T00:00:00 | 2026-08-13T00:00:00 | 6 | 0 | 6 | 370 | 2220 | 55369-6417 | USA | N30 | 40 | S & C ELECTRIC COMPANY | 60694-1704 | 134300R4 | SM-5 Fuse Refill, 38kV, 200E, 17.5kA | PUR | SM-5 Fuse Refill, 38kV, 200E, 17.5kA | EA | EA |  | TRUE |  | P | PPD | DAYTON
134032 | 3 | 1 | States | Dayton | Megan Swymeler | TRUE | 2026-06-11T00:00:00 | 2026-09-30T00:00:00 | 2026-09-30T00:00:00 | 24 | 0 | 24 | 1625 | 39000 | 55369-6417 | USA | N30 | 40 | S & C ELECTRIC COMPANY | 60694-1704 | 87053R1 | SM-5S Non-Disconnect Mounting, 27kV | PUR | SM-5S Non-Disconnect Mounting, 27kV | EA | EA |  | TRUE |  | P | PPD | DAYTON
134032 | 2 | 1 | States | Dayton | Megan Swymeler | TRUE | 2026-06-11T00:00:00 | 2026-09-30T00:00:00 | 2026-09-30T00:00:00 | 4 | 0 | 4 | 1951.48 | 7805.92 | 55369-6417 | USA | N30 | 40 | S & C ELECTRIC COMPANY | 60694-1704 | 86813R2 | SM-5S Non-Disconnect Fuse Holder, 27kV | PUR | SM-5S Non-Disconnect Fuse Holder, 27kV | EA | EA |  | TRUE |  | P | PPD | DAYTON
134032 | 1 | 1 | States | Dayton | Megan Swymeler | TRUE | 2026-06-11T00:00:00 | 2026-09-30T00:00:00 | 2026-09-30T00:00:00 | 24 | 0 | 24 | 335 | 8040 | 55369-6417 | USA | N30 | 40 | S & C ELECTRIC COMPANY | 60694-1704 | 133300R4 | SM-5 Fuse Refill, 27kV, 200E, 20kA | PUR | SM-5 Fuse Refill, 27kV, 200E, 20kA | EA | EA |  | TRUE |  | P | PPD | DAYTON
132970 | 1 | 1 | States | Dayton | Robert Boulka | TRUE | 2026-05-04T00:00:00 |  |  | 16 | 4 | 12 | 835.34 | 13365.44 | 55369-6417 | USA | N30 | 41 | THE SHERWIN-WILLIAMS CO | 55445 | VG240P | WATERBASED UNDERCOATING BLACK | pnt | WATERBASED UNDERCOATING BLACK | DR | DR |  | TRUE |  | P | PPD | DAYTON
134802 | 2 | 1 | States | Champlin | Taylor Barrett | TRUE | 2026-07-15T00:00:00 | 2026-10-16T00:00:00 |  | 1 | 0 | 1 | 324 | 324 | 55316-3157 | USA | N30 | 42 | SIEMENS INDUSTRY INC | 60132 | 7KM93000AE020AA0 | Standard Product--ExpMod Switch Ether/Profinet for PAC/3VA | PUR | Standard Product--ExpMod Switch Ether/Profinet for PAC/3VA | EA | EA |  | FALSE |  | P | PPD | 100
134802 | 1 | 1 | States | Champlin | Taylor Barrett | TRUE | 2026-07-15T00:00:00 | 2026-10-16T00:00:00 |  | 1 | 0 | 1 | 539.5 | 539.5 | 55316-3157 | USA | N30 | 42 | SIEMENS INDUSTRY INC | 60132 | 7KM32200BA011DA0 | PAC3220 LCD 96 x 96 mm, Panel Mount Power Meter, AC/DC, 100+ Measurements, THD harmonics, 2-Dig In & 2-Dig Out, Modbus TCP, Standard Dual 10/100Base-T Ethernet with up to 3 master ability. Optional expansion modules for Modbus RTU, Profibus, Profinet. U rated input: 690/400V 45-65Hz IE rated input: X/1A oder X/5A AC Power supply: 100 ... 250 V +-10 % AC/DC screw connectionsFPAC3200 Digital Multimeter with 24VDC Power Supply, Power Metering, Profinet Communications Module.PN 7KM32200BA011DA0.Communication Module for Ethernet Profinet Plugin. PN: 7KM93000AE020AA0 | SRPP | PAC3220 LCD 96 x 96 mm, Panel Mount Power Meter, AC/DC, 100+ Measurements, THD harmonics, 2-Dig In & 2-Dig Out, Modbus TCP, Standard Dual 10/100Base-T Ethernet with up to 3 master ability. Optional expansion modules for Modbus RTU, Profibus, Profinet. U rated input: 690/400V 45-65Hz IE rated input: X/1A oder X/5A AC Power supply: 100 ... 250 V +-10 % AC/DC screw connectionsFPAC3200 Digital Multimeter with 24VDC Power Supply, Power Metering, Profinet Communications Module.PN 7KM32200BA011DA0.Communication Module for Ethernet Profinet Plugin. PN: 7KM93000AE020AA0 | EA | EA |  | FALSE |  | P | PPD | 100
134361 | 1 | 1 | States | Champlin | Taylor Barrett | TRUE | 2026-06-25T00:00:00 | 2026-07-06T00:00:00 |  | 1 | 0 | 1 | 580.8 | 580.8 | 55316-3157 | USA | N30 | 42 | SIEMENS INDUSTRY INC | 60132 | S3VA55TD | 3VA 1000A Strap kit | PUR | 3VA 1000A Strap kit | EA | EA |  | FALSE |  | P | PPD | 100
132602 | 2 | 1 | States | Dayton | Taylor Barrett | TRUE | 2026-04-20T00:00:00 | 2026-06-19T00:00:00 | 2026-06-19T00:00:00 | 16 | 31 | -15 | 4433.83 | 70941.28 | 55369-6417 | USA | N30 | 42 | SIEMENS INDUSTRY INC | 60132 | P2N42E4050FTS | P2 Quote horttm000_04082600_00_00_M00 - Panel Board, P2, 125VDC, 50A MAIN P2N30E4050FTS, System Voltage: 125V DC 2 Pole Branches Only, IR @ 22,000 AIC, Top Feed, Surface Mount, Bus Rating: 250A, Bus Material: Copper, Plating: Tin, NEMA 1 INDOOR. - 1 - INTERIOR W/ 50A /2P-ED4 MAIN BREAKER 1 - (1)#10-1/0 Al/Cu 1 - Card Holder-Std Plastic Sleeve 1 - Certification - UL 1 - Std Al/Cu Gnd Connector 1 - Catalog #: ED42B050 14 - 20A /2P-ED4 1 - Catalog #: ED42B020 6 - ED PROVISION Front, Catalog Number S32B 1 - FAS-LATCH FRONT ASSY 20W 32H, SURFACE Enclosure, Catalog Number B32 1 - 20W TYPE 1 BOX W/O GROUND BUS, 32H X 20W | PUR | P2 Quote horttm000_04082600_00_00_M00 - Panel Board, P2, 125VDC, 50A MAIN P2N30E4050FTS, System Voltage: 125V DC 2 Pole Branches Only, IR @ 22,000 AIC, Top Feed, Surface Mount, Bus Rating: 250A, Bus Material: Copper, Plating: Tin, NEMA 1 INDOOR. - 1 - INTERIOR W/ 50A /2P-ED4 MAIN BREAKER 1 - (1)#10-1/0 Al/Cu 1 - Card Holder-Std Plastic Sleeve 1 - Certification - UL 1 - Std Al/Cu Gnd Connector 1 - Catalog #: ED42B050 14 - 20A /2P-ED4 1 - Catalog #: ED42B020 6 - ED PROVISION Front, Catalog Number S32B 1 - FAS-LATCH FRONT ASSY 20W 32H, SURFACE Enclosure, Catalog Number B32 1 - 20W TYPE 1 BOX W/O GROUND BUS, 32H X 20W | EA | EA |  | TRUE |  | P | PPD | DAYTON
133376 | 6 | 1 | States | Champlin | Taylor Barrett | TRUE | 2026-05-18T00:00:00 | 2026-05-26T00:00:00 |  | 1 | 0 | 1 | 34.3 | 34.3 | 55316-3157 | USA | N30 | 42 | SIEMENS INDUSTRY INC | 60132 | WLSDF | WL Door Sealing Frame | PUR | WL Door Sealing Frame | EA | EA |  | FALSE |  | P | PPD | 100
133376 | 5 | 1 | States | Champlin | Taylor Barrett | TRUE | 2026-05-18T00:00:00 | 2026-05-26T00:00:00 |  | 1 | 0 | 1 | 139.02 | 139.02 | 55316-3157 | USA | N30 | 42 | SIEMENS INDUSTRY INC | 60132 | WLNCT3 | WL Ext Neut Sensor FS3 OR MORE SENSOR AND MOUNTING ANGLE, METRIC HARDWARE AND CABLE BACK TO THE BREAKER | PUR | WL Ext Neut Sensor FS3 OR MORE SENSOR AND MOUNTING ANGLE, METRIC HARDWARE AND CABLE BACK TO THE BREAKER | EA | EA |  | FALSE |  | P | PPD | 100
133376 | 4 | 1 | States | Champlin | Taylor Barrett | TRUE | 2026-05-18T00:00:00 | 2026-05-26T00:00:00 |  | 1 | 0 | 1 | 12255.96 | 12255.96 | 55316-3157 | USA | N30 | 42 | SIEMENS INDUSTRY INC | 60132 | H2A332WWDAXAJXN | Breaker Only, UL1066/ANSI DRAWOUT, Interrupting Rating Class-H, Interrupting Rating-85000 A, Voltage Rating-508, Frame Amperage-3200 A, Frame Size-2, 3Poles, Operating Type-AUTOMATIC, Motor Operator-WITHOUT_SWITCH, WLLKNPPadlock Provision. | PUR | Breaker Only, UL1066/ANSI DRAWOUT, Interrupting Rating Class-H, Interrupting Rating-85000 A, Voltage Rating-508, Frame Amperage-3200 A, Frame Size-2, 3Poles, Operating Type-AUTOMATIC, Motor Operator-WITHOUT_SWITCH, WLLKNPPadlock Provision. | EA | EA |  | FALSE |  | P | PPD | 100
133376 | 3 | 1 | States | Champlin | Taylor Barrett | TRUE | 2026-05-18T00:00:00 | 2026-05-26T00:00:00 |  | 1 | 0 | 1 | 1454.42 | 1454.42 | 55316-3157 | USA | N30 | 42 | SIEMENS INDUSTRY INC | 60132 | GH2332T1XFXXXXN | Cradle Only, UL1066/ANSI DRAWOUT, Interrupting Rating Class-H, Frame Amperage-3200 A, Frame Size-2, 3Poles, Operating Type-AUTOMATIC, Motor Operator-WITHOUT_SWITCH. | PUR | Cradle Only, UL1066/ANSI DRAWOUT, Interrupting Rating Class-H, Frame Amperage-3200 A, Frame Size-2, 3Poles, Operating Type-AUTOMATIC, Motor Operator-WITHOUT_SWITCH. | EA | EA |  | FALSE |  | P | PPD | 100
133376 | 1 | 1 | States | Champlin | Taylor Barrett | TRUE | 2026-05-18T00:00:00 | 2026-05-26T00:00:00 |  | 1 | 0 | 1 | 167.98 | 167.98 | 55316-3157 | USA | N30 | 42 | SIEMENS INDUSTRY INC | 60132 | 3UG5512-1AR20 | Analog monitoring relay Phase failure and sequence 3 x 160...690 V 50...60 Hz AC 1 change-over contact screw terminal | PUR | Analog monitoring relay Phase failure and sequence 3 x 160...690 V 50...60 Hz AC 1 change-over contact screw terminal | EA | EA |  | FALSE |  | P | PPD | 100
130989 | 3 | 1 | States | Dayton | Taylor Barrett | TRUE | 2026-01-30T00:00:00 | 2026-06-29T00:00:00 | 2026-05-01T00:00:00 | 1 | 0 | 1 | 1874.91 | 1874.91 | 55369 | USA | N30 | 42 | SIEMENS INDUSTRY INC | 60132 | MVSGACLATRYATC | GMSG AUX TRAY ATTACH FOR LIFT TRUCK | TOOL | GMSG AUX TRAY ORDER GX001912002 | EA | EA |  | TRUE |  | P | PPD
130989 | 4 | 1 | States | Dayton | Taylor Barrett | TRUE | 2026-01-30T00:00:00 | 2026-06-29T00:00:00 | 2026-06-29T00:00:00 | 1 | 0 | 1 | 6006.19 | 6006.19 | 55369 | USA | N30 | 42 | SIEMENS INDUSTRY INC | 60132 | MVSGACLATRUCK | Circuit Breaker Lift Truck | TOOL | GMSG CB LIFT TRUCK ORDER GX001912001 | EA | EA |  | TRUE |  | P | PPD
133565 | 1 | 1 | States | Dayton | Taylor Barrett | TRUE | 2026-05-22T00:00:00 | 2026-07-27T00:00:00 |  | 1 | 0 | 1 | 63.6 | 63.6 | 55369-6417 | USA | N30 | 42 | SIEMENS INDUSTRY INC | 60132 | PN1224L1125C | Load Center: 120/240V 125A 1-phase 3-wire 10kaic Nema 1, 24CKT | PUR | Load Center: 120/240V 125A 1-phase 3-wire 10kaic Nema 1, 24CKT | EA | EA |  | FALSE |  | P | PPD | Dayton
133610 | 3 | 1 | States | Champlin | Taylor Barrett | TRUE | 2026-05-26T00:00:00 | 2026-11-06T00:00:00 | 2026-11-06T00:00:00 | 1 | 0 | 1 | 3728.89 | 3728.89 | 55316-3157 | USA | N30 | 42 | SIEMENS INDUSTRY INC | 60132 | GL3340B1XXXXXXN | Cradle Only, UL489 DRAWOUT, Interrupting Rating Class-L, Interrupting Rating-100000 A, Voltage Rating-480, Frame Amperage-4000 A, Frame Size-3, 3Poles,Operating Type-AUTOMATIC.1 - WL CRADLE-GL3340B1XXXXXXN1 - Cradle ANSI 3P FS3 Class-L for Breaker 4000A 1 - Sec Disconnect -Tension Spring1 - Truck Operated Contact 1-1-1 | PUR | Cradle Only, UL489 DRAWOUT, Interrupting Rating Class-L, Interrupting Rating-100000 A, Voltage Rating-480, Frame Amperage-4000 A, Frame Size-3, 3Poles,Operating Type-AUTOMATIC.1 - WL CRADLE-GL3340B1XXXXXXN1 - Cradle ANSI 3P FS3 Class-L for Breaker 4000A 1 - Sec Disconnect -Tension Spring1 - Truck Operated Contact 1-1-1 | EA | EA |  | TRUE |  | P | PPD | 100
133610 | 4 | 1 | States | Champlin | Taylor Barrett | TRUE | 2026-05-26T00:00:00 | 2026-11-06T00:00:00 | 2026-06-25T00:00:00 | 4 | 0 | 4 | 10388.33 | 41553.32 | 55316-3157 | USA | N30 | 42 | SIEMENS INDUSTRY INC | 60132 | L2D316NYGAXC9CN | 100000 A, Voltage Rating-480, Frame Amperage-1600 A, Frame Size-2, 3Poles,Operating Type-AUTOMATIC, Motor Operator-WITHOUT_SWITCH, WLLKNPPadlock Provision.1 - WL BREAKER-L2D316NYGAXC9CN1 - Frame UL489 3P FS2 Class-L Drawout 1600A1 - Rating Plug 800A 1 - Trip Unit ETU776 LSI With Metering Function Plus1 - Breaker Status Sensor1 - WLCOM35 PROFINET + MODBUS TCP1 - GF Trip+Alarm Mod ETU755+7761 - Aux Contacts 4A+4B1 - Remote Close Coil 120V1 - Shunt Trip 24V1 - Motor Operator 120V1 - BELL ALARM, 1X FORM C, S24 1 - Breaker Lock+Seal Kit | PUR | 100000 A, Voltage Rating-480, Frame Amperage-1600 A, Frame Size-2, 3Poles,Operating Type-AUTOMATIC, Motor Operator-WITHOUT_SWITCH, WLLKNPPadlock Provision.1 - WL BREAKER-L2D316NYGAXC9CN1 - Frame UL489 3P FS2 Class-L Drawout 1600A1 - Rating Plug 800A 1 - Trip Unit ETU776 LSI With Metering Function Plus1 - Breaker Status Sensor1 - WLCOM35 PROFINET + MODBUS TCP1 - GF Trip+Alarm Mod ETU755+7761 - Aux Contacts 4A+4B1 - Remote Close Coil 120V1 - Shunt Trip 24V1 - Motor Operator 120V1 - BELL ALARM, 1X FORM C, S24 1 - Breaker Lock+Seal Kit | EA | EA |  | TRUE |  | P | PPD | 100
133610 | 5 | 1 | States | Champlin | Taylor Barrett | TRUE | 2026-05-26T00:00:00 | 2026-11-06T00:00:00 | 2026-06-25T00:00:00 | 4 | 0 | 4 | 10388.33 | 41553.32 | 55316-3157 | USA | N30 | 42 | SIEMENS INDUSTRY INC | 60132 | L2D316TYGAXC9CN | Breaker Only, UL489 DRAWOUT, Interrupting Rating Class-L, Interrupting Rating-100000 A, Voltage Rating-480, Frame Amperage-1600 A, Frame Size-2, 3Poles,Operating Type-AUTOMATIC, Motor Operator-WITHOUT_SWITCH, WLLKNPPadlockProvision.1 - WL BREAKER-L2D316TYGAXC9CN1 - Frame UL489 3P FS2 Class-L Drawout 1600A1 - Rating Plug 1600A1 - Trip Unit ETU776 LSI With Metering Function Plus1 - Breaker Status Sensor1 - WLCOM35 PROFINET + MODBUS TCP1 - GF Trip+Alarm Mod ETU755+7761 - Aux Contacts 4A+4B1 - Remote Close Coil 120V1 - Shunt Trip 24V1 - Motor Operator 120V1 - BELL ALARM, 1X FORM C, S241 - Breaker Lock+Seal Kit | PUR | Breaker Only, UL489 DRAWOUT, Interrupting Rating Class-L, Interrupting Rating-100000 A, Voltage Rating-480, Frame Amperage-1600 A, Frame Size-2, 3Poles,Operating Type-AUTOMATIC, Motor Operator-WITHOUT_SWITCH, WLLKNPPadlockProvision.1 - WL BREAKER-L2D316TYGAXC9CN1 - Frame UL489 3P FS2 Class-L Drawout 1600A1 - Rating Plug 1600A1 - Trip Unit ETU776 LSI With Metering Function Plus1 - Breaker Status Sensor1 - WLCOM35 PROFINET + MODBUS TCP1 - GF Trip+Alarm Mod ETU755+7761 - Aux Contacts 4A+4B1 - Remote Close Coil 120V1 - Shunt Trip 24V1 - Motor Operator 120V1 - BELL ALARM, 1X FORM C, S241 - Breaker Lock+Seal Kit | EA | EA |  | TRUE |  | P | PPD | 100
133610 | 6 | 1 | States | Champlin | Taylor Barrett | TRUE | 2026-05-26T00:00:00 | 2026-11-06T00:00:00 | 2026-06-25T00:00:00 | 1 | 0 | 1 | 15284.23 | 15284.23 | 55316-3157 | USA | N30 | 42 | SIEMENS INDUSTRY INC | 60132 | L3D340ZYGAXC9CN | Breaker Only, UL489 DRAWOUT, Interrupting Rating Class-L, Interrupting Rating-100000 A, Voltage Rating-480, Frame Amperage-4000 A, Frame Size-3, 3Poles,Operating Type-AUTOMATIC, Motor Operator-WITHOUT_SWITCH, WLLKNPPadlockProvision.1 - WL BREAKER-L3D340ZYGAXC9CN1 - Frame UL489 3P FS3 Class-L Drawout 4000A1 - Rating Plug 4000A1 - Trip Unit ETU776 LSI With Metering Function Plus1 - Breaker Status Sensor1 - WLCOM35 PROFINET + MODBUS TCP1 - GF Trip+Alarm Mod ETU755+7761 - Aux Contacts 4A+4B1 - Remote Close Coil 120V1 - Shunt Trip 24V1 - Motor Operator 120V1 - BELL ALARM, 1X FORM C, S241 - Breaker Lock+Seal Kit | PUR | Breaker Only, UL489 DRAWOUT, Interrupting Rating Class-L, Interrupting Rating-100000 A, Voltage Rating-480, Frame Amperage-4000 A, Frame Size-3, 3Poles,Operating Type-AUTOMATIC, Motor Operator-WITHOUT_SWITCH, WLLKNPPadlockProvision.1 - WL BREAKER-L3D340ZYGAXC9CN1 - Frame UL489 3P FS3 Class-L Drawout 4000A1 - Rating Plug 4000A1 - Trip Unit ETU776 LSI With Metering Function Plus1 - Breaker Status Sensor1 - WLCOM35 PROFINET + MODBUS TCP1 - GF Trip+Alarm Mod ETU755+7761 - Aux Contacts 4A+4B1 - Remote Close Coil 120V1 - Shunt Trip 24V1 - Motor Operator 120V1 - BELL ALARM, 1X FORM C, S241 - Breaker Lock+Seal Kit | EA | EA |  | TRUE |  | P | PPD | 100
133610 | 9 | 1 | States | Champlin | Taylor Barrett | TRUE | 2026-05-26T00:00:00 | 2026-07-10T00:00:00 | 2026-07-10T00:00:00 | 9 | 0 | 9 | 34.3 | 308.7 | 55316-3157 | USA | N30 | 42 | SIEMENS INDUSTRY INC | 60132 | WLSDF | WL Door Sealing Frame | PUR | WL Door Sealing Frame | EA | EA |  | TRUE |  | P | PPD | 100
133941 | 10 | 1 | States | Dayton | Taylor Barrett | TRUE | 2026-06-08T00:00:00 | 2026-12-22T00:00:00 |  | 1 | 0 | 1 | 0 | 0 | 55369-6417 | USA | N30 | 42 | SIEMENS INDUSTRY INC | 60132 | MVSGSKVTVT1200 | GMSG 50 kA Skeleton C-VT D-VT B- over 1200 | PUR | GMSG 50 kA Skeleton C-VT D-VT B- over 1200 | EA | EA |  | FALSE |  | P | PPD | DAYTON
133941 | 9 | 1 | States | Dayton | Taylor Barrett | TRUE | 2026-06-08T00:00:00 | 2026-12-22T00:00:00 |  | 6 | 0 | 6 | 0 | 0 | 55369-6417 | USA | N30 | 42 | SIEMENS INDUSTRY INC | 60132 | MVSGSKVTBL1200 | GMSG 50 kA Skeleton C-VT D-Blank B-1200 | PUR | GMSG 50 kA Skeleton C-VT D-Blank B-1200 | EA | EA |  | FALSE |  | P | PPD | DAYTON
133941 | 8 | 1 | States | Dayton | Taylor Barrett | TRUE | 2026-06-08T00:00:00 | 2026-12-22T00:00:00 |  | 1 | 0 | 1 | 0 | 0 | 55369-6417 | USA | N30 | 42 | SIEMENS INDUSTRY INC | 60132 | MVSGSKBLVT1200 | GMSG 50 kA Skeleton C-Blank D-VT B-1200 | PUR | GMSG 50 kA Skeleton C-Blank D-VT B-1200 | EA | EA |  | FALSE |  | P | PPD | DAYTON
133941 | 7 | 1 | States | Dayton | Taylor Barrett | TRUE | 2026-06-08T00:00:00 | 2026-12-22T00:00:00 |  | 2 | 0 | 2 | 0 | 0 | 55369-6417 | USA | N30 | 42 | SIEMENS INDUSTRY INC | 60132 | MVSGSK12001200 | GMSG 50 kA Skeleton A-1200 Over B-1200 | PUR | GMSG 50 kA Skeleton A-1200 Over B-1200 | EA | EA |  | FALSE |  | P | PPD | DAYTON
133941 | 6 | 1 | States | Dayton | Taylor Barrett | TRUE | 2026-06-08T00:00:00 | 2026-12-22T00:00:00 |  | 9 | 0 | 9 | 128 | 1152 | 55369-6417 | USA | N30 | 42 | SIEMENS INDUSTRY INC | 60132 | MVSGEQBS12POL5 | INTERUNIT BUS SUPPORT 1200A GLASS POLY | PUR | INTERUNIT BUS SUPPORT 1200A GLASS POLY | EA | EA |  | FALSE |  | P | PPD | DAYTON
133941 | 5 | 1 | States | Dayton | Taylor Barrett | TRUE | 2026-06-08T00:00:00 | 2026-12-22T00:00:00 |  | 36 | 0 | 36 | 68 | 2448 | 55369-6417 | USA | N30 | 42 | SIEMENS INDUSTRY INC | 60132 | MVSGEQBS12INAS | 1200/2000A Bus Clamp Short Insulator Assy | PUR | 1200/2000A Bus Clamp Short Insulator Assy | EA | EA |  | FALSE |  | P | PPD | DAYTON
133941 | 4 | 1 | States | Dayton | Taylor Barrett | TRUE | 2026-06-08T00:00:00 | 2026-12-22T00:00:00 |  | 9 | 0 | 9 | 512 | 4608 | 55369-6417 | USA | N30 | 42 | SIEMENS INDUSTRY INC | 60132 | MVSGCKR70 | GMSG 15KV 3VT ROLLOUT TRAY | PUR | GMSG 15KV 3VT ROLLOUT TRAY | EA | EA |  | FALSE |  | P | PPD | DAYTON
133941 | 3 | 1 | States | Dayton | Taylor Barrett | TRUE | 2026-06-08T00:00:00 | 2026-12-22T00:00:00 |  | 12 | 0 | 12 | 0 | 0 | 55369-6417 | USA | N30 | 42 | SIEMENS INDUSTRY INC | 60132 | MVSGBRDD21215A | GMSG BRKR DD 15KV 25KA 1200A CNT PK A | PUR | GMSG BRKR DD 15KV 25KA 1200A CNT PK A | EA | EA |  | FALSE |  | P | PPD | DAYTON
133941 | 2 | 1 | States | Dayton | Taylor Barrett | TRUE | 2026-06-08T00:00:00 | 2026-12-22T00:00:00 |  | 12 | 0 | 12 | 599 | 7188 | 55369-6417 | USA | N30 | 42 | SIEMENS INDUSTRY INC | 60132 | MVSGACMT128X | GMSG 12 ST MOC,8 ST TOC,50KA,CON-TST | PUR | GMSG 12 ST MOC,8 ST TOC,50KA,CON-TST | EA | EA |  | FALSE |  | P | PPD | Dayton
133941 | 1 | 1 | States | Dayton | Taylor Barrett | TRUE | 2026-06-08T00:00:00 | 2026-12-22T00:00:00 |  | 1 | 0 | 1 | 1270 | 1270 | 55369-6417 | USA | N30 | 42 | SIEMENS INDUSTRY INC | 60132 | MVSGACBUNDLE | "GMSG ACCESSORY BUNDLE: Split Plug Jumper, Racking Crank, Spring Charge Handle for Breaker, 2 Extension Rails, Contact Lubricant, and Touch-up Paint" | PUR | "GMSG ACCESSORY BUNDLE: Split Plug Jumper, Racking Crank, Spring Charge Handle for Breaker, 2 Extension Rails, Contact Lubricant, and Touch-up Paint" | EA | EA |  | FALSE |  | P | PPD | DAYTON
133398 | 1 | 1 | States | Dayton | Taylor Barrett | TRUE | 2026-05-19T00:00:00 | 2026-06-01T00:00:00 |  | 3 | 0 | 3 | 0 | 0 | 55369-6417 | USA | N30 | 42 | SIEMENS INDUSTRY INC | 60132 | 9F62FDD125 | Medium Voltage E-Rated Fuse 15500VAC 125A Ferrule, Series: FDD Visual Indicator Amp-Trap® | PUR | Medium Voltage E-Rated Fuse 15500VAC 125A Ferrule, Series: FDD Visual Indicator Amp-Trap® | EA | EA |  | FALSE |  | P | PPD | DAYTON
132560 | 2 | 1 | States | Dayton | Taylor Barrett | TRUE | 2026-04-17T00:00:00 | 2026-06-22T00:00:00 | 2026-06-22T00:00:00 | 8 | 5 | 3 | 4433.83 | 35470.64 | 55369-6417 | USA | N30 | 42 | SIEMENS INDUSTRY INC | 60132 | P2N42E4050FTS | P2 Quote horttm000_04082600_00_00_M00 - Panel Board, P2, 125VDC, 50A MAIN P2N30E4050FTS, System Voltage: 125V DC 2 Pole Branches Only, IR @ 22,000 AIC, Top Feed, Surface Mount, Bus Rating: 250A, Bus Material: Copper, Plating: Tin, NEMA 1 INDOOR. - 1 - INTERIOR W/ 50A /2P-ED4 MAIN BREAKER 1 - (1)#10-1/0 Al/Cu 1 - Card Holder-Std Plastic Sleeve 1 - Certification - UL 1 - Std Al/Cu Gnd Connector 1 - Catalog #: ED42B050 14 - 20A /2P-ED4 1 - Catalog #: ED42B020 6 - ED PROVISION Front, Catalog Number S32B 1 - FAS-LATCH FRONT ASSY 20W 32H, SURFACE Enclosure, Catalog Number B32 1 - 20W TYPE 1 BOX W/O GROUND BUS, 32H X 20W | PUR | P2 Quote horttm000_04082600_00_00_M00 - Panel Board, P2, 125VDC, 50A MAIN P2N30E4050FTS, System Voltage: 125V DC 2 Pole Branches Only, IR @ 22,000 AIC, Top Feed, Surface Mount, Bus Rating: 250A, Bus Material: Copper, Plating: Tin, NEMA 1 INDOOR. - 1 - INTERIOR W/ 50A /2P-ED4 MAIN BREAKER 1 - (1)#10-1/0 Al/Cu 1 - Card Holder-Std Plastic Sleeve 1 - Certification - UL 1 - Std Al/Cu Gnd Connector 1 - Catalog #: ED42B050 14 - 20A /2P-ED4 1 - Catalog #: ED42B020 6 - ED PROVISION Front, Catalog Number S32B 1 - FAS-LATCH FRONT ASSY 20W 32H, SURFACE Enclosure, Catalog Number B32 1 - 20W TYPE 1 BOX W/O GROUND BUS, 32H X 20W | EA | EA |  | TRUE |  | P | PPD | DAYTON
133640 | 1 | 1 | States | Champlin | Taylor Barrett | TRUE | 2026-05-27T00:00:00 | 2026-07-16T00:00:00 | 2026-07-01T00:00:00 | 2 | 0 | 2 | 3575.76 | 7151.52 | 55316-3157 | USA | N30 | 42 | SIEMENS INDUSTRY INC | 60132 | 3VA66107KT360AA0 | 3VA66107KT360AA0-3VA66-CMNAE @ 100K, 480 VAC, 3Pole, Frame Amperage:1000A, Non Interchangeable Trip, Trip Amperage:800A, ELECTRONIC, Lugs Load:4/0- 500 KCMIL CU/AL, Neutral Sensor Required, Field Assembly. | PUR | 3VA66107KT360AA0-3VA66-CMNAE @ 100K, 480 VAC, 3Pole, Frame Amperage:1000A, Non Interchangeable Trip, Trip Amperage:800A, ELECTRONIC, Lugs Load:4/0- 500 KCMIL CU/AL, Neutral Sensor Required, Field Assembly. | EA | EA |  | TRUE |  | P | PPD | 100
134804 | 8 | 1 | States | Champlin | Taylor Barrett | TRUE | 2026-07-15T00:00:00 | 2026-07-27T00:00:00 |  | 6 | 0 | 6 | 115.61 | 693.66 | 55316-3157 | USA | N30 | 42 | SIEMENS INDUSTRY INC | 60132 | Q325 | Breaker, 3 pole 25A, 10kaic | PUR | Breaker, 3 pole 25A, 10kaic | EA | EA |  | FALSE |  | P | PPD | 100
134804 | 7 | 1 | States | Champlin | Taylor Barrett | TRUE | 2026-07-15T00:00:00 | 2026-07-27T00:00:00 |  | 38 | 0 | 38 | 115.61 | 4393.18 | 55316-3157 | USA | N30 | 42 | SIEMENS INDUSTRY INC | 60132 | Q315 | Breaker, 3 pole 15A, 10kaic | PUR | Breaker, 3 pole 15A, 10kaic | EA | EA |  | FALSE |  | P | PPD | 100
134804 | 6 | 1 | States | Champlin | Taylor Barrett | TRUE | 2026-07-15T00:00:00 | 2026-07-27T00:00:00 |  | 10 | 0 | 10 | 8.73 | 87.3 | 55316-3157 | USA | N30 | 42 | SIEMENS INDUSTRY INC | 60132 | Q230 | 30A 2-POLE, TYPE QP, 120/240V (10K AIC) SIEMENS CIRCUIT BREAKER | PUR | 30A 2-POLE, TYPE QP, 120/240V (10K AIC) SIEMENS CIRCUIT BREAKER | EA | EA |  | FALSE |  | P | PPD | 100
134804 | 5 | 1 | States | Champlin | Taylor Barrett | TRUE | 2026-07-15T00:00:00 | 2026-07-27T00:00:00 |  | 19 | 0 | 19 | 4.87 | 92.53 | 55316-3157 | USA | N30 | 42 | SIEMENS INDUSTRY INC | 60132 | Q120 | 20A 1-POLE, TYPE QP 10K, 120V (10K AIC) SIEMENS CIRUIT BREAKER | PUR | 20A 1-POLE, TYPE QP 10K, 120V (10K AIC) SIEMENS CIRUIT BREAKER | EA | EA |  | FALSE |  | P | PPD | 100
134804 | 4 | 1 | States | Champlin | Taylor Barrett | TRUE | 2026-07-15T00:00:00 | 2026-07-27T00:00:00 |  | 33 | 0 | 33 | 4.87 | 160.71 | 55316-3157 | USA | N30 | 42 | SIEMENS INDUSTRY INC | 60132 | Q115 | 15A 1-POLE, TYPE QP, 120V (10K AIC) SIEMENS CIRUIT BREAKER | PUR | 15A 1-POLE, TYPE QP, 120V (10K AIC) SIEMENS CIRUIT BREAKER | EA | EA |  | FALSE |  | P | PPD | 100
134804 | 3 | 1 | States | Champlin | Taylor Barrett | TRUE | 2026-07-15T00:00:00 | 2026-07-27T00:00:00 |  | 12 | 0 | 12 | 4.87 | 58.44 | 55316-3157 | USA | N30 | 42 | SIEMENS INDUSTRY INC | 60132 | Q110 | Breaker, 1 pole 10A, 10kaic | PUR | Breaker, 1 pole 10A, 10kaic | EA | EA |  | FALSE |  | P | PPD | 100
134804 | 2 | 1 | States | Champlin | Taylor Barrett | TRUE | 2026-07-15T00:00:00 | 2026-07-27T00:00:00 |  | 8 | 0 | 8 | 185.5 | 1484 | 55316-3157 | USA | N30 | 42 | SIEMENS INDUSTRY INC | 60132 | PN1224L1125C | Load Center: 120/240V 125A 1-phase 3-wire 10kaic Nema 1, 24CKT | PUR | Load Center: 120/240V 125A 1-phase 3-wire 10kaic Nema 1, 24CKT | EA | EA |  | FALSE |  | P | PPD | 100
134804 | 1 | 1 | States | Champlin | Taylor Barrett | TRUE | 2026-07-15T00:00:00 | 2026-07-27T00:00:00 |  | 7 | 0 | 7 | 165.11 | 1155.77 | 55316-3157 | USA | N30 | 42 | SIEMENS INDUSTRY INC | 60132 | P1E18MC250AT | Load Center: 480Y/277 250A 3-phase 4-wire 10kaic Nema 1, 18CKT | PUR | Load Center: 480Y/277 250A 3-phase 4-wire 10kaic Nema 1, 18CKT | EA | EA |  | FALSE |  | P | PPD | 100
134803 | 11 | 1 | States | Champlin | Taylor Barrett | TRUE | 2026-07-15T00:00:00 | 2026-08-24T00:00:00 |  | 4 | 0 | 4 | 55 | 220 | 55316-3157 | USA | N30 | 42 | SIEMENS INDUSTRY INC | 60132 | 3SU1950-0DX80-0AA0 | PROTECTIVE COLLAR FOR EMERGENCY STOP MUSHROOM PUSHBUTTON, 40MM DESIGN, FOR 5 PADLOCKS, GRAY, PLASTIC. | PUR | PROTECTIVE COLLAR FOR EMERGENCY STOP MUSHROOM PUSHBUTTON, 40MM DESIGN, FOR 5 PADLOCKS, GRAY, PLASTIC. | EA | EA |  | FALSE |  | P | PPD | 100
134803 | 10 | 1 | States | Champlin | Taylor Barrett | TRUE | 2026-07-15T00:00:00 | 2026-08-24T00:00:00 |  | 4 | 0 | 4 | 18.15 | 72.6 | 55316-3157 | USA | N30 | 42 | SIEMENS INDUSTRY INC | 60132 | 3SU1900-0DY30-0AA0 | PROTECTIVE COLLAR FOR EMERGENCY STOP MUSHROOM PUSHBUTTON, 22MM DESIGN, YELLOW, PLASTIC. | PUR | PROTECTIVE COLLAR FOR EMERGENCY STOP MUSHROOM PUSHBUTTON, 22MM DESIGN, YELLOW, PLASTIC. | EA | EA |  | FALSE |  | P | PPD | 100
134803 | 9 | 1 | States | Champlin | Taylor Barrett | TRUE | 2026-07-15T00:00:00 | 2026-08-24T00:00:00 |  | 25 | 0 | 25 | 3.12 | 78 | 55316-3157 | USA | N30 | 42 | SIEMENS INDUSTRY INC | 60132 | 3SU1550-0AA10-0AA0 | 3SU1 SIRIUS UNIVERSAL HOLDER FOR 3 MODULES | PUR | 3SU1 SIRIUS UNIVERSAL HOLDER FOR 3 MODULES | EA | EA |  | FALSE |  | P | PPD | 100
134803 | 8 | 1 | States | Champlin | Taylor Barrett | TRUE | 2026-07-15T00:00:00 | 2026-08-24T00:00:00 |  | 10 | 0 | 10 | 16.72 | 167.2 | 55316-3157 | USA | N30 | 42 | SIEMENS INDUSTRY INC | 60132 | 3SU1401-1BH50-1AA0 | LED MODULE WITH INTEGRATED LED, 24-240 V AC/DC, BLUE, SCREW TERMINAL, FOR FRONT PLATE MOUNTING | PUR | LED MODULE WITH INTEGRATED LED, 24-240 V AC/DC, BLUE, SCREW TERMINAL, FOR FRONT PLATE MOUNTING | EA | EA |  | FALSE |  | P | PPD | 100
134803 | 7 | 1 | States | Champlin | Taylor Barrett | TRUE | 2026-07-15T00:00:00 | 2026-07-22T00:00:00 |  | 15 | 0 | 15 | 5.7 | 85.5 | 55316-3157 | USA | N30 | 42 | SIEMENS INDUSTRY INC | 60132 | 3SU1400-1AA10-1CA0 | CONTACT MODULE WITH 1 CONTACT ELEMENT, 1 NC, SCREW TERMINAL, FOR FRONT PLATE MOUNTING | PUR | CONTACT MODULE WITH 1 CONTACT ELEMENT, 1 NC, SCREW TERMINAL, FOR FRONT PLATE MOUNTING | EA | EA |  | FALSE |  | P | PPD | 100
134803 | 6 | 1 | States | Champlin | Taylor Barrett | TRUE | 2026-07-15T00:00:00 | 2026-08-24T00:00:00 |  | 60 | 0 | 60 | 5.7 | 342 | 55316-3157 | USA | N30 | 42 | SIEMENS INDUSTRY INC | 60132 | 3SU1400-1AA10-1BA0 | CONTACT MODULE WITH 1 CONTACT ELEMENT, 1 NO, SCREW TERMINAL, FOR FRONT PLATE MOUNTING | PUR | CONTACT MODULE WITH 1 CONTACT ELEMENT, 1 NO, SCREW TERMINAL, FOR FRONT PLATE MOUNTING | EA | EA |  | FALSE |  | P | PPD | 100
134803 | 5 | 1 | States | Champlin | Taylor Barrett | TRUE | 2026-07-15T00:00:00 | 2026-08-24T00:00:00 |  | 8 | 0 | 8 | 6.53 | 52.24 | 55316-3157 | USA | N30 | 42 | SIEMENS INDUSTRY INC | 60132 | 3SU1052-2BL10-0AA0 | 3SU1 SIRIUS 22MM 3 POSITION BLACK SELECTOR SWITCH, METAL BEZEL, SHORT HANDLE | PUR | 3SU1 SIRIUS 22MM 3 POSITION BLACK SELECTOR SWITCH, METAL BEZEL, SHORT HANDLE | EA | EA |  | FALSE |  | P | PPD | 100
134803 | 4 | 1 | States | Champlin | Taylor Barrett | TRUE | 2026-07-15T00:00:00 | 2026-08-24T00:00:00 |  | 4 | 0 | 4 | 6.2 | 24.8 | 55316-3157 | USA | N30 | 42 | SIEMENS INDUSTRY INC | 60132 | 3SU1052-2BF10-0AA0 | 3SU1 SIRIUS 22MM 2 POSITION BLACK SELECTOR SWITCH, METAL BEZEL, SHORT HANDLE | PUR | 3SU1 SIRIUS 22MM 2 POSITION BLACK SELECTOR SWITCH, METAL BEZEL, SHORT HANDLE | EA | EA |  | FALSE |  | P | PPD | 100
134803 | 3 | 1 | States | Champlin | Taylor Barrett | TRUE | 2026-07-15T00:00:00 | 2026-08-24T00:00:00 |  | 4 | 0 | 4 | 27.5 | 110 | 55316-3157 | USA | N30 | 42 | SIEMENS INDUSTRY INC | 60132 | 3SU1050-4BF11-0AA0 | KEY-OPERATED SWITCH, 22 MM, ROUND, METAL, 2 SWITCH POSITIONS O-I, LATCHING, ACTUATING ANGLE 90°, 10:30H/13:30H, KEY REMOVAL O+I | PUR | KEY-OPERATED SWITCH, 22 MM, ROUND, METAL, 2 SWITCH POSITIONS O-I, LATCHING, ACTUATING ANGLE 90°, 10:30H/13:30H, KEY REMOVAL O+I | EA | EA |  | FALSE |  | P | PPD | 100
134803 | 2 | 1 | States | Champlin | Taylor Barrett | TRUE | 2026-07-15T00:00:00 | 2026-08-24T00:00:00 |  | 4 | 0 | 4 | 14.3 | 57.2 | 55316-3157 | USA | N30 | 42 | SIEMENS INDUSTRY INC | 60132 | 3SU1050-1GB20-0AA0 | 3SU1 SIRIUS 22MM RED FLUSH PUSHBUTTON, 30MM MUSHROOM HEAD, ROUND METAL BEZEL | PUR | 3SU1 SIRIUS 22MM RED FLUSH PUSHBUTTON, 30MM MUSHROOM HEAD, ROUND METAL BEZEL | EA | EA |  | FALSE |  | P | PPD | 100
134803 | 1 | 1 | States | Champlin | Taylor Barrett | TRUE | 2026-07-15T00:00:00 | 2026-08-24T00:00:00 |  | 10 | 0 | 10 | 7.19 | 71.9 | 55316-3157 | USA | N30 | 42 | SIEMENS INDUSTRY INC | 60132 | 3SU1002-2BP50-0AA0 | 3SU1 SIRIUS 22MM 3 POSITION BLUE ILLUMINATED SELECTOR SWITCH, MOMENTARY LEFT, LATCHED MIDDLE AND RIGHT, METAL BEZEL, SHORT HANDLE | PUR | 3SU1 SIRIUS 22MM 3 POSITION BLUE ILLUMINATED SELECTOR SWITCH, MOMENTARY LEFT, LATCHED MIDDLE AND RIGHT, METAL BEZEL, SHORT HANDLE | EA | EA |  | FALSE |  | P | PPD | 100
132944 | 1 | 1 | States | Dayton | Megan Swymeler | TRUE | 2026-05-01T00:00:00 | 2026-08-28T00:00:00 |  | 1 | 0 | 1 | 11579.83 | 11579.83 | 55369-6417 | USA | N30 | 44 | SCHNEIDER ELECTRIC USA INC. | 60673-1214 | SRVODSCOR | 1 - SRVODSCOR-Reactive Maintenance on LV Assembled Products ---------------------------------------- SCOPE OF WORK Schneider Electric Services to provide parts and labor to upgrade (2) MTZ Breakers from 5.0X to 6.0X control units on (2) breakers as well as upload DM for ERMS. FO# 50359355 lines 010 and 030. Parts Included: (2) LV847608FS Micrologic 6.0 X (2) LV836131FS CONTROL UNIT KIT W/O AAF - MTZ2-3 ULP (2) LV850009X DM ERMS Mic.X | PUR | 1 - SRVODSCOR-Reactive Maintenance on LV Assembled Products ---------------------------------------- SCOPE OF WORK Schneider Electric Services to provide parts and labor to upgrade (2) MTZ Breakers from 5.0X to 6.0X control units on (2) breakers as well as upload DM for ERMS. FO# 50359355 lines 010 and 030. Parts Included: (2) LV847608FS Micrologic 6.0 X (2) LV836131FS CONTROL UNIT KIT W/O AAF - MTZ2-3 ULP (2) LV850009X DM ERMS Mic.X | EA | EA |  | TRUE | OT-OTHER | P | FXG | 100
134453 | 1 | 1 | States | MGM TRANSFORMER | Megan Swymeler | TRUE | 2026-06-30T00:00:00 | 2027-04-26T00:00:00 |  | 304 | 0 | 304 | 15.2 | 4620.8 | 92154 | USA | N30 | 44 | SCHNEIDER ELECTRIC USA INC. | 60673-1214 | 84956 | ENERGY REDUCTION MAINT SETTING INSTR KIT | PUR | ENERGY REDUCTION MAINT SETTING INSTR KIT | EA | EA |  | FALSE |  | P | FXG | 100
134453 | 2 | 1 | States | MGM TRANSFORMER | Megan Swymeler | TRUE | 2026-06-30T00:00:00 | 2027-04-26T00:00:00 |  | 4 | 0 | 4 | 2777.83 | 11111.32 | 92154 | USA | N30 | 44 | SCHNEIDER ELECTRIC USA INC. | 60673-1214 | DJCFCABABNNNNNNNNNNNNNNTCNANENNNNCNNNNNA | Square D Masterpact MTZ Unit Mount Circuit BreakerDJCFCABABNNNNNNNNNNNNNNTCNANENNNNCNNNNNAModel No. MTZ1-08L1 3-Pole UL489/ CSA C22.2No.5 RatedRated 800 Amps, 100% RatedAIR - 100kA/65kA/NA @ 240/480/600 VacTop Termination 2 Hole RCTVBottom Termination 2 Hole RCTV800 Amp SensorTrip UnitMicrologic 5.0 Xi (LSI) Trip UnitEnergy Reduction Maintenance SettingsDigital Module InstalledEnergy Reduction Maintenance Setting selectedTrip Unit Wireless Communication has been removedULP Port4 OF Contacts (standard)Overcurrent Trip (SDE) contact standardPadlockable Push Button CoverProvision Only For Kirk - No locks suppliedNo Padlock attachment includedProduction Test ReportDoor Escutcheon included as StandardRevision - 5/26/2026 - (P20260306/S20260306)Source -Selector | PUR | Square D Masterpact MTZ Unit Mount Circuit BreakerDJCFCABABNNNNNNNNNNNNNNTCNANENNNNCNNNNNAModel No. MTZ1-08L1 3-Pole UL489/ CSA C22.2No.5 RatedRated 800 Amps, 100% RatedAIR - 100kA/65kA/NA @ 240/480/600 VacTop Termination 2 Hole RCTVBottom Termination 2 Hole RCTV800 Amp SensorTrip UnitMicrologic 5.0 Xi (LSI) Trip UnitEnergy Reduction Maintenance SettingsDigital Module InstalledEnergy Reduction Maintenance Setting selectedTrip Unit Wireless Communication has been removedULP Port4 OF Contacts (standard)Overcurrent Trip (SDE) contact standardPadlockable Push Button CoverProvision Only For Kirk - No locks suppliedNo Padlock attachment includedProduction Test ReportDoor Escutcheon included as StandardRevision - 5/26/2026 - (P20260306/S20260306)Source -Selector | EA | EA |  | FALSE |  | P | FXG | 100
134453 | 28 | 1 | States | MGM TRANSFORMER | Megan Swymeler | TRUE | 2026-06-30T00:00:00 | 2027-04-26T00:00:00 |  | 224 | 0 | 224 | 4983.6 | 1116326.4 | 92154 | USA | N30 | 44 | SCHNEIDER ELECTRIC USA INC. | 60673-1214 | PLP34120CU63AE1ABYQ | Molded Case Circuit Breaker UL/CSA Rated PowerPact P Frame Lugs ""OFF"" End Terminal Nut Kit ""ON"" End 1200 Amp Capacity 3 Pole Device 480 Vac Rated 100% Rated Interrupting Rating 125kA @ 240Vac/100kA @ 480Vac Micrologic Power Trip - LSI UL Rating Plug A Modbus Communications 2 Form C Auxiliary Switch Handle padlock attachment - OFF position only | PUR | Molded Case Circuit Breaker UL/CSA Rated PowerPact P Frame Lugs ""OFF"" End Terminal Nut Kit ""ON"" End 1200 Amp Capacity 3 Pole Device 480 Vac Rated 100% Rated Interrupting Rating 125kA @ 240Vac/100kA @ 480Vac Micrologic Power Trip - LSI UL Rating Plug A Modbus Communications 2 Form C Auxiliary Switch Handle padlock attachment - OFF position only | EA | EA |  | FALSE |  | P | FXG | 100
134453 | 3 | 1 | States | MGM TRANSFORMER | Megan Swymeler | TRUE | 2026-06-30T00:00:00 | 2027-04-26T00:00:00 |  | 4 | 0 | 4 | 2216.66 | 8866.64 | 92154 | USA | N30 | 44 | SCHNEIDER ELECTRIC USA INC. | 60673-1214 | DJCFGABABNNNNNNNNNNNNNNTWNANNNNNNNNNNNNA | Square D Masterpact MTZ Unit Mount Circuit BreakerModel No. MTZ1-08L1 3-Pole UL489/ CSA C22.2No.5 RatedRated 800 Amps, 100% RatedAIR - 100kA/65kA/NA @ 240/480/600 VacTop Termination 2 Hole RCTVBottom Termination 2 Hole RCTV800 Amp SensorTrip UnitMicrologic 6.0 Xi (LSIG) Trip UnitNo Digital Modules InstalledTrip Unit Wireless Communication has been removedULP Port4 OF Contacts (standard)Overcurrent Trip (SDE) contact standardPadlockable Push Button CoverNo Locking Provision Provided with Padlock attachmentProduction Test ReportDoor Escutcheon included as Standard | PUR | Square D Masterpact MTZ Unit Mount Circuit BreakerModel No. MTZ1-08L1 3-Pole UL489/ CSA C22.2No.5 RatedRated 800 Amps, 100% RatedAIR - 100kA/65kA/NA @ 240/480/600 VacTop Termination 2 Hole RCTVBottom Termination 2 Hole RCTV800 Amp SensorTrip UnitMicrologic 6.0 Xi (LSIG) Trip UnitNo Digital Modules InstalledTrip Unit Wireless Communication has been removedULP Port4 OF Contacts (standard)Overcurrent Trip (SDE) contact standardPadlockable Push Button CoverNo Locking Provision Provided with Padlock attachmentProduction Test ReportDoor Escutcheon included as Standard | EA | EA |  | FALSE |  | P | FXG | 100
134453 | 4 | 1 | States | MGM TRANSFORMER | Megan Swymeler | TRUE | 2026-06-30T00:00:00 | 2027-04-26T00:00:00 |  | 8 | 0 | 8 | 2882.78 | 23062.24 | 92154 | USA | N30 | 44 | SCHNEIDER ELECTRIC USA INC. | 60673-1214 | DJEGCABABNNNNNNNNNNNNNNTCNANENNNNCNNNNNA | Square D Masterpact MTZ Unit Mount Circuit BreakerDJEGCABABNNNNNNNNNNNNNNTCNANENNNNCNNNNNAModel No. MTZ1-12L1 3-Pole UL489/ CSA C22.2No.5 RatedRated 1200 Amps, 100% RatedAIR - 100kA/65kA/NA @ 240/480/600 VacTop Termination 2 Hole RCTVBottom Termination 2 Hole RCTV1000 Amp SensorTrip UnitMicrologic 5.0 Xi (LSI) Trip UnitEnergy Reduction Maintenance SettingsDigital Module InstalledEnergy Reduction Maintenance Setting selectedTrip Unit Wireless Communication has been removedULP Port4 OF Contacts (standard)Overcurrent Trip (SDE) contact standardPadlockable Push Button CoverProvision Only For Kirk - No locks suppliedNo Padlock attachment includedProduction Test ReportDoor Escutcheon included as StandardRevision - 5/26/2026 - (P20260306/S20260306)Source -Selector | PUR | Square D Masterpact MTZ Unit Mount Circuit BreakerDJEGCABABNNNNNNNNNNNNNNTCNANENNNNCNNNNNAModel No. MTZ1-12L1 3-Pole UL489/ CSA C22.2No.5 RatedRated 1200 Amps, 100% RatedAIR - 100kA/65kA/NA @ 240/480/600 VacTop Termination 2 Hole RCTVBottom Termination 2 Hole RCTV1000 Amp SensorTrip UnitMicrologic 5.0 Xi (LSI) Trip UnitEnergy Reduction Maintenance SettingsDigital Module InstalledEnergy Reduction Maintenance Setting selectedTrip Unit Wireless Communication has been removedULP Port4 OF Contacts (standard)Overcurrent Trip (SDE) contact standardPadlockable Push Button CoverProvision Only For Kirk - No locks suppliedNo Padlock attachment includedProduction Test ReportDoor Escutcheon included as StandardRevision - 5/26/2026 - (P20260306/S20260306)Source -Selector | EA | EA |  | FALSE |  | P | FXG | 100
134453 | 5 | 1 | States | MGM TRANSFORMER | Megan Swymeler | TRUE | 2026-06-30T00:00:00 | 2027-04-26T00:00:00 |  | 8 | 0 | 8 | 2981.52 | 23852.16 | 92154 | USA | N30 | 44 | SCHNEIDER ELECTRIC USA INC. | 60673-1214 | DJEGGABABNNNNNNNNNNNNNNTWNANENNNNCNNNNNA | Square D Masterpact MTZ Unit Mount Circuit BreakerDJEGGABABNNNNNNNNNNNNNNTWNANENNNNCNNNNNAModel No. MTZ1-12L1 3-Pole UL489/ CSA C22.2No.5 RatedRated 1200 Amps, 100% RatedAIR - 100kA/65kA/NA @ 240/480/600 VacTop Termination 2 Hole RCTVBottom Termination 2 Hole RCTV1000 Amp SensorTrip UnitMicrologic 6.0 Xi (LSIG) Trip UnitEnergy Reduction Maintenance SettingsDigital Module InstalledEnergy Reduction Maintenance Setting selectedTrip Unit Wireless Communication has been removedULP Port4 OF Contacts (standard)Overcurrent Trip (SDE) contact standardPadlockable Push Button CoverNo Locking Provision Provided with Padlock attachmentProduction Test ReportDoor Escutcheon included as StandardRevision - 5/26/2026 - (P20260306/S20260306)Source -Selector | PUR | Square D Masterpact MTZ Unit Mount Circuit BreakerDJEGGABABNNNNNNNNNNNNNNTWNANENNNNCNNNNNAModel No. MTZ1-12L1 3-Pole UL489/ CSA C22.2No.5 RatedRated 1200 Amps, 100% RatedAIR - 100kA/65kA/NA @ 240/480/600 VacTop Termination 2 Hole RCTVBottom Termination 2 Hole RCTV1000 Amp SensorTrip UnitMicrologic 6.0 Xi (LSIG) Trip UnitEnergy Reduction Maintenance SettingsDigital Module InstalledEnergy Reduction Maintenance Setting selectedTrip Unit Wireless Communication has been removedULP Port4 OF Contacts (standard)Overcurrent Trip (SDE) contact standardPadlockable Push Button CoverNo Locking Provision Provided with Padlock attachmentProduction Test ReportDoor Escutcheon included as StandardRevision - 5/26/2026 - (P20260306/S20260306)Source -Selector | EA | EA |  | FALSE |  | P | FXG | 100
134453 | 6 | 1 | States | MGM TRANSFORMER | Megan Swymeler | TRUE | 2026-06-30T00:00:00 | 2027-04-26T00:00:00 |  | 56 | 0 | 56 | 413.38 | 23149.28 | 92154 | USA | N30 | 44 | SCHNEIDER ELECTRIC USA INC. | 60673-1214 | HJP36100U43XABYQ | HJP36100U43XABYQ-Molded Case Circuit BreakerHJP36100U43XABYQUL/CSA RatedPowerPact H FrameLugs "OFF" EndTerminal Nut Kit "ON" End100 Amp Capacity3 Pole Device600 Vac Rated80% Rated - Standard ratedInterrupting Rating100kA @ 240Vac/65kA @ 480Vac/25kA @ 600VacMicrologic Ammeter Trip Unit - LSI2 Form C Auxiliary SwitchHandle padlock attachment - OFF position onlyRevision - 5/26/2026 - (P20260306/S20260306)Source -Selector | PUR | HJP36100U43XABYQ-Molded Case Circuit BreakerHJP36100U43XABYQUL/CSA RatedPowerPact H FrameLugs "OFF" EndTerminal Nut Kit "ON" End100 Amp Capacity3 Pole Device600 Vac Rated80% Rated - Standard ratedInterrupting Rating100kA @ 240Vac/65kA @ 480Vac/25kA @ 600VacMicrologic Ammeter Trip Unit - LSI2 Form C Auxiliary SwitchHandle padlock attachment - OFF position onlyRevision - 5/26/2026 - (P20260306/S20260306)Source -Selector | EA | EA |  | FALSE |  | P | FXG | 100
134453 | 7 | 1 | States | MGM TRANSFORMER | Megan Swymeler | TRUE | 2026-06-30T00:00:00 | 2027-04-26T00:00:00 |  | 52 | 0 | 52 | 751.63 | 39084.76 | 92154 | USA | N30 | 44 | SCHNEIDER ELECTRIC USA INC. | 60673-1214 | HJP36150U43XABYQ | HJP36150U43XABYQ-Molded Case Circuit BreakerHJP36150U43XABYQUL/CSA RatedPowerPact H FrameLugs "OFF" EndTerminal Nut Kit "ON" End150 Amp Capacity3 Pole Device600 Vac Rated80% Rated - Standard ratedInterrupting Rating100kA @ 240Vac/65kA @ 480Vac/25kA @ 600VacMicrologic Ammeter Trip Unit - LSI2 Form C Auxiliary SwitchHandle padlock attachment - OFF position onlyRevision - 5/20/2026 - (P20260306/S20260306)Source -Selector | PUR | HJP36150U43XABYQ-Molded Case Circuit BreakerHJP36150U43XABYQUL/CSA RatedPowerPact H FrameLugs "OFF" EndTerminal Nut Kit "ON" End150 Amp Capacity3 Pole Device600 Vac Rated80% Rated - Standard ratedInterrupting Rating100kA @ 240Vac/65kA @ 480Vac/25kA @ 600VacMicrologic Ammeter Trip Unit - LSI2 Form C Auxiliary SwitchHandle padlock attachment - OFF position onlyRevision - 5/20/2026 - (P20260306/S20260306)Source -Selector | EA | EA |  | FALSE |  | P | FXG | 100
134453 | 8 | 1 | States | MGM TRANSFORMER | Megan Swymeler | TRUE | 2026-06-30T00:00:00 | 2027-04-26T00:00:00 |  | 136 | 0 | 136 | 1249.65 | 169952.4 | 92154 | USA | N30 | 44 | SCHNEIDER ELECTRIC USA INC. | 60673-1214 | IMB43F | SPD Type 2 IMB 300KA 480Y 277V 3P4W (480Y/277V series also applies to the following voltages 380Y/220V, 400Y/230V and 415Y/240V) ( Can be used on 3-wire grounded Wye systems without neutral. Jumper the neutral and ground lugs using 10AWG wire) | PUR | SPD Type 2 IMB 300KA 480Y 277V 3P4W (480Y/277V series also applies to the following voltages 380Y/220V, 400Y/230V and 415Y/240V) ( Can be used on 3-wire grounded Wye systems without neutral. Jumper the neutral and ground lugs using 10AWG wire) | EA | EA |  | FALSE |  | P | FXG | 100
134453 | 9 | 1 | States | MGM TRANSFORMER | Megan Swymeler | TRUE | 2026-06-30T00:00:00 | 2027-04-26T00:00:00 |  | 6 | 0 | 6 | 9517.76 | 57106.56 | 92154 | USA | N30 | 44 | SCHNEIDER ELECTRIC USA INC. | 60673-1214 | LAJRGAXAXNANNNNNNNNNNNNTWNANENNNNCNNNNNA | Square D Masterpact MTZ Unit Mount Circuit BreakerModel No. MTZ2-40H1 3-Pole ANSIC37/UL1066/CSA C22.2 No.268 RatedRated 4000 Amps, 100% RatedAIR - 65kA/65kA/65kA @ 254/508/635 VacTop Termination RCOVBottom Termination RCOV4000 Amp SensorTrip UnitMicrologic 6.0 Xi (LSIG) Trip UnitEnergy Reduction Maintenance SettingsDigital Module InstalledEnergy Reduction Maintenance Setting selectedTrip Unit Wireless Communication has been removedULP Port4 OF Contacts (standard) + 4 Additional OF ContactsOvercurrent Trip (SDE) contact standardPadlockable Push Button CoverNo Locking Provision Provided with Padlock attachmentProduction Test ReportDoor Escutcheon included as Standard | PUR | Square D Masterpact MTZ Unit Mount Circuit BreakerModel No. MTZ2-40H1 3-Pole ANSIC37/UL1066/CSA C22.2 No.268 RatedRated 4000 Amps, 100% RatedAIR - 65kA/65kA/65kA @ 254/508/635 VacTop Termination RCOVBottom Termination RCOV4000 Amp SensorTrip UnitMicrologic 6.0 Xi (LSIG) Trip UnitEnergy Reduction Maintenance SettingsDigital Module InstalledEnergy Reduction Maintenance Setting selectedTrip Unit Wireless Communication has been removedULP Port4 OF Contacts (standard) + 4 Additional OF ContactsOvercurrent Trip (SDE) contact standardPadlockable Push Button CoverNo Locking Provision Provided with Padlock attachmentProduction Test ReportDoor Escutcheon included as Standard | EA | EA |  | FALSE |  | P | FXG | 100
134453 | 10 | 1 | States | MGM TRANSFORMER | Megan Swymeler | TRUE | 2026-06-30T00:00:00 | 2027-04-26T00:00:00 |  | 112 | 0 | 112 | 8913.52 | 998314.24 | 92154 | USA | N30 | 44 | SCHNEIDER ELECTRIC USA INC. | 60673-1214 | LGIPGAXAXNANNNNNNNNNNNNTMNANENNNNCNNNNNA | Square D Masterpact MTZ Unit Mount Circuit BreakerModel No. MTZ2-32H3 3-Pole ANSIC37/UL1066/CSA C22.2 No.268 RatedRated 3200 Amps, 100% RatedAIR - 100kA/100kA/85kA @ 254/508/635 VacTop Termination RCOVBottom Termination RCOV3200 Amp SensorTrip UnitMicrologic 6.0 Xi (LSIG) Trip UnitEnergy Reduction Maintenance SettingsDigital Module InstalledEnergy Reduction Maintenance Setting selectedTrip Unit Wireless Communication has been removedULP Port4 OF Contacts (standard) + 4 Additional OF ContactsOvercurrent Trip (SDE) contact standardPadlockable Push Button CoverProvision Only For Kirk - No locks supplied with Padlock attachmentProduction Test ReportDoor Escutcheon included as Standard | PUR | Square D Masterpact MTZ Unit Mount Circuit BreakerModel No. MTZ2-32H3 3-Pole ANSIC37/UL1066/CSA C22.2 No.268 RatedRated 3200 Amps, 100% RatedAIR - 100kA/100kA/85kA @ 254/508/635 VacTop Termination RCOVBottom Termination RCOV3200 Amp SensorTrip UnitMicrologic 6.0 Xi (LSIG) Trip UnitEnergy Reduction Maintenance SettingsDigital Module InstalledEnergy Reduction Maintenance Setting selectedTrip Unit Wireless Communication has been removedULP Port4 OF Contacts (standard) + 4 Additional OF ContactsOvercurrent Trip (SDE) contact standardPadlockable Push Button CoverProvision Only For Kirk - No locks supplied with Padlock attachmentProduction Test ReportDoor Escutcheon included as Standard | EA | EA |  | FALSE |  | P | FXG | 100
134453 | 11 | 1 | States | MGM TRANSFORMER | Megan Swymeler | TRUE | 2026-06-30T00:00:00 | 2027-04-26T00:00:00 |  | 56 | 0 | 56 | 8819.55 | 493894.8 | 92154 | USA | N30 | 44 | SCHNEIDER ELECTRIC USA INC. | 60673-1214 | LGIPGAXAXNANNNNNNNNNNNNTWNANENNNNCNNNNNA | Square D Masterpact MTZ Unit Mount Circuit BreakerModel No. MTZ2-32H3 3-Pole ANSIC37/UL1066/CSA C22.2 No.268 RatedRated 3200 Amps, 100% RatedAIR - 100kA/100kA/85kA @ 254/508/635 VacTop Termination RCOVBottom Termination RCOV3200 Amp SensorTrip UnitMicrologic 6.0 Xi (LSIG) Trip UnitEnergy Reduction Maintenance SettingsDigital Module InstalledEnergy Reduction Maintenance Setting selectedTrip Unit Wireless Communication has been removedULP Port4 OF Contacts (standard) + 4 Additional OF ContactsOvercurrent Trip (SDE) contact standardPadlockable Push Button CoverNo Locking Provision Providedwith Padlock attachmentProduction Test ReportDoor Escutcheon included as Standard | PUR | Square D Masterpact MTZ Unit Mount Circuit BreakerModel No. MTZ2-32H3 3-Pole ANSIC37/UL1066/CSA C22.2 No.268 RatedRated 3200 Amps, 100% RatedAIR - 100kA/100kA/85kA @ 254/508/635 VacTop Termination RCOVBottom Termination RCOV3200 Amp SensorTrip UnitMicrologic 6.0 Xi (LSIG) Trip UnitEnergy Reduction Maintenance SettingsDigital Module InstalledEnergy Reduction Maintenance Setting selectedTrip Unit Wireless Communication has been removedULP Port4 OF Contacts (standard) + 4 Additional OF ContactsOvercurrent Trip (SDE) contact standardPadlockable Push Button CoverNo Locking Provision Providedwith Padlock attachmentProduction Test ReportDoor Escutcheon included as Standard | EA | EA |  | FALSE |  | P | FXG | 100
134453 | 12 | 1 | States | MGM TRANSFORMER | Megan Swymeler | TRUE | 2026-06-30T00:00:00 | 2027-04-26T00:00:00 |  | 56 | 0 | 56 | 10660.09 | 596965.04 | 92154 | USA | N30 | 44 | SCHNEIDER ELECTRIC USA INC. | 60673-1214 | LGJRGAXAXNANNNNNNNNDNNNTWNANENNNNCNNNNNA | Square D Masterpact MTZ Unit Mount Circuit BreakerModel No. MTZ2-40H3 3-Pole ANSIC37/UL1066/CSA C22.2 No.268 RatedRated 4000 Amps, 100% RatedAIR - 100kA/100kA/85kA @ 254/508/635 VacTop Termination RCOVBottom Termination RCOV4000 Amp SensorTrip UnitMicrologic 6.0 Xi (LSIG) Trip UnitEnergy Reduction Maintenance SettingsDigital Module InstalledEnergy Reduction Maintenance Setting selectedTrip Unit Wireless Communication has been removedULP Port4 OF Contacts (standard) + 4 Additional OF ContactsShunt Trip - 100-130VacOvercurrent Trip (SDE) contact standardPadlockable Push Button CoverNo Locking Provision Provided with Padlock attachmentProduction Test ReportDoor Escutcheon included as Standard | PUR | Square D Masterpact MTZ Unit Mount Circuit BreakerModel No. MTZ2-40H3 3-Pole ANSIC37/UL1066/CSA C22.2 No.268 RatedRated 4000 Amps, 100% RatedAIR - 100kA/100kA/85kA @ 254/508/635 VacTop Termination RCOVBottom Termination RCOV4000 Amp SensorTrip UnitMicrologic 6.0 Xi (LSIG) Trip UnitEnergy Reduction Maintenance SettingsDigital Module InstalledEnergy Reduction Maintenance Setting selectedTrip Unit Wireless Communication has been removedULP Port4 OF Contacts (standard) + 4 Additional OF ContactsShunt Trip - 100-130VacOvercurrent Trip (SDE) contact standardPadlockable Push Button CoverNo Locking Provision Provided with Padlock attachmentProduction Test ReportDoor Escutcheon included as Standard | EA | EA |  | FALSE |  | P | FXG | 100
134453 | 13 | 1 | States | MGM TRANSFORMER | Megan Swymeler | TRUE | 2026-06-30T00:00:00 | 2027-04-26T00:00:00 |  | 56 | 0 | 56 | 10591.05 | 593098.8 | 92154 | USA | N30 | 44 | SCHNEIDER ELECTRIC USA INC. | 60673-1214 | LGJRGAXAXNANNNNNNNNNNNNTWNANENNNNCNNNNNA | Square D Masterpact MTZ Unit Mount Circuit Breaker Model No. MTZ2-40H3 3-Pole ANSI C37/UL1066/CSA C22.2 No.268 Rated Rated 4000 Amps, 100% Rated AIR - 100kA/100kA/85kA @ 254/508/635 Vac Top Termination RCOV Bottom Termination RCOV 4000 Amp Sensor Trip Unit Micrologic 6.0 Xi (LSIG) Trip Unit Energy Reduction Maintenance Settings Digital Module Installed Energy Reduction Maintenance Setting selected Trip Unit Wireless Communication has been removed ULP Port 4 OF Contacts (standard) + 4 Additional OF Contacts Overcurrent Trip (SDE) contact standard Padlockable Push Button Cover No Locking Provision Provided with Padlock attachment Production Test Report Door Escutcheon included as Standard | PUR | Square D Masterpact MTZ Unit Mount Circuit Breaker Model No. MTZ2-40H3 3-Pole ANSI C37/UL1066/CSA C22.2 No.268 Rated Rated 4000 Amps, 100% Rated AIR - 100kA/100kA/85kA @ 254/508/635 Vac Top Termination RCOV Bottom Termination RCOV 4000 Amp Sensor Trip Unit Micrologic 6.0 Xi (LSIG) Trip Unit Energy Reduction Maintenance Settings Digital Module Installed Energy Reduction Maintenance Setting selected Trip Unit Wireless Communication has been removed ULP Port 4 OF Contacts (standard) + 4 Additional OF Contacts Overcurrent Trip (SDE) contact standard Padlockable Push Button Cover No Locking Provision Provided with Padlock attachment Production Test Report Door Escutcheon included as Standard | EA | EA |  | FALSE |  | P | FXG | 100
134453 | 14 | 1 | States | MGM TRANSFORMER | Megan Swymeler | TRUE | 2026-06-30T00:00:00 | 2027-04-26T00:00:00 |  | 4 | 0 | 4 | 1456.32 | 5825.28 | 92154 | USA | N30 | 44 | SCHNEIDER ELECTRIC USA INC. | 60673-1214 | LJP36400CU43XABYQ | Molded Case Circuit Breaker UL/CSA RatedPowerPact L FrameLugs "OFF" EndTerminal Nut Kit "ON" End3 Pole Device400 Amp Capacity600 Vac Rated100% RatedInterrupting Rating100kA @ 240Vac/65kA @ 480Vac/25kA @ 600VacMicrologic Ammeter Trip Unit - LSI2 Form C Auxiliary SwitchHandle padlock attachment - OFF position only | PUR | Molded Case Circuit Breaker UL/CSA RatedPowerPact L FrameLugs "OFF" EndTerminal Nut Kit "ON" End3 Pole Device400 Amp Capacity600 Vac Rated100% RatedInterrupting Rating100kA @ 240Vac/65kA @ 480Vac/25kA @ 600VacMicrologic Ammeter Trip Unit - LSI2 Form C Auxiliary SwitchHandle padlock attachment - OFF position only | EA | EA |  | FALSE |  | P | FXG | 100
134453 | 15 | 1 | States | MGM TRANSFORMER | Megan Swymeler | TRUE | 2026-06-30T00:00:00 | 2027-04-26T00:00:00 |  | 18 | 0 | 18 | 1283.4 | 23101.2 | 92154 | USA | N30 | 44 | SCHNEIDER ELECTRIC USA INC. | 60673-1214 | LJP36400U43XABYQ | LJP36400U43XABYQ-Molded Case Circuit BreakerLJP36400U43XABYQUL/CSA RatedPowerPact L FrameLugs "OFF" EndTerminal Nut Kit "ON" End3 Pole Device400 Amp Capacity600 Vac Rated80% Rated - Standard ratedInterrupting Rating100kA @ 240Vac/65kA @ 480Vac/25kA @ 600VacMicrologic Ammeter Trip Unit - LSI2 Form C Auxiliary SwitchHandle padlock attachment - OFF position onlyRevision - 5/22/2026 - (P20260306/S20260306)Source -Selector | PUR | LJP36400U43XABYQ-Molded Case Circuit BreakerLJP36400U43XABYQUL/CSA RatedPowerPact L FrameLugs "OFF" EndTerminal Nut Kit "ON" End3 Pole Device400 Amp Capacity600 Vac Rated80% Rated - Standard ratedInterrupting Rating100kA @ 240Vac/65kA @ 480Vac/25kA @ 600VacMicrologic Ammeter Trip Unit - LSI2 Form C Auxiliary SwitchHandle padlock attachment - OFF position onlyRevision - 5/22/2026 - (P20260306/S20260306)Source -Selector | EA | EA |  | FALSE |  | P | FXG | 100
134453 | 16 | 1 | States | MGM TRANSFORMER | Megan Swymeler | TRUE | 2026-06-30T00:00:00 | 2027-04-26T00:00:00 |  | 6 | 0 | 6 | 1770.36 | 10622.16 | 92154 | USA | N30 | 44 | SCHNEIDER ELECTRIC USA INC. | 60673-1214 | LJP36600U44XABYQ | LJP36600U44XABYQ-Molded Case Circuit BreakerLJP36600U44XABYQUL/CSA RatedPowerPact L FrameLugs "OFF" EndTerminal Nut Kit "ON" End3 Pole Device600 Amp Capacity600 Vac Rated80% Rated - Standard ratedInterrupting Rating100kA @ 240Vac/65kA @ 480Vac/25kA @ 600VacMicrologic Ammeter Trip Unit - LSIG2 Form C Auxiliary SwitchHandle padlock attachment - OFF position onlyRevision - 5/20/2026 - (P20260306/S20260306)Source -Selector | PUR | LJP36600U44XABYQ-Molded Case Circuit BreakerLJP36600U44XABYQUL/CSA RatedPowerPact L FrameLugs "OFF" EndTerminal Nut Kit "ON" End3 Pole Device600 Amp Capacity600 Vac Rated80% Rated - Standard ratedInterrupting Rating100kA @ 240Vac/65kA @ 480Vac/25kA @ 600VacMicrologic Ammeter Trip Unit - LSIG2 Form C Auxiliary SwitchHandle padlock attachment - OFF position onlyRevision - 5/20/2026 - (P20260306/S20260306)Source -Selector | EA | EA |  | FALSE |  | P | FXG | 100
134453 | 17 | 1 | States | MGM TRANSFORMER | Megan Swymeler | TRUE | 2026-06-30T00:00:00 | 2027-04-26T00:00:00 |  | 56 | 0 | 56 | 1456.2 | 81547.2 | 92154 | USA | N30 | 44 | SCHNEIDER ELECTRIC USA INC. | 60673-1214 | LLP36400U43XABYQ | Molded Case Circuit Breaker UL/CSA RatedPowerPact L FrameLugs "OFF" EndTerminal Nut Kit "ON" End3 Pole Device400 Amp Capacity600 Vac Rated80% Rated - Standard ratedInterrupting Rating125kA @ 240Vac/100kA @ 480Vac/50kA @ 600VacMicrologic Ammeter Trip Unit - LSI2 Form C Auxiliary SwitchHandle padlock attachment - OFF position only | PUR | Molded Case Circuit Breaker UL/CSA RatedPowerPact L FrameLugs "OFF" EndTerminal Nut Kit "ON" End3 Pole Device400 Amp Capacity600 Vac Rated80% Rated - Standard ratedInterrupting Rating125kA @ 240Vac/100kA @ 480Vac/50kA @ 600VacMicrologic Ammeter Trip Unit - LSI2 Form C Auxiliary SwitchHandle padlock attachment - OFF position only | EA | EA |  | FALSE |  | P | FXG | 100
134453 | 18 | 1 | States | MGM TRANSFORMER | Megan Swymeler | TRUE | 2026-06-30T00:00:00 | 2027-04-26T00:00:00 |  | 56 | 0 | 56 | 1925.88 | 107849.28 | 92154 | USA | N30 | 44 | SCHNEIDER ELECTRIC USA INC. | 60673-1214 | LLP36600U44XABYQ | Molded Case Circuit Breaker UL/CSA RatedPowerPact L FrameLugs "OFF" EndTerminal Nut Kit "ON" End3 Pole Device600 Amp Capacity600 Vac Rated80% Rated - Standard ratedInterrupting Rating125kA @ 240Vac/100kA @ 480Vac/50kA @ 600VacMicrologic Ammeter Trip Unit - LSIG2 Form C Auxiliary SwitchHandle padlock attachment - OFF position only | PUR | Molded Case Circuit Breaker UL/CSA RatedPowerPact L FrameLugs "OFF" EndTerminal Nut Kit "ON" End3 Pole Device600 Amp Capacity600 Vac Rated80% Rated - Standard ratedInterrupting Rating125kA @ 240Vac/100kA @ 480Vac/50kA @ 600VacMicrologic Ammeter Trip Unit - LSIG2 Form C Auxiliary SwitchHandle padlock attachment - OFF position only | EA | EA |  | FALSE |  | P | FXG | 100
134453 | 19 | 1 | States | MGM TRANSFORMER | Megan Swymeler | TRUE | 2026-06-30T00:00:00 | 2027-04-26T00:00:00 |  | 304 | 0 | 304 | 247.5 | 75240 | 92154 | USA | N30 | 44 | SCHNEIDER ELECTRIC USA INC. | 60673-1214 | LV434063 | I/O (input/output) application module, Enerlin'X | PUR | I/O (input/output) application module, Enerlin'X | EA | EA |  | FALSE |  | P | FXG | 100
134453 | 20 | 1 | States | MGM TRANSFORMER | Megan Swymeler | TRUE | 2026-06-30T00:00:00 | 2027-04-26T00:00:00 |  | 304 | 0 | 304 | 59.4 | 18057.6 | 92154 | USA | N30 | 44 | SCHNEIDER ELECTRIC USA INC. | 60673-1214 | LV434196 | "Designation : Feeder Trip Unit to IO Product Details: LV434196-CIRCUIT BREAKER ULP CORD L-1.3M (4.27FT)" | PUR | "Designation : Feeder Trip Unit to IO Product Details: LV434196-CIRCUIT BREAKER ULP CORD L-1.3M (4.27FT)" | EA | EA |  | FALSE |  | P | FXG | 100
134453 | 21 | 1 | States | MGM TRANSFORMER | Megan Swymeler | TRUE | 2026-06-30T00:00:00 | 2027-04-26T00:00:00 |  | 4 | 0 | 4 | 3096.12 | 12384.48 | 92154 | USA | N30 | 44 | SCHNEIDER ELECTRIC USA INC. | 60673-1214 | PJP36060CU43AABYQ | Molded Case Circuit Breaker UL/CSA RatedPowerPact P FrameLugs "OFF" EndTerminal Nut Kit "ON" End3 Pole Device600 Amp Capacity600 Vac Rated100% RatedInterrupting Rating100kA @ 240Vac/65kA @ 480Vac/25kA @ 600VacMicrologic Ammeter Trip Unit - LSIUL Rating Plug A2 Form C Auxiliary SwitchHandle padlock attachment - OFF position only | PUR | Molded Case Circuit Breaker UL/CSA RatedPowerPact P FrameLugs "OFF" EndTerminal Nut Kit "ON" End3 Pole Device600 Amp Capacity600 Vac Rated100% RatedInterrupting Rating100kA @ 240Vac/65kA @ 480Vac/25kA @ 600VacMicrologic Ammeter Trip Unit - LSIUL Rating Plug A2 Form C Auxiliary SwitchHandle padlock attachment - OFF position only | EA | EA |  | FALSE |  | P | FXG | 100
134453 | 22 | 1 | States | MGM TRANSFORMER | Megan Swymeler | TRUE | 2026-06-30T00:00:00 | 2027-04-26T00:00:00 |  | 6 | 0 | 6 | 3333.6 | 20001.6 | 92154 | USA | N30 | 44 | SCHNEIDER ELECTRIC USA INC. | 60673-1214 | PJP36080CU43AE1ABJA | Molded Case Circuit Breaker UL/CSA RatedPowerPact P FrameLugs "OFF" EndTerminal Nut Kit "ON" End3 Pole Device600 Vac Rated800 Amp Capacity100% RatedInterrupting Rating100kA @ 240Vac/65kA @ 480Vac/25kA @ 600VacMicrologic Ammeter Trip Unit - LSIUL Rating Plug AKeylock options:Provision onlyProvision for Kirk or Schneider ElectricKeyingVertical MountModbus Communications2 Form C Auxiliary Switch | PUR | Molded Case Circuit Breaker UL/CSA RatedPowerPact P FrameLugs "OFF" EndTerminal Nut Kit "ON" End3 Pole Device600 Vac Rated800 Amp Capacity100% RatedInterrupting Rating100kA @ 240Vac/65kA @ 480Vac/25kA @ 600VacMicrologic Ammeter Trip Unit - LSIUL Rating Plug AKeylock options:Provision onlyProvision for Kirk or Schneider ElectricKeyingVertical MountModbus Communications2 Form C Auxiliary Switch | EA | EA |  | FALSE |  | P | FXG | 100
134453 | 23 | 1 | States | MGM TRANSFORMER | Megan Swymeler | TRUE | 2026-06-30T00:00:00 | 2027-04-26T00:00:00 |  | 6 | 0 | 6 | 3400.08 | 20400.48 | 92154 | USA | N30 | 44 | SCHNEIDER ELECTRIC USA INC. | 60673-1214 | PJP36080CU43AE1ABSAYQ | Molded Case Circuit Breaker UL/CSA RatedPowerPact P FrameLugs "OFF" EndTerminal Nut Kit "ON" End3 Pole Device600 Vac Rated800 Amp Capacity100% RatedInterrupting Rating100kA @ 240Vac/65kA @ 480Vac/25kA @ 600VacMicrologic Ammeter Trip Unit - LSIUL Rating Plug AModbus Communications2 Form C Auxiliary SwitchShunt Trip 110-130Vac/125VdcHandle padlock attachment - OFF position only | PUR | Molded Case Circuit Breaker UL/CSA RatedPowerPact P FrameLugs "OFF" EndTerminal Nut Kit "ON" End3 Pole Device600 Vac Rated800 Amp Capacity100% RatedInterrupting Rating100kA @ 240Vac/65kA @ 480Vac/25kA @ 600VacMicrologic Ammeter Trip Unit - LSIUL Rating Plug AModbus Communications2 Form C Auxiliary SwitchShunt Trip 110-130Vac/125VdcHandle padlock attachment - OFF position only | EA | EA |  | FALSE |  | P | FXG | 100
134453 | 24 | 1 | States | MGM TRANSFORMER | Megan Swymeler | TRUE | 2026-06-30T00:00:00 | 2027-04-26T00:00:00 |  | 6 | 0 | 6 | 4447.08 | 26682.48 | 92154 | USA | N30 | 44 | SCHNEIDER ELECTRIC USA INC. | 60673-1214 | PJP36100CU43AE1ABJA | Molded Case Circuit Breaker UL/CSA RatedPowerPact P FrameLugs "OFF" EndTerminal Nut Kit "ON" End1000 Amp Capacity3 Pole Device600 Vac Rated100% RatedInterrupting Rating100kA @ 240Vac/65kA @ 480Vac/25kA @ 600VacMicrologic Ammeter Trip Unit - LSIUL Rating Plug AKeylock options:Provision onlyProvision for Kirk or Schneider ElectricKeyingVertical MountModbus Communications2 Form C Auxiliary Switch | PUR | Molded Case Circuit Breaker UL/CSA RatedPowerPact P FrameLugs "OFF" EndTerminal Nut Kit "ON" End1000 Amp Capacity3 Pole Device600 Vac Rated100% RatedInterrupting Rating100kA @ 240Vac/65kA @ 480Vac/25kA @ 600VacMicrologic Ammeter Trip Unit - LSIUL Rating Plug AKeylock options:Provision onlyProvision for Kirk or Schneider ElectricKeyingVertical MountModbus Communications2 Form C Auxiliary Switch | EA | EA |  | FALSE |  | P | FXG | 100
134453 | 25 | 1 | States | MGM TRANSFORMER | Megan Swymeler | TRUE | 2026-06-30T00:00:00 | 2027-04-26T00:00:00 |  | 6 | 0 | 6 | 4800 | 28800 | 92154 | USA | N30 | 44 | SCHNEIDER ELECTRIC USA INC. | 60673-1214 | PJP36120CU63AE1ABSAYQ | Molded Case Circuit Breaker UL/CSA RatedPowerPact P FrameLugs "OFF" EndTerminal Nut Kit "ON" End1200 Amp Capacity3 Pole Device600 Vac Rated100% RatedInterrupting Rating100kA @ 240Vac/65kA @ 480Vac/25kA @ 600VacMicrologic Power Trip - LSIUL Rating Plug AModbus Communications2 Form C Auxiliary SwitchShunt Trip 110-130Vac/125VdcHandle padlock attachment - OFF position only | PUR | Molded Case Circuit Breaker UL/CSA RatedPowerPact P FrameLugs "OFF" EndTerminal Nut Kit "ON" End1200 Amp Capacity3 Pole Device600 Vac Rated100% RatedInterrupting Rating100kA @ 240Vac/65kA @ 480Vac/25kA @ 600VacMicrologic Power Trip - LSIUL Rating Plug AModbus Communications2 Form C Auxiliary SwitchShunt Trip 110-130Vac/125VdcHandle padlock attachment - OFF position only | EA | EA |  | FALSE |  | P | FXG | 100
134453 | 26 | 1 | States | MGM TRANSFORMER | Megan Swymeler | TRUE | 2026-06-30T00:00:00 | 2027-04-26T00:00:00 |  | 6 | 0 | 6 | 4832.04 | 28992.24 | 92154 | USA | N30 | 44 | SCHNEIDER ELECTRIC USA INC. | 60673-1214 | PJP36120CU64AE1ABYQ | Molded Case Circuit Breaker UL/CSA RatedPowerPact P FrameLugs "OFF" EndTerminal Nut Kit "ON" End1200 Amp Capacity3 Pole Device600 Vac Rated100% RatedInterrupting Rating100kA @ 240Vac/65kA @ 480Vac/25kA @ 600VacMicrologic Power Trip Unit - LSIGUL Rating Plug AModbus Communications2 Form C Auxiliary SwitchHandle padlock attachment - OFF position only | PUR | Molded Case Circuit Breaker UL/CSA RatedPowerPact P FrameLugs "OFF" EndTerminal Nut Kit "ON" End1200 Amp Capacity3 Pole Device600 Vac Rated100% RatedInterrupting Rating100kA @ 240Vac/65kA @ 480Vac/25kA @ 600VacMicrologic Power Trip Unit - LSIGUL Rating Plug AModbus Communications2 Form C Auxiliary SwitchHandle padlock attachment - OFF position only | EA | EA |  | FALSE |  | P | FXG | 100
134453 | 27 | 1 | States | MGM TRANSFORMER | Megan Swymeler | TRUE | 2026-06-30T00:00:00 | 2027-04-26T00:00:00 |  | 12 | 0 | 12 | 3551.64 | 42619.68 | 92154 | USA | N30 | 44 | SCHNEIDER ELECTRIC USA INC. | 60673-1214 | PJP36120U64AE1ABYQ | Molded Case Circuit Breaker UL/CSA RatedPowerPact P FrameLugs "OFF" EndTerminal Nut Kit "ON" End1200 Amp Capacity3 Pole Device600 Vac Rated80% Rated - Standard ratedInterrupting Rating100kA @ 240Vac/65kA @ 480Vac/25kA @ 600VacMicrologic Power Trip Unit - LSIGUL Rating Plug AModbus Communications2 Form C Auxiliary SwitchHandle padlock attachment - OFF position only | PUR | Molded Case Circuit Breaker UL/CSA RatedPowerPact P FrameLugs "OFF" EndTerminal Nut Kit "ON" End1200 Amp Capacity3 Pole Device600 Vac Rated80% Rated - Standard ratedInterrupting Rating100kA @ 240Vac/65kA @ 480Vac/25kA @ 600VacMicrologic Power Trip Unit - LSIGUL Rating Plug AModbus Communications2 Form C Auxiliary SwitchHandle padlock attachment - OFF position only | EA | EA |  | FALSE |  | P | FXG | 100
134453 | 29 | 1 | States | MGM TRANSFORMER | Megan Swymeler | TRUE | 2026-06-30T00:00:00 | 2027-04-26T00:00:00 |  | 56 | 0 | 56 | 3695.88 | 206969.28 | 92154 | USA | N30 | 44 | SCHNEIDER ELECTRIC USA INC. | 60673-1214 | PLP34120U64AE1ABYQ | Molded Case Circuit Breaker UL/CSA RatedPowerPact P FrameLugs "OFF" EndTerminal Nut Kit "ON" End1200 Amp Capacity3 Pole Device480 Vac Rated80% Rated - Standard ratedInterrupting Rating125kA @ 240Vac/100kA @ 480VacMicrologic Power Trip Unit - LSIGUL Rating Plug AModbus Communications2 Form C Auxiliary SwitchHandle padlock attachment - OFF position only | PUR | Molded Case Circuit Breaker UL/CSA RatedPowerPact P FrameLugs "OFF" EndTerminal Nut Kit "ON" End1200 Amp Capacity3 Pole Device480 Vac Rated80% Rated - Standard ratedInterrupting Rating125kA @ 240Vac/100kA @ 480VacMicrologic Power Trip Unit - LSIGUL Rating Plug AModbus Communications2 Form C Auxiliary SwitchHandle padlock attachment - OFF position only | EA | EA |  | FALSE |  | P | FXG | 100
134453 | 30 | 1 | States | MGM TRANSFORMER | Megan Swymeler | TRUE | 2026-06-30T00:00:00 | 2027-04-26T00:00:00 |  | 33 | 0 | 33 | 21.45 | 707.85 | 92154 | USA | N30 | 44 | SCHNEIDER ELECTRIC USA INC. | 60673-1214 | TRV00880 | ULP terminator for use with ERMS switch | PUR | ULP terminator for use with ERMS switch | EA | 10pk |  | FALSE |  | P | FXG | 100
133250 | 1 | 1 | States | Champlin | Megan Swymeler | TRUE | 2026-05-13T00:00:00 | 2026-07-17T00:00:00 | 2026-06-22T00:00:00 | 85 | 49 | 36 | 1249.65 | 106220.25 | 55316-3157 | USA | N30 | 44 | SCHNEIDER ELECTRIC USA INC. | 60673-1214 | IMB43 | SPD Type 1 IMB 300KA 480Y 277V 3P4W (480Y/277V series also applies to the following voltages 380Y/220V, 400Y/230V and 415Y/240V) ( Can be used on 3-wire grounded Wye systems without neutral. Jumper the neutral and ground lugs using 10AWG wire) | PUR | SPD Type 1 IMB 300KA 480Y 277V 3P4W (480Y/277V series also applies to the following voltages 380Y/220V, 400Y/230V and 415Y/240V) ( Can be used on 3-wire grounded Wye systems without neutral. Jumper the neutral and ground lugs using 10AWG wire) | EA | EA |  | TRUE |  | P | FXG | 100
133770 | 1 | 2 | States | Champlin | Megan Swymeler | TRUE | 2026-06-01T00:00:00 | 2026-09-11T00:00:00 | 2026-09-11T00:00:00 | 30 | 0 | 30 | 2508.56 | 301027.2 | 55316-3157 | USA | N30 | 44 | SCHNEIDER ELECTRIC USA INC. | 60673-1214 | PM5650 | PowerLogic PowerLogic PM5650, 2 ethernet, up to 63th Harmonic, 1,1MB, waveform, 4DI/2DO 52 alarms 100-300VDC/90-528VAC, 4DI/2DO 52 alarms | PUR | PowerLogic PowerLogic PM5650, 2 ethernet, up to 63th Harmonic, 1,1MB, waveform, 4DI/2DO 52 alarms 100-300VDC/90-528VAC, 4DI/2DO 52 alarms | EA | EA |  | TRUE |  | P | FXG | 100
133770 | 1 | 1 | States | Champlin | Megan Swymeler | TRUE | 2026-06-01T00:00:00 | 2026-09-11T00:00:00 | 2026-09-11T00:00:00 | 90 | 0 | 90 | 2508.56 | 301027.2 | 55316-3157 | USA | N30 | 44 | SCHNEIDER ELECTRIC USA INC. | 60673-1214 | PM5650 | PowerLogic PowerLogic PM5650, 2 ethernet, up to 63th Harmonic, 1,1MB, waveform, 4DI/2DO 52 alarms 100-300VDC/90-528VAC, 4DI/2DO 52 alarms | PUR | PowerLogic PowerLogic PM5650, 2 ethernet, up to 63th Harmonic, 1,1MB, waveform, 4DI/2DO 52 alarms 100-300VDC/90-528VAC, 4DI/2DO 52 alarms | EA | EA |  | TRUE |  | P | FXG | 100
134455 | 1 | 1 | States | MGM TRANSFORMER | Megan Swymeler | TRUE | 2026-06-30T00:00:00 | 2027-04-26T00:00:00 |  | 304 | 0 | 304 | 15.2 | 4620.8 | 92154 | USA | N30 | 44 | SCHNEIDER ELECTRIC USA INC. | 60673-1214 | 84956 | ENERGY REDUCTION MAINT SETTING INSTR KIT | PUR | ENERGY REDUCTION MAINT SETTING INSTR KIT | EA | EA |  | FALSE |  | P | FXG | 100
134455 | 2 | 1 | States | MGM TRANSFORMER | Megan Swymeler | TRUE | 2026-06-30T00:00:00 | 2027-04-26T00:00:00 |  | 4 | 0 | 4 | 2777.83 | 11111.32 | 92154 | USA | N30 | 44 | SCHNEIDER ELECTRIC USA INC. | 60673-1214 | DJCFCABABNNNNNNNNNNNNNNTCNANENNNNCNNNNNA | Square D Masterpact MTZ Unit Mount Circuit BreakerDJCFCABABNNNNNNNNNNNNNNTCNANENNNNCNNNNNAModel No. MTZ1-08L1 3-Pole UL489/ CSA C22.2No.5 RatedRated 800 Amps, 100% RatedAIR - 100kA/65kA/NA @ 240/480/600 VacTop Termination 2 Hole RCTVBottom Termination 2 Hole RCTV800 Amp SensorTrip UnitMicrologic 5.0 Xi (LSI) Trip UnitEnergy Reduction Maintenance SettingsDigital Module InstalledEnergy Reduction Maintenance Setting selectedTrip Unit Wireless Communication has been removedULP Port4 OF Contacts (standard)Overcurrent Trip (SDE) contact standardPadlockable Push Button CoverProvision Only For Kirk - No locks suppliedNo Padlock attachment includedProduction Test ReportDoor Escutcheon included as StandardRevision - 5/26/2026 - (P20260306/S20260306)Source -Selector | PUR | Square D Masterpact MTZ Unit Mount Circuit BreakerDJCFCABABNNNNNNNNNNNNNNTCNANENNNNCNNNNNAModel No. MTZ1-08L1 3-Pole UL489/ CSA C22.2No.5 RatedRated 800 Amps, 100% RatedAIR - 100kA/65kA/NA @ 240/480/600 VacTop Termination 2 Hole RCTVBottom Termination 2 Hole RCTV800 Amp SensorTrip UnitMicrologic 5.0 Xi (LSI) Trip UnitEnergy Reduction Maintenance SettingsDigital Module InstalledEnergy Reduction Maintenance Setting selectedTrip Unit Wireless Communication has been removedULP Port4 OF Contacts (standard)Overcurrent Trip (SDE) contact standardPadlockable Push Button CoverProvision Only For Kirk - No locks suppliedNo Padlock attachment includedProduction Test ReportDoor Escutcheon included as StandardRevision - 5/26/2026 - (P20260306/S20260306)Source -Selector | EA | EA |  | FALSE |  | P | FXG | 100
134455 | 3 | 1 | States | MGM TRANSFORMER | Megan Swymeler | TRUE | 2026-06-30T00:00:00 | 2027-04-26T00:00:00 |  | 4 | 0 | 4 | 2216.66 | 8866.64 | 92154 | USA | N30 | 44 | SCHNEIDER ELECTRIC USA INC. | 60673-1214 | DJCFGABABNNNNNNNNNNNNNNTWNANNNNNNNNNNNNA | Square D Masterpact MTZ Unit Mount Circuit BreakerModel No. MTZ1-08L1 3-Pole UL489/ CSA C22.2No.5 RatedRated 800 Amps, 100% RatedAIR - 100kA/65kA/NA @ 240/480/600 VacTop Termination 2 Hole RCTVBottom Termination 2 Hole RCTV800 Amp SensorTrip UnitMicrologic 6.0 Xi (LSIG) Trip UnitNo Digital Modules InstalledTrip Unit Wireless Communication has been removedULP Port4 OF Contacts (standard)Overcurrent Trip (SDE) contact standardPadlockable Push Button CoverNo Locking Provision Provided with Padlock attachmentProduction Test ReportDoor Escutcheon included as Standard | PUR | Square D Masterpact MTZ Unit Mount Circuit BreakerModel No. MTZ1-08L1 3-Pole UL489/ CSA C22.2No.5 RatedRated 800 Amps, 100% RatedAIR - 100kA/65kA/NA @ 240/480/600 VacTop Termination 2 Hole RCTVBottom Termination 2 Hole RCTV800 Amp SensorTrip UnitMicrologic 6.0 Xi (LSIG) Trip UnitNo Digital Modules InstalledTrip Unit Wireless Communication has been removedULP Port4 OF Contacts (standard)Overcurrent Trip (SDE) contact standardPadlockable Push Button CoverNo Locking Provision Provided with Padlock attachmentProduction Test ReportDoor Escutcheon included as Standard | EA | EA |  | FALSE |  | P | FXG | 100
134455 | 4 | 1 | States | MGM TRANSFORMER | Megan Swymeler | TRUE | 2026-06-30T00:00:00 | 2027-04-26T00:00:00 |  | 8 | 0 | 8 | 2882.78 | 23062.24 | 92154 | USA | N30 | 44 | SCHNEIDER ELECTRIC USA INC. | 60673-1214 | DJEGCABABNNNNNNNNNNNNNNTCNANENNNNCNNNNNA | Square D Masterpact MTZ Unit Mount Circuit BreakerDJEGCABABNNNNNNNNNNNNNNTCNANENNNNCNNNNNAModel No. MTZ1-12L1 3-Pole UL489/ CSA C22.2No.5 RatedRated 1200 Amps, 100% RatedAIR - 100kA/65kA/NA @ 240/480/600 VacTop Termination 2 Hole RCTVBottom Termination 2 Hole RCTV1000 Amp SensorTrip UnitMicrologic 5.0 Xi (LSI) Trip UnitEnergy Reduction Maintenance SettingsDigital Module InstalledEnergy Reduction Maintenance Setting selectedTrip Unit Wireless Communication has been removedULP Port4 OF Contacts (standard)Overcurrent Trip (SDE) contact standardPadlockable Push Button CoverProvision Only For Kirk - No locks suppliedNo Padlock attachment includedProduction Test ReportDoor Escutcheon included as StandardRevision - 5/26/2026 - (P20260306/S20260306)Source -Selector | PUR | Square D Masterpact MTZ Unit Mount Circuit BreakerDJEGCABABNNNNNNNNNNNNNNTCNANENNNNCNNNNNAModel No. MTZ1-12L1 3-Pole UL489/ CSA C22.2No.5 RatedRated 1200 Amps, 100% RatedAIR - 100kA/65kA/NA @ 240/480/600 VacTop Termination 2 Hole RCTVBottom Termination 2 Hole RCTV1000 Amp SensorTrip UnitMicrologic 5.0 Xi (LSI) Trip UnitEnergy Reduction Maintenance SettingsDigital Module InstalledEnergy Reduction Maintenance Setting selectedTrip Unit Wireless Communication has been removedULP Port4 OF Contacts (standard)Overcurrent Trip (SDE) contact standardPadlockable Push Button CoverProvision Only For Kirk - No locks suppliedNo Padlock attachment includedProduction Test ReportDoor Escutcheon included as StandardRevision - 5/26/2026 - (P20260306/S20260306)Source -Selector | EA | EA |  | FALSE |  | P | FXG | 100
134455 | 5 | 1 | States | MGM TRANSFORMER | Megan Swymeler | TRUE | 2026-06-30T00:00:00 | 2027-04-26T00:00:00 |  | 8 | 0 | 8 | 2981.52 | 23852.16 | 92154 | USA | N30 | 44 | SCHNEIDER ELECTRIC USA INC. | 60673-1214 | DJEGGABABNNNNNNNNNNNNNNTWNANENNNNCNNNNNA | Square D Masterpact MTZ Unit Mount Circuit BreakerDJEGGABABNNNNNNNNNNNNNNTWNANENNNNCNNNNNAModel No. MTZ1-12L1 3-Pole UL489/ CSA C22.2No.5 RatedRated 1200 Amps, 100% RatedAIR - 100kA/65kA/NA @ 240/480/600 VacTop Termination 2 Hole RCTVBottom Termination 2 Hole RCTV1000 Amp SensorTrip UnitMicrologic 6.0 Xi (LSIG) Trip UnitEnergy Reduction Maintenance SettingsDigital Module InstalledEnergy Reduction Maintenance Setting selectedTrip Unit Wireless Communication has been removedULP Port4 OF Contacts (standard)Overcurrent Trip (SDE) contact standardPadlockable Push Button CoverNo Locking Provision Provided with Padlock attachmentProduction Test ReportDoor Escutcheon included as StandardRevision - 5/26/2026 - (P20260306/S20260306)Source -Selector | PUR | Square D Masterpact MTZ Unit Mount Circuit BreakerDJEGGABABNNNNNNNNNNNNNNTWNANENNNNCNNNNNAModel No. MTZ1-12L1 3-Pole UL489/ CSA C22.2No.5 RatedRated 1200 Amps, 100% RatedAIR - 100kA/65kA/NA @ 240/480/600 VacTop Termination 2 Hole RCTVBottom Termination 2 Hole RCTV1000 Amp SensorTrip UnitMicrologic 6.0 Xi (LSIG) Trip UnitEnergy Reduction Maintenance SettingsDigital Module InstalledEnergy Reduction Maintenance Setting selectedTrip Unit Wireless Communication has been removedULP Port4 OF Contacts (standard)Overcurrent Trip (SDE) contact standardPadlockable Push Button CoverNo Locking Provision Provided with Padlock attachmentProduction Test ReportDoor Escutcheon included as StandardRevision - 5/26/2026 - (P20260306/S20260306)Source -Selector | EA | EA |  | FALSE |  | P | FXG | 100
134455 | 6 | 1 | States | MGM TRANSFORMER | Megan Swymeler | TRUE | 2026-06-30T00:00:00 | 2027-04-26T00:00:00 |  | 56 | 0 | 56 | 413.38 | 23149.28 | 92154 | USA | N30 | 44 | SCHNEIDER ELECTRIC USA INC. | 60673-1214 | HJP36100U43XABYQ | HJP36100U43XABYQ-Molded Case Circuit BreakerHJP36100U43XABYQUL/CSA RatedPowerPact H FrameLugs "OFF" EndTerminal Nut Kit "ON" End100 Amp Capacity3 Pole Device600 Vac Rated80% Rated - Standard ratedInterrupting Rating100kA @ 240Vac/65kA @ 480Vac/25kA @ 600VacMicrologic Ammeter Trip Unit - LSI2 Form C Auxiliary SwitchHandle padlock attachment - OFF position onlyRevision - 5/26/2026 - (P20260306/S20260306)Source -Selector | PUR | HJP36100U43XABYQ-Molded Case Circuit BreakerHJP36100U43XABYQUL/CSA RatedPowerPact H FrameLugs "OFF" EndTerminal Nut Kit "ON" End100 Amp Capacity3 Pole Device600 Vac Rated80% Rated - Standard ratedInterrupting Rating100kA @ 240Vac/65kA @ 480Vac/25kA @ 600VacMicrologic Ammeter Trip Unit - LSI2 Form C Auxiliary SwitchHandle padlock attachment - OFF position onlyRevision - 5/26/2026 - (P20260306/S20260306)Source -Selector | EA | EA |  | FALSE |  | P | FXG | 100
134455 | 7 | 1 | States | MGM TRANSFORMER | Megan Swymeler | TRUE | 2026-06-30T00:00:00 | 2027-04-26T00:00:00 |  | 52 | 0 | 52 | 751.63 | 39084.76 | 92154 | USA | N30 | 44 | SCHNEIDER ELECTRIC USA INC. | 60673-1214 | HJP36150U43XABYQ | HJP36150U43XABYQ-Molded Case Circuit BreakerHJP36150U43XABYQUL/CSA RatedPowerPact H FrameLugs "OFF" EndTerminal Nut Kit "ON" End150 Amp Capacity3 Pole Device600 Vac Rated80% Rated - Standard ratedInterrupting Rating100kA @ 240Vac/65kA @ 480Vac/25kA @ 600VacMicrologic Ammeter Trip Unit - LSI2 Form C Auxiliary SwitchHandle padlock attachment - OFF position onlyRevision - 5/20/2026 - (P20260306/S20260306)Source -Selector | PUR | HJP36150U43XABYQ-Molded Case Circuit BreakerHJP36150U43XABYQUL/CSA RatedPowerPact H FrameLugs "OFF" EndTerminal Nut Kit "ON" End150 Amp Capacity3 Pole Device600 Vac Rated80% Rated - Standard ratedInterrupting Rating100kA @ 240Vac/65kA @ 480Vac/25kA @ 600VacMicrologic Ammeter Trip Unit - LSI2 Form C Auxiliary SwitchHandle padlock attachment - OFF position onlyRevision - 5/20/2026 - (P20260306/S20260306)Source -Selector | EA | EA |  | FALSE |  | P | FXG | 100
134455 | 8 | 1 | States | MGM TRANSFORMER | Megan Swymeler | TRUE | 2026-06-30T00:00:00 | 2027-04-26T00:00:00 |  | 136 | 0 | 136 | 1249.65 | 169952.4 | 92154 | USA | N30 | 44 | SCHNEIDER ELECTRIC USA INC. | 60673-1214 | IMB43F | SPD Type 2 IMB 300KA 480Y 277V 3P4W (480Y/277V series also applies to the following voltages 380Y/220V, 400Y/230V and 415Y/240V) ( Can be used on 3-wire grounded Wye systems without neutral. Jumper the neutral and ground lugs using 10AWG wire) | PUR | SPD Type 2 IMB 300KA 480Y 277V 3P4W (480Y/277V series also applies to the following voltages 380Y/220V, 400Y/230V and 415Y/240V) ( Can be used on 3-wire grounded Wye systems without neutral. Jumper the neutral and ground lugs using 10AWG wire) | EA | EA |  | FALSE |  | P | FXG | 100
134455 | 9 | 1 | States | MGM TRANSFORMER | Megan Swymeler | TRUE | 2026-06-30T00:00:00 | 2027-04-26T00:00:00 |  | 6 | 0 | 6 | 9517.76 | 57106.56 | 92154 | USA | N30 | 44 | SCHNEIDER ELECTRIC USA INC. | 60673-1214 | LAJRGAXAXNANNNNNNNNNNNNTWNANENNNNCNNNNNA | Square D Masterpact MTZ Unit Mount Circuit BreakerModel No. MTZ2-40H1 3-Pole ANSIC37/UL1066/CSA C22.2 No.268 RatedRated 4000 Amps, 100% RatedAIR - 65kA/65kA/65kA @ 254/508/635 VacTop Termination RCOVBottom Termination RCOV4000 Amp SensorTrip UnitMicrologic 6.0 Xi (LSIG) Trip UnitEnergy Reduction Maintenance SettingsDigital Module InstalledEnergy Reduction Maintenance Setting selectedTrip Unit Wireless Communication has been removedULP Port4 OF Contacts (standard) + 4 Additional OF ContactsOvercurrent Trip (SDE) contact standardPadlockable Push Button CoverNo Locking Provision Provided with Padlock attachmentProduction Test ReportDoor Escutcheon included as Standard | PUR | Square D Masterpact MTZ Unit Mount Circuit BreakerModel No. MTZ2-40H1 3-Pole ANSIC37/UL1066/CSA C22.2 No.268 RatedRated 4000 Amps, 100% RatedAIR - 65kA/65kA/65kA @ 254/508/635 VacTop Termination RCOVBottom Termination RCOV4000 Amp SensorTrip UnitMicrologic 6.0 Xi (LSIG) Trip UnitEnergy Reduction Maintenance SettingsDigital Module InstalledEnergy Reduction Maintenance Setting selectedTrip Unit Wireless Communication has been removedULP Port4 OF Contacts (standard) + 4 Additional OF ContactsOvercurrent Trip (SDE) contact standardPadlockable Push Button CoverNo Locking Provision Provided with Padlock attachmentProduction Test ReportDoor Escutcheon included as Standard | EA | EA |  | FALSE |  | P | FXG | 100
134455 | 10 | 1 | States | MGM TRANSFORMER | Megan Swymeler | TRUE | 2026-06-30T00:00:00 | 2027-04-26T00:00:00 |  | 112 | 0 | 112 | 8913.52 | 998314.24 | 92154 | USA | N30 | 44 | SCHNEIDER ELECTRIC USA INC. | 60673-1214 | LGIPGAXAXNANNNNNNNNNNNNTMNANENNNNCNNNNNA | Square D Masterpact MTZ Unit Mount Circuit BreakerModel No. MTZ2-32H3 3-Pole ANSIC37/UL1066/CSA C22.2 No.268 RatedRated 3200 Amps, 100% RatedAIR - 100kA/100kA/85kA @ 254/508/635 VacTop Termination RCOVBottom Termination RCOV3200 Amp SensorTrip UnitMicrologic 6.0 Xi (LSIG) Trip UnitEnergy Reduction Maintenance SettingsDigital Module InstalledEnergy Reduction Maintenance Setting selectedTrip Unit Wireless Communication has been removedULP Port4 OF Contacts (standard) + 4 Additional OF ContactsOvercurrent Trip (SDE) contact standardPadlockable Push Button CoverProvision Only For Kirk - No locks supplied with Padlock attachmentProduction Test ReportDoor Escutcheon included as Standard | PUR | Square D Masterpact MTZ Unit Mount Circuit BreakerModel No. MTZ2-32H3 3-Pole ANSIC37/UL1066/CSA C22.2 No.268 RatedRated 3200 Amps, 100% RatedAIR - 100kA/100kA/85kA @ 254/508/635 VacTop Termination RCOVBottom Termination RCOV3200 Amp SensorTrip UnitMicrologic 6.0 Xi (LSIG) Trip UnitEnergy Reduction Maintenance SettingsDigital Module InstalledEnergy Reduction Maintenance Setting selectedTrip Unit Wireless Communication has been removedULP Port4 OF Contacts (standard) + 4 Additional OF ContactsOvercurrent Trip (SDE) contact standardPadlockable Push Button CoverProvision Only For Kirk - No locks supplied with Padlock attachmentProduction Test ReportDoor Escutcheon included as Standard | EA | EA |  | FALSE |  | P | FXG | 100
134455 | 11 | 1 | States | MGM TRANSFORMER | Megan Swymeler | TRUE | 2026-06-30T00:00:00 | 2027-04-26T00:00:00 |  | 56 | 0 | 56 | 8819.55 | 493894.8 | 92154 | USA | N30 | 44 | SCHNEIDER ELECTRIC USA INC. | 60673-1214 | LGIPGAXAXNANNNNNNNNNNNNTWNANENNNNCNNNNNA | Square D Masterpact MTZ Unit Mount Circuit BreakerModel No. MTZ2-32H3 3-Pole ANSIC37/UL1066/CSA C22.2 No.268 RatedRated 3200 Amps, 100% RatedAIR - 100kA/100kA/85kA @ 254/508/635 VacTop Termination RCOVBottom Termination RCOV3200 Amp SensorTrip UnitMicrologic 6.0 Xi (LSIG) Trip UnitEnergy Reduction Maintenance SettingsDigital Module InstalledEnergy Reduction Maintenance Setting selectedTrip Unit Wireless Communication has been removedULP Port4 OF Contacts (standard) + 4 Additional OF ContactsOvercurrent Trip (SDE) contact standardPadlockable Push Button CoverNo Locking Provision Providedwith Padlock attachmentProduction Test ReportDoor Escutcheon included as Standard | PUR | Square D Masterpact MTZ Unit Mount Circuit BreakerModel No. MTZ2-32H3 3-Pole ANSIC37/UL1066/CSA C22.2 No.268 RatedRated 3200 Amps, 100% RatedAIR - 100kA/100kA/85kA @ 254/508/635 VacTop Termination RCOVBottom Termination RCOV3200 Amp SensorTrip UnitMicrologic 6.0 Xi (LSIG) Trip UnitEnergy Reduction Maintenance SettingsDigital Module InstalledEnergy Reduction Maintenance Setting selectedTrip Unit Wireless Communication has been removedULP Port4 OF Contacts (standard) + 4 Additional OF ContactsOvercurrent Trip (SDE) contact standardPadlockable Push Button CoverNo Locking Provision Providedwith Padlock attachmentProduction Test ReportDoor Escutcheon included as Standard | EA | EA |  | FALSE |  | P | FXG | 100
134455 | 12 | 1 | States | MGM TRANSFORMER | Megan Swymeler | TRUE | 2026-06-30T00:00:00 | 2027-04-26T00:00:00 |  | 56 | 0 | 56 | 10660.09 | 596965.04 | 92154 | USA | N30 | 44 | SCHNEIDER ELECTRIC USA INC. | 60673-1214 | LGJRGAXAXNANNNNNNNNDNNNTWNANENNNNCNNNNNA | Square D Masterpact MTZ Unit Mount Circuit BreakerModel No. MTZ2-40H3 3-Pole ANSIC37/UL1066/CSA C22.2 No.268 RatedRated 4000 Amps, 100% RatedAIR - 100kA/100kA/85kA @ 254/508/635 VacTop Termination RCOVBottom Termination RCOV4000 Amp SensorTrip UnitMicrologic 6.0 Xi (LSIG) Trip UnitEnergy Reduction Maintenance SettingsDigital Module InstalledEnergy Reduction Maintenance Setting selectedTrip Unit Wireless Communication has been removedULP Port4 OF Contacts (standard) + 4 Additional OF ContactsShunt Trip - 100-130VacOvercurrent Trip (SDE) contact standardPadlockable Push Button CoverNo Locking Provision Provided with Padlock attachmentProduction Test ReportDoor Escutcheon included as Standard | PUR | Square D Masterpact MTZ Unit Mount Circuit BreakerModel No. MTZ2-40H3 3-Pole ANSIC37/UL1066/CSA C22.2 No.268 RatedRated 4000 Amps, 100% RatedAIR - 100kA/100kA/85kA @ 254/508/635 VacTop Termination RCOVBottom Termination RCOV4000 Amp SensorTrip UnitMicrologic 6.0 Xi (LSIG) Trip UnitEnergy Reduction Maintenance SettingsDigital Module InstalledEnergy Reduction Maintenance Setting selectedTrip Unit Wireless Communication has been removedULP Port4 OF Contacts (standard) + 4 Additional OF ContactsShunt Trip - 100-130VacOvercurrent Trip (SDE) contact standardPadlockable Push Button CoverNo Locking Provision Provided with Padlock attachmentProduction Test ReportDoor Escutcheon included as Standard | EA | EA |  | FALSE |  | P | FXG | 100
134455 | 13 | 1 | States | MGM TRANSFORMER | Megan Swymeler | TRUE | 2026-06-30T00:00:00 | 2027-04-26T00:00:00 |  | 56 | 0 | 56 | 10591.05 | 593098.8 | 92154 | USA | N30 | 44 | SCHNEIDER ELECTRIC USA INC. | 60673-1214 | LGJRGAXAXNANNNNNNNNNNNNTWNANENNNNCNNNNNA | Square D Masterpact MTZ Unit Mount Circuit Breaker Model No. MTZ2-40H3 3-Pole ANSI C37/UL1066/CSA C22.2 No.268 Rated Rated 4000 Amps, 100% Rated AIR - 100kA/100kA/85kA @ 254/508/635 Vac Top Termination RCOV Bottom Termination RCOV 4000 Amp Sensor Trip Unit Micrologic 6.0 Xi (LSIG) Trip Unit Energy Reduction Maintenance Settings Digital Module Installed Energy Reduction Maintenance Setting selected Trip Unit Wireless Communication has been removed ULP Port 4 OF Contacts (standard) + 4 Additional OF Contacts Overcurrent Trip (SDE) contact standard Padlockable Push Button Cover No Locking Provision Provided with Padlock attachment Production Test Report Door Escutcheon included as Standard | PUR | Square D Masterpact MTZ Unit Mount Circuit Breaker Model No. MTZ2-40H3 3-Pole ANSI C37/UL1066/CSA C22.2 No.268 Rated Rated 4000 Amps, 100% Rated AIR - 100kA/100kA/85kA @ 254/508/635 Vac Top Termination RCOV Bottom Termination RCOV 4000 Amp Sensor Trip Unit Micrologic 6.0 Xi (LSIG) Trip Unit Energy Reduction Maintenance Settings Digital Module Installed Energy Reduction Maintenance Setting selected Trip Unit Wireless Communication has been removed ULP Port 4 OF Contacts (standard) + 4 Additional OF Contacts Overcurrent Trip (SDE) contact standard Padlockable Push Button Cover No Locking Provision Provided with Padlock attachment Production Test Report Door Escutcheon included as Standard | EA | EA |  | FALSE |  | P | FXG | 100
134455 | 14 | 1 | States | MGM TRANSFORMER | Megan Swymeler | TRUE | 2026-06-30T00:00:00 | 2027-04-26T00:00:00 |  | 4 | 0 | 4 | 1456.32 | 5825.28 | 92154 | USA | N30 | 44 | SCHNEIDER ELECTRIC USA INC. | 60673-1214 | LJP36400CU43XABYQ | Molded Case Circuit Breaker UL/CSA RatedPowerPact L FrameLugs "OFF" EndTerminal Nut Kit "ON" End3 Pole Device400 Amp Capacity600 Vac Rated100% RatedInterrupting Rating100kA @ 240Vac/65kA @ 480Vac/25kA @ 600VacMicrologic Ammeter Trip Unit - LSI2 Form C Auxiliary SwitchHandle padlock attachment - OFF position only | PUR | Molded Case Circuit Breaker UL/CSA RatedPowerPact L FrameLugs "OFF" EndTerminal Nut Kit "ON" End3 Pole Device400 Amp Capacity600 Vac Rated100% RatedInterrupting Rating100kA @ 240Vac/65kA @ 480Vac/25kA @ 600VacMicrologic Ammeter Trip Unit - LSI2 Form C Auxiliary SwitchHandle padlock attachment - OFF position only | EA | EA |  | FALSE |  | P | FXG | 100
134455 | 15 | 1 | States | MGM TRANSFORMER | Megan Swymeler | TRUE | 2026-06-30T00:00:00 | 2027-04-26T00:00:00 |  | 18 | 0 | 18 | 1283.4 | 23101.2 | 92154 | USA | N30 | 44 | SCHNEIDER ELECTRIC USA INC. | 60673-1214 | LJP36400U43XABYQ | LJP36400U43XABYQ-Molded Case Circuit BreakerLJP36400U43XABYQUL/CSA RatedPowerPact L FrameLugs "OFF" EndTerminal Nut Kit "ON" End3 Pole Device400 Amp Capacity600 Vac Rated80% Rated - Standard ratedInterrupting Rating100kA @ 240Vac/65kA @ 480Vac/25kA @ 600VacMicrologic Ammeter Trip Unit - LSI2 Form C Auxiliary SwitchHandle padlock attachment - OFF position onlyRevision - 5/22/2026 - (P20260306/S20260306)Source -Selector | PUR | LJP36400U43XABYQ-Molded Case Circuit BreakerLJP36400U43XABYQUL/CSA RatedPowerPact L FrameLugs "OFF" EndTerminal Nut Kit "ON" End3 Pole Device400 Amp Capacity600 Vac Rated80% Rated - Standard ratedInterrupting Rating100kA @ 240Vac/65kA @ 480Vac/25kA @ 600VacMicrologic Ammeter Trip Unit - LSI2 Form C Auxiliary SwitchHandle padlock attachment - OFF position onlyRevision - 5/22/2026 - (P20260306/S20260306)Source -Selector | EA | EA |  | FALSE |  | P | FXG | 100
134455 | 16 | 1 | States | MGM TRANSFORMER | Megan Swymeler | TRUE | 2026-06-30T00:00:00 | 2027-04-26T00:00:00 |  | 6 | 0 | 6 | 1770.36 | 10622.16 | 92154 | USA | N30 | 44 | SCHNEIDER ELECTRIC USA INC. | 60673-1214 | LJP36600U44XABYQ | LJP36600U44XABYQ-Molded Case Circuit BreakerLJP36600U44XABYQUL/CSA RatedPowerPact L FrameLugs "OFF" EndTerminal Nut Kit "ON" End3 Pole Device600 Amp Capacity600 Vac Rated80% Rated - Standard ratedInterrupting Rating100kA @ 240Vac/65kA @ 480Vac/25kA @ 600VacMicrologic Ammeter Trip Unit - LSIG2 Form C Auxiliary SwitchHandle padlock attachment - OFF position onlyRevision - 5/20/2026 - (P20260306/S20260306)Source -Selector | PUR | LJP36600U44XABYQ-Molded Case Circuit BreakerLJP36600U44XABYQUL/CSA RatedPowerPact L FrameLugs "OFF" EndTerminal Nut Kit "ON" End3 Pole Device600 Amp Capacity600 Vac Rated80% Rated - Standard ratedInterrupting Rating100kA @ 240Vac/65kA @ 480Vac/25kA @ 600VacMicrologic Ammeter Trip Unit - LSIG2 Form C Auxiliary SwitchHandle padlock attachment - OFF position onlyRevision - 5/20/2026 - (P20260306/S20260306)Source -Selector | EA | EA |  | FALSE |  | P | FXG | 100
134455 | 17 | 1 | States | MGM TRANSFORMER | Megan Swymeler | TRUE | 2026-06-30T00:00:00 | 2027-04-26T00:00:00 |  | 56 | 0 | 56 | 1456.2 | 81547.2 | 92154 | USA | N30 | 44 | SCHNEIDER ELECTRIC USA INC. | 60673-1214 | LLP36400U43XABYQ | Molded Case Circuit Breaker UL/CSA RatedPowerPact L FrameLugs "OFF" EndTerminal Nut Kit "ON" End3 Pole Device400 Amp Capacity600 Vac Rated80% Rated - Standard ratedInterrupting Rating125kA @ 240Vac/100kA @ 480Vac/50kA @ 600VacMicrologic Ammeter Trip Unit - LSI2 Form C Auxiliary SwitchHandle padlock attachment - OFF position only | PUR | Molded Case Circuit Breaker UL/CSA RatedPowerPact L FrameLugs "OFF" EndTerminal Nut Kit "ON" End3 Pole Device400 Amp Capacity600 Vac Rated80% Rated - Standard ratedInterrupting Rating125kA @ 240Vac/100kA @ 480Vac/50kA @ 600VacMicrologic Ammeter Trip Unit - LSI2 Form C Auxiliary SwitchHandle padlock attachment - OFF position only | EA | EA |  | FALSE |  | P | FXG | 100
134455 | 18 | 1 | States | MGM TRANSFORMER | Megan Swymeler | TRUE | 2026-06-30T00:00:00 | 2027-04-26T00:00:00 |  | 56 | 0 | 56 | 1925.88 | 107849.28 | 92154 | USA | N30 | 44 | SCHNEIDER ELECTRIC USA INC. | 60673-1214 | LLP36600U44XABYQ | Molded Case Circuit Breaker UL/CSA RatedPowerPact L FrameLugs "OFF" EndTerminal Nut Kit "ON" End3 Pole Device600 Amp Capacity600 Vac Rated80% Rated - Standard ratedInterrupting Rating125kA @ 240Vac/100kA @ 480Vac/50kA @ 600VacMicrologic Ammeter Trip Unit - LSIG2 Form C Auxiliary SwitchHandle padlock attachment - OFF position only | PUR | Molded Case Circuit Breaker UL/CSA RatedPowerPact L FrameLugs "OFF" EndTerminal Nut Kit "ON" End3 Pole Device600 Amp Capacity600 Vac Rated80% Rated - Standard ratedInterrupting Rating125kA @ 240Vac/100kA @ 480Vac/50kA @ 600VacMicrologic Ammeter Trip Unit - LSIG2 Form C Auxiliary SwitchHandle padlock attachment - OFF position only | EA | EA |  | FALSE |  | P | FXG | 100
134455 | 19 | 1 | States | MGM TRANSFORMER | Megan Swymeler | TRUE | 2026-06-30T00:00:00 | 2027-04-26T00:00:00 |  | 304 | 0 | 304 | 247.5 | 75240 | 92154 | USA | N30 | 44 | SCHNEIDER ELECTRIC USA INC. | 60673-1214 | LV434063 | I/O (input/output) application module, Enerlin'X | PUR | I/O (input/output) application module, Enerlin'X | EA | EA |  | FALSE |  | P | FXG | 100
134455 | 20 | 1 | States | MGM TRANSFORMER | Megan Swymeler | TRUE | 2026-06-30T00:00:00 | 2027-04-26T00:00:00 |  | 304 | 0 | 304 | 59.4 | 18057.6 | 92154 | USA | N30 | 44 | SCHNEIDER ELECTRIC USA INC. | 60673-1214 | LV434196 | "Designation : Feeder Trip Unit to IO Product Details: LV434196-CIRCUIT BREAKER ULP CORD L-1.3M (4.27FT)" | PUR | "Designation : Feeder Trip Unit to IO Product Details: LV434196-CIRCUIT BREAKER ULP CORD L-1.3M (4.27FT)" | EA | EA |  | FALSE |  | P | FXG | 100
134455 | 21 | 1 | States | MGM TRANSFORMER | Megan Swymeler | TRUE | 2026-06-30T00:00:00 | 2027-04-26T00:00:00 |  | 4 | 0 | 4 | 3096.12 | 12384.48 | 92154 | USA | N30 | 44 | SCHNEIDER ELECTRIC USA INC. | 60673-1214 | PJP36060CU43AABYQ | Molded Case Circuit Breaker UL/CSA RatedPowerPact P FrameLugs "OFF" EndTerminal Nut Kit "ON" End3 Pole Device600 Amp Capacity600 Vac Rated100% RatedInterrupting Rating100kA @ 240Vac/65kA @ 480Vac/25kA @ 600VacMicrologic Ammeter Trip Unit - LSIUL Rating Plug A2 Form C Auxiliary SwitchHandle padlock attachment - OFF position only | PUR | Molded Case Circuit Breaker UL/CSA RatedPowerPact P FrameLugs "OFF" EndTerminal Nut Kit "ON" End3 Pole Device600 Amp Capacity600 Vac Rated100% RatedInterrupting Rating100kA @ 240Vac/65kA @ 480Vac/25kA @ 600VacMicrologic Ammeter Trip Unit - LSIUL Rating Plug A2 Form C Auxiliary SwitchHandle padlock attachment - OFF position only | EA | EA |  | FALSE |  | P | FXG | 100
134455 | 22 | 1 | States | MGM TRANSFORMER | Megan Swymeler | TRUE | 2026-06-30T00:00:00 | 2027-04-26T00:00:00 |  | 6 | 0 | 6 | 3333.6 | 20001.6 | 92154 | USA | N30 | 44 | SCHNEIDER ELECTRIC USA INC. | 60673-1214 | PJP36080CU43AE1ABJA | Molded Case Circuit Breaker UL/CSA RatedPowerPact P FrameLugs "OFF" EndTerminal Nut Kit "ON" End3 Pole Device600 Vac Rated800 Amp Capacity100% RatedInterrupting Rating100kA @ 240Vac/65kA @ 480Vac/25kA @ 600VacMicrologic Ammeter Trip Unit - LSIUL Rating Plug AKeylock options:Provision onlyProvision for Kirk or Schneider ElectricKeyingVertical MountModbus Communications2 Form C Auxiliary Switch | PUR | Molded Case Circuit Breaker UL/CSA RatedPowerPact P FrameLugs "OFF" EndTerminal Nut Kit "ON" End3 Pole Device600 Vac Rated800 Amp Capacity100% RatedInterrupting Rating100kA @ 240Vac/65kA @ 480Vac/25kA @ 600VacMicrologic Ammeter Trip Unit - LSIUL Rating Plug AKeylock options:Provision onlyProvision for Kirk or Schneider ElectricKeyingVertical MountModbus Communications2 Form C Auxiliary Switch | EA | EA |  | FALSE |  | P | FXG | 100
134455 | 23 | 1 | States | MGM TRANSFORMER | Megan Swymeler | TRUE | 2026-06-30T00:00:00 | 2027-04-26T00:00:00 |  | 6 | 0 | 6 | 3400.08 | 20400.48 | 92154 | USA | N30 | 44 | SCHNEIDER ELECTRIC USA INC. | 60673-1214 | PJP36080CU43AE1ABSAYQ | Molded Case Circuit Breaker UL/CSA RatedPowerPact P FrameLugs "OFF" EndTerminal Nut Kit "ON" End3 Pole Device600 Vac Rated800 Amp Capacity100% RatedInterrupting Rating100kA @ 240Vac/65kA @ 480Vac/25kA @ 600VacMicrologic Ammeter Trip Unit - LSIUL Rating Plug AModbus Communications2 Form C Auxiliary SwitchShunt Trip 110-130Vac/125VdcHandle padlock attachment - OFF position only | PUR | Molded Case Circuit Breaker UL/CSA RatedPowerPact P FrameLugs "OFF" EndTerminal Nut Kit "ON" End3 Pole Device600 Vac Rated800 Amp Capacity100% RatedInterrupting Rating100kA @ 240Vac/65kA @ 480Vac/25kA @ 600VacMicrologic Ammeter Trip Unit - LSIUL Rating Plug AModbus Communications2 Form C Auxiliary SwitchShunt Trip 110-130Vac/125VdcHandle padlock attachment - OFF position only | EA | EA |  | FALSE |  | P | FXG | 100
134455 | 24 | 1 | States | MGM TRANSFORMER | Megan Swymeler | TRUE | 2026-06-30T00:00:00 | 2027-04-26T00:00:00 |  | 6 | 0 | 6 | 4447.08 | 26682.48 | 92154 | USA | N30 | 44 | SCHNEIDER ELECTRIC USA INC. | 60673-1214 | PJP36100CU43AE1ABJA | Molded Case Circuit Breaker UL/CSA RatedPowerPact P FrameLugs "OFF" EndTerminal Nut Kit "ON" End1000 Amp Capacity3 Pole Device600 Vac Rated100% RatedInterrupting Rating100kA @ 240Vac/65kA @ 480Vac/25kA @ 600VacMicrologic Ammeter Trip Unit - LSIUL Rating Plug AKeylock options:Provision onlyProvision for Kirk or Schneider ElectricKeyingVertical MountModbus Communications2 Form C Auxiliary Switch | PUR | Molded Case Circuit Breaker UL/CSA RatedPowerPact P FrameLugs "OFF" EndTerminal Nut Kit "ON" End1000 Amp Capacity3 Pole Device600 Vac Rated100% RatedInterrupting Rating100kA @ 240Vac/65kA @ 480Vac/25kA @ 600VacMicrologic Ammeter Trip Unit - LSIUL Rating Plug AKeylock options:Provision onlyProvision for Kirk or Schneider ElectricKeyingVertical MountModbus Communications2 Form C Auxiliary Switch | EA | EA |  | FALSE |  | P | FXG | 100
134455 | 25 | 1 | States | MGM TRANSFORMER | Megan Swymeler | TRUE | 2026-06-30T00:00:00 | 2027-04-26T00:00:00 |  | 6 | 0 | 6 | 4800 | 28800 | 92154 | USA | N30 | 44 | SCHNEIDER ELECTRIC USA INC. | 60673-1214 | PJP36120CU63AE1ABSAYQ | Molded Case Circuit Breaker UL/CSA RatedPowerPact P FrameLugs "OFF" EndTerminal Nut Kit "ON" End1200 Amp Capacity3 Pole Device600 Vac Rated100% RatedInterrupting Rating100kA @ 240Vac/65kA @ 480Vac/25kA @ 600VacMicrologic Power Trip - LSIUL Rating Plug AModbus Communications2 Form C Auxiliary SwitchShunt Trip 110-130Vac/125VdcHandle padlock attachment - OFF position only | PUR | Molded Case Circuit Breaker UL/CSA RatedPowerPact P FrameLugs "OFF" EndTerminal Nut Kit "ON" End1200 Amp Capacity3 Pole Device600 Vac Rated100% RatedInterrupting Rating100kA @ 240Vac/65kA @ 480Vac/25kA @ 600VacMicrologic Power Trip - LSIUL Rating Plug AModbus Communications2 Form C Auxiliary SwitchShunt Trip 110-130Vac/125VdcHandle padlock attachment - OFF position only | EA | EA |  | FALSE |  | P | FXG | 100
134455 | 26 | 1 | States | MGM TRANSFORMER | Megan Swymeler | TRUE | 2026-06-30T00:00:00 | 2027-04-26T00:00:00 |  | 6 | 0 | 6 | 4832.04 | 28992.24 | 92154 | USA | N30 | 44 | SCHNEIDER ELECTRIC USA INC. | 60673-1214 | PJP36120CU64AE1ABYQ | Molded Case Circuit Breaker UL/CSA RatedPowerPact P FrameLugs "OFF" EndTerminal Nut Kit "ON" End1200 Amp Capacity3 Pole Device600 Vac Rated100% RatedInterrupting Rating100kA @ 240Vac/65kA @ 480Vac/25kA @ 600VacMicrologic Power Trip Unit - LSIGUL Rating Plug AModbus Communications2 Form C Auxiliary SwitchHandle padlock attachment - OFF position only | PUR | Molded Case Circuit Breaker UL/CSA RatedPowerPact P FrameLugs "OFF" EndTerminal Nut Kit "ON" End1200 Amp Capacity3 Pole Device600 Vac Rated100% RatedInterrupting Rating100kA @ 240Vac/65kA @ 480Vac/25kA @ 600VacMicrologic Power Trip Unit - LSIGUL Rating Plug AModbus Communications2 Form C Auxiliary SwitchHandle padlock attachment - OFF position only | EA | EA |  | FALSE |  | P | FXG | 100
134455 | 27 | 1 | States | MGM TRANSFORMER | Megan Swymeler | TRUE | 2026-06-30T00:00:00 | 2027-04-26T00:00:00 |  | 12 | 0 | 12 | 3551.64 | 42619.68 | 92154 | USA | N30 | 44 | SCHNEIDER ELECTRIC USA INC. | 60673-1214 | PJP36120U64AE1ABYQ | Molded Case Circuit Breaker UL/CSA RatedPowerPact P FrameLugs "OFF" EndTerminal Nut Kit "ON" End1200 Amp Capacity3 Pole Device600 Vac Rated80% Rated - Standard ratedInterrupting Rating100kA @ 240Vac/65kA @ 480Vac/25kA @ 600VacMicrologic Power Trip Unit - LSIGUL Rating Plug AModbus Communications2 Form C Auxiliary SwitchHandle padlock attachment - OFF position only | PUR | Molded Case Circuit Breaker UL/CSA RatedPowerPact P FrameLugs "OFF" EndTerminal Nut Kit "ON" End1200 Amp Capacity3 Pole Device600 Vac Rated80% Rated - Standard ratedInterrupting Rating100kA @ 240Vac/65kA @ 480Vac/25kA @ 600VacMicrologic Power Trip Unit - LSIGUL Rating Plug AModbus Communications2 Form C Auxiliary SwitchHandle padlock attachment - OFF position only | EA | EA |  | FALSE |  | P | FXG | 100
134455 | 28 | 1 | States | MGM TRANSFORMER | Megan Swymeler | TRUE | 2026-06-30T00:00:00 | 2027-04-26T00:00:00 |  | 224 | 0 | 224 | 4983.6 | 1116326.4 | 92154 | USA | N30 | 44 | SCHNEIDER ELECTRIC USA INC. | 60673-1214 | PLP34120CU63AE1ABYQ | Molded Case Circuit Breaker UL/CSA Rated PowerPact P Frame Lugs ""OFF"" End Terminal Nut Kit ""ON"" End 1200 Amp Capacity 3 Pole Device 480 Vac Rated 100% Rated Interrupting Rating 125kA @ 240Vac/100kA @ 480Vac Micrologic Power Trip - LSI UL Rating Plug A Modbus Communications 2 Form C Auxiliary Switch Handle padlock attachment - OFF position only | PUR | Molded Case Circuit Breaker UL/CSA Rated PowerPact P Frame Lugs ""OFF"" End Terminal Nut Kit ""ON"" End 1200 Amp Capacity 3 Pole Device 480 Vac Rated 100% Rated Interrupting Rating 125kA @ 240Vac/100kA @ 480Vac Micrologic Power Trip - LSI UL Rating Plug A Modbus Communications 2 Form C Auxiliary Switch Handle padlock attachment - OFF position only | EA | EA |  | FALSE |  | P | FXG | 100
134455 | 29 | 1 | States | MGM TRANSFORMER | Megan Swymeler | TRUE | 2026-06-30T00:00:00 | 2027-04-26T00:00:00 |  | 56 | 0 | 56 | 3695.88 | 206969.28 | 92154 | USA | N30 | 44 | SCHNEIDER ELECTRIC USA INC. | 60673-1214 | PLP34120U64AE1ABYQ | Molded Case Circuit Breaker UL/CSA RatedPowerPact P FrameLugs "OFF" EndTerminal Nut Kit "ON" End1200 Amp Capacity3 Pole Device480 Vac Rated80% Rated - Standard ratedInterrupting Rating125kA @ 240Vac/100kA @ 480VacMicrologic Power Trip Unit - LSIGUL Rating Plug AModbus Communications2 Form C Auxiliary SwitchHandle padlock attachment - OFF position only | PUR | Molded Case Circuit Breaker UL/CSA RatedPowerPact P FrameLugs "OFF" EndTerminal Nut Kit "ON" End1200 Amp Capacity3 Pole Device480 Vac Rated80% Rated - Standard ratedInterrupting Rating125kA @ 240Vac/100kA @ 480VacMicrologic Power Trip Unit - LSIGUL Rating Plug AModbus Communications2 Form C Auxiliary SwitchHandle padlock attachment - OFF position only | EA | EA |  | FALSE |  | P | FXG | 100
134455 | 30 | 1 | States | MGM TRANSFORMER | Megan Swymeler | TRUE | 2026-06-30T00:00:00 | 2027-04-26T00:00:00 |  | 33 | 0 | 33 | 21.45 | 707.85 | 92154 | USA | N30 | 44 | SCHNEIDER ELECTRIC USA INC. | 60673-1214 | TRV00880 | ULP terminator for use with ERMS switch | PUR | ULP terminator for use with ERMS switch | EA | 10pk |  | FALSE |  | P | FXG | 100
131594 | 22 | 1 | States | Champlin | Megan Swymeler | TRUE | 2026-03-03T00:00:00 | 2026-06-25T00:00:00 |  | 1 | 0 | 1 | 774.13 | 774.13 | 55316-3157 | USA | N30 | 44 | SCHNEIDER ELECTRIC USA INC. | 60673-1214 | HLP36100U44XENAABDYDYP | Molded Case Circuit Breaker UL/CSA Rated PowerPact H Frame Lugs "OFF" End Terminal Nut Kit "ON" End 100 Amp Capacity 3 Pole Device 600 Vac Rated 80% Rated - Standard rated Interrupting Rating 125kA @ 240Vac/100kA @ 480Vac/50kA @ 600Vac Micrologic Ammeter Trip Unit - LSIG No communication - only 24Vdc supply 1 Form C Auxiliary Switch 1 Form C Alarm Contact (SDE) Handle padlock attachment - ON or OFF positions Test Report | PUR | Molded Case Circuit Breaker UL/CSA Rated PowerPact H Frame Lugs "OFF" End Terminal Nut Kit "ON" End 100 Amp Capacity 3 Pole Device 600 Vac Rated 80% Rated - Standard rated Interrupting Rating 125kA @ 240Vac/100kA @ 480Vac/50kA @ 600Vac Micrologic Ammeter Trip Unit - LSIG No communication - only 24Vdc supply 1 Form C Auxiliary Switch 1 Form C Alarm Contact (SDE) Handle padlock attachment - ON or OFF positions Test Report | EA | EA |  | TRUE |  | P | FXG | 100
131594 | 21 | 1 | States | Champlin | Megan Swymeler | TRUE | 2026-03-03T00:00:00 | 2026-11-23T00:00:00 | 2026-11-23T00:00:00 | 1 | 0 | 1 | 1002.42 | 1002.42 | 55316-3157 | USA | N30 | 44 | SCHNEIDER ELECTRIC USA INC. | 60673-1214 | JLP36250U44XENAABDYDYP | Molded Case Circuit Breaker UL/CSA Rated PowerPact J Frame Lugs "OFF" End Terminal Nut Kit "ON" End 250 Amp Capacity 3 Pole Device 600 Vac Rated 80% Rated - Standard rated Interrupting Rating 125kA @ 240Vac/100kA @ 480Vac/50kA @ 600Vac Micrologic Ammeter Trip Unit - LSIG No communication - only 24Vdc supply 1 Form C Auxiliary Switch 1 Form C Alarm Contact (SDE) Handle padlock attachment - ON or OFF positions Test Report | PUR | Molded Case Circuit Breaker UL/CSA Rated PowerPact J Frame Lugs "OFF" End Terminal Nut Kit "ON" End 250 Amp Capacity 3 Pole Device 600 Vac Rated 80% Rated - Standard rated Interrupting Rating 125kA @ 240Vac/100kA @ 480Vac/50kA @ 600Vac Micrologic Ammeter Trip Unit - LSIG No communication - only 24Vdc supply 1 Form C Auxiliary Switch 1 Form C Alarm Contact (SDE) Handle padlock attachment - ON or OFF positions Test Report | EA | EA |  | TRUE |  | P | FXG | 100
131594 | 20 | 3 | States | Champlin | Megan Swymeler | TRUE | 2026-03-03T00:00:00 | 2026-07-06T00:00:00 | 2026-06-04T00:00:00 | 2 | 1 | 1 | 6732.88 | 53863.04 | 55316-3157 | USA | N30 | 44 | SCHNEIDER ELECTRIC USA INC. | 60673-1214 | ECHLGADADNGNNNNNNSBBBNNNWNANENNNAFNNNNNA | Square D Masterpact MTZ Unit Mount Circuit Breaker Model No. MTZ2-25H 3-Pole UL489/ CSA C22.2 No.5 Rated Rated 2500 Amps, 100% Rated AIR - 100kA/100kA/85kA @ 240/480/600 Vac Top Termination 4 Hole RCTV Bottom Termination 4 Hole RCTV 2500 Amp Sensor Trip Unit Micrologic 6.0 Xi (LSIG) Trip Unit Energy Per Phase Digital Module Installed Energy Reduction Maintenance Settings Digital Module Installed Ground Fault Alarm Digital Module Installed Energy Reduction Maintenance Setting selected Trip Unit Wireless Communication has been removed ULP Port 4 OF Contacts (standard) + 8 Additional OF Contacts Spring Charging Motor - 24-30Vdc Shunt Trip - 24-30Vdc Closing Coil - 24-30Vdc 2nd Shunt Trip - 24-30Vdc Overcurrent Trip (SDE) contact standard Second Overcurrent Trip (SDE) Padlockable Push Button Cover Ready to Close Switch No Locking Provision Provided with Padlock attachment Door Escutcheon included as Standard | PUR | Square D Masterpact MTZ Unit Mount Circuit Breaker Model No. MTZ2-25H 3-Pole UL489/ CSA C22.2 No.5 Rated Rated 2500 Amps, 100% Rated AIR - 100kA/100kA/85kA @ 240/480/600 Vac Top Termination 4 Hole RCTV Bottom Termination 4 Hole RCTV 2500 Amp Sensor Trip Unit Micrologic 6.0 Xi (LSIG) Trip Unit Energy Per Phase Digital Module Installed Energy Reduction Maintenance Settings Digital Module Installed Ground Fault Alarm Digital Module Installed Energy Reduction Maintenance Setting selected Trip Unit Wireless Communication has been removed ULP Port 4 OF Contacts (standard) + 8 Additional OF Contacts Spring Charging Motor - 24-30Vdc Shunt Trip - 24-30Vdc Closing Coil - 24-30Vdc 2nd Shunt Trip - 24-30Vdc Overcurrent Trip (SDE) contact standard Second Overcurrent Trip (SDE) Padlockable Push Button Cover Ready to Close Switch No Locking Provision Provided with Padlock attachment Door Escutcheon included as Standard | EA | EA |  | TRUE |  | P | FXG | 100
131594 | 19 | 7 | States | Champlin | Megan Swymeler | TRUE | 2026-03-03T00:00:00 | 2026-08-11T00:00:00 | 2026-05-18T00:00:00 | 2 | 0 | 2 | 11271.05 | 1961162.7 | 55316-3157 | USA | N30 | 44 | SCHNEIDER ELECTRIC USA INC. | 60673-1214 | FCJRGADADNGNNNNNNSBBBNNNWNANENNNAFNNNNNA | Square D Masterpact MTZ Unit Mount Circuit Breaker Model No. MTZ3-40H 3-Pole UL489/ CSA C22.2 No.5 Rated Rated 4000 Amps, 100% Rated AIR - 100kA/100kA/85kA @ 240/480/600 Vac Top Termination 4 Hole RCTV Bottom Termination 4 Hole RCTV 4000 Amp Sensor Trip Unit Micrologic 6.0 Xi (LSIG) Trip Unit Energy Per Phase Digital Module Installed Energy Reduction Maintenance Settings Digital Module Installed Ground Fault Alarm Digital Module Installed Energy Reduction Maintenance Setting selected Trip Unit Wireless Communication has been removed ULP Port 4 OF Contacts (standard) + 8 Additional OF Contacts Spring Charging Motor - 24-30Vdc Shunt Trip - 24-30Vdc Closing Coil - 24-30Vdc 2nd Shunt Trip - 24-30Vdc Overcurrent Trip (SDE) contact standard Second Overcurrent Trip (SDE) Padlockable Push Button Cover Ready to Close Switch No Locking Provision Provided with Padlock attachment Door Escutcheon included as Standard | PUR | Square D Masterpact MTZ Unit Mount Circuit Breaker Model No. MTZ3-40H 3-Pole UL489/ CSA C22.2 No.5 Rated Rated 4000 Amps, 100% Rated AIR - 100kA/100kA/85kA @ 240/480/600 Vac Top Termination 4 Hole RCTV Bottom Termination 4 Hole RCTV 4000 Amp Sensor Trip Unit Micrologic 6.0 Xi (LSIG) Trip Unit Energy Per Phase Digital Module Installed Energy Reduction Maintenance Settings Digital Module Installed Ground Fault Alarm Digital Module Installed Energy Reduction Maintenance Setting selected Trip Unit Wireless Communication has been removed ULP Port 4 OF Contacts (standard) + 8 Additional OF Contacts Spring Charging Motor - 24-30Vdc Shunt Trip - 24-30Vdc Closing Coil - 24-30Vdc 2nd Shunt Trip - 24-30Vdc Overcurrent Trip (SDE) contact standard Second Overcurrent Trip (SDE) Padlockable Push Button Cover Ready to Close Switch No Locking Provision Provided with Padlock attachment Door Escutcheon included as Standard | EA | EA |  | TRUE |  | P | FXG | 100
131594 | 19 | 6 | States | Champlin | Megan Swymeler | TRUE | 2026-03-03T00:00:00 | 2026-07-15T00:00:00 | 2026-05-18T00:00:00 | 68 | 31 | 37 | 11271.05 | 1961162.7 | 55316-3157 | USA | N30 | 44 | SCHNEIDER ELECTRIC USA INC. | 60673-1214 | FCJRGADADNGNNNNNNSBBBNNNWNANENNNAFNNNNNA | Square D Masterpact MTZ Unit Mount Circuit Breaker Model No. MTZ3-40H 3-Pole UL489/ CSA C22.2 No.5 Rated Rated 4000 Amps, 100% Rated AIR - 100kA/100kA/85kA @ 240/480/600 Vac Top Termination 4 Hole RCTV Bottom Termination 4 Hole RCTV 4000 Amp Sensor Trip Unit Micrologic 6.0 Xi (LSIG) Trip Unit Energy Per Phase Digital Module Installed Energy Reduction Maintenance Settings Digital Module Installed Ground Fault Alarm Digital Module Installed Energy Reduction Maintenance Setting selected Trip Unit Wireless Communication has been removed ULP Port 4 OF Contacts (standard) + 8 Additional OF Contacts Spring Charging Motor - 24-30Vdc Shunt Trip - 24-30Vdc Closing Coil - 24-30Vdc 2nd Shunt Trip - 24-30Vdc Overcurrent Trip (SDE) contact standard Second Overcurrent Trip (SDE) Padlockable Push Button Cover Ready to Close Switch No Locking Provision Provided with Padlock attachment Door Escutcheon included as Standard | PUR | Square D Masterpact MTZ Unit Mount Circuit Breaker Model No. MTZ3-40H 3-Pole UL489/ CSA C22.2 No.5 Rated Rated 4000 Amps, 100% Rated AIR - 100kA/100kA/85kA @ 240/480/600 Vac Top Termination 4 Hole RCTV Bottom Termination 4 Hole RCTV 4000 Amp Sensor Trip Unit Micrologic 6.0 Xi (LSIG) Trip Unit Energy Per Phase Digital Module Installed Energy Reduction Maintenance Settings Digital Module Installed Ground Fault Alarm Digital Module Installed Energy Reduction Maintenance Setting selected Trip Unit Wireless Communication has been removed ULP Port 4 OF Contacts (standard) + 8 Additional OF Contacts Spring Charging Motor - 24-30Vdc Shunt Trip - 24-30Vdc Closing Coil - 24-30Vdc 2nd Shunt Trip - 24-30Vdc Overcurrent Trip (SDE) contact standard Second Overcurrent Trip (SDE) Padlockable Push Button Cover Ready to Close Switch No Locking Provision Provided with Padlock attachment Door Escutcheon included as Standard | EA | EA |  | TRUE |  | P | FXG | 100
131594 | 15 | 3 | States | Champlin | Megan Swymeler | TRUE | 2026-03-03T00:00:00 | 2030-12-31T00:00:00 | 2026-04-22T00:00:00 | 2 | 0 | 2 | 2541.81 | 249097.38 | 55316-3157 | USA | N30 | 44 | SCHNEIDER ELECTRIC USA INC. | 60673-1214 | PLP34080CU43AAABDYDYP | Molded Case Circuit Breaker UL/CSA Rated PowerPact P Frame Lugs "OFF" End Terminal Nut Kit "ON" End 3 Pole Device 480 Vac Rated 800 Amp Capacity 100% Rated Interrupting Rating 125kA @ 240Vac/100kA @ 480Vac Micrologic Ammeter Trip Unit - LSI UL Rating Plug A 1 Form C Auxiliary Switch 1 Form C Alarm Contact (SDE) Handle padlock attachment - ON or OFF positions Test Report | PUR | Molded Case Circuit Breaker UL/CSA Rated PowerPact P Frame Lugs "OFF" End Terminal Nut Kit "ON" End 3 Pole Device 480 Vac Rated 800 Amp Capacity 100% Rated Interrupting Rating 125kA @ 240Vac/100kA @ 480Vac Micrologic Ammeter Trip Unit - LSI UL Rating Plug A 1 Form C Auxiliary Switch 1 Form C Alarm Contact (SDE) Handle padlock attachment - ON or OFF positions Test Report | EA | EA |  | TRUE |  | P | FXG | 100
131594 | 10 | 2 | States | Champlin | Megan Swymeler | TRUE | 2026-03-03T00:00:00 | 2026-08-05T00:00:00 | 2026-05-07T00:00:00 | 44 | 0 | 44 | 907.61 | 50826.16 | 55316-3157 | USA | N30 | 44 | SCHNEIDER ELECTRIC USA INC. | 60673-1214 | JLP36250U43XENAABDYDYP | Molded Case Circuit Breaker UL/CSA Rated PowerPact J Frame Lugs "OFF" End Terminal Nut Kit "ON" End 250 Amp Capacity 3 Pole Device 600 Vac Rated 80% Rated - Standard rated Interrupting Rating 125kA @ 240Vac/100kA @ 480Vac/50kA @ 600Vac Micrologic Ammeter Trip Unit - LSI No communication - only 24Vdc supply 1 Form C Auxiliary Switch 1 Form C Alarm Contact (SDE) Handle padlock attachment - ON or OFF positions Test Report | PUR | Molded Case Circuit Breaker UL/CSA Rated PowerPact J Frame Lugs "OFF" End Terminal Nut Kit "ON" End 250 Amp Capacity 3 Pole Device 600 Vac Rated 80% Rated - Standard rated Interrupting Rating 125kA @ 240Vac/100kA @ 480Vac/50kA @ 600Vac Micrologic Ammeter Trip Unit - LSI No communication - only 24Vdc supply 1 Form C Auxiliary Switch 1 Form C Alarm Contact (SDE) Handle padlock attachment - ON or OFF positions Test Report | EA | EA |  | TRUE |  | P | FXG | 100
133228 | 2 | 1 | States | MGM TRANSFORMER | Megan Swymeler | TRUE | 2026-05-12T00:00:00 | 2026-07-21T00:00:00 | 2026-06-19T00:00:00 | 4 | 0 | 4 | 21.45 | 85.8 | 92154 | USA | N30 | 44 | SCHNEIDER ELECTRIC USA INC. | 60673-1214 | TRV00880 | ULP terminator for use with ERMS switch | PUR | ULP terminator for use with ERMS switch | EA | 10pk |  | TRUE |  | P | FXG | 100
133228 | 3 | 1 | States | MGM TRANSFORMER | Megan Swymeler | TRUE | 2026-05-12T00:00:00 | 2026-07-31T00:00:00 | 2026-06-19T00:00:00 | 41 | 36 | 5 | 59.4 | 2435.4 | 92154 | USA | N30 | 44 | SCHNEIDER ELECTRIC USA INC. | 60673-1214 | LV434196 | "Designation : Feeder Trip Unit to IO Product Details: LV434196-CIRCUIT BREAKER ULP CORD L-1.3M (4.27FT)" | PUR | "Designation : Feeder Trip Unit to IO Product Details: LV434196-CIRCUIT BREAKER ULP CORD L-1.3M (4.27FT)" | EA | EA |  | TRUE |  | P | FXG | 100
131797 | 1 | 1 | States | Champlin | Megan Swymeler | TRUE | 2026-03-17T00:00:00 | 2026-08-25T00:00:00 | 2026-07-07T00:00:00 | 30 | 0 | 30 | 13600.02 | 408000.6 | 55316-3157 | USA | N30 | 44 | SCHNEIDER ELECTRIC USA INC. | 60673-1214 | FCKSGADADNNNNNNNNGBBNNNTWNANENNNNFNNNNNN | Model No. MTZ3-50H 3-Pole UL489/ CSA C22.2 No.5 Rated Rated 5000 Amps, 100% Rated AIR - 100kA/100kA/85kA @ 240/480/600 Vac Top Termination 4 Hole RCTV Bottom Termination 4 Hole RCTV 5000 Amp Sensor Trip Unit Micrologic 6.0 X (LSIG) Trip Unit Energy Reduction Maintenance Settings Digital Module Installed Ground Fault Alarm Digital Module Installed Energy Reduction Maintenance Setting selected I/O Module Not For Chassis Communication ULP Port 4 OF Contacts (standard) Spring Charging Motor - 24-30Vdc Shunt Trip - 24-30Vdc Closing Coil - 24-30Vdc Overcurrent Trip (SDE) contact standard Padlockable Push Button Cover No Locking Provision Provided with Padlock attachment Production Test Report Door Escutcheon included as Standard Revision - 4/24/2025 - (S20221214/S20250421) 4/24/2025 5:16:36 PM Source -Selector | PUR | Model No. MTZ3-50H 3-Pole UL489/ CSA C22.2 No.5 Rated Rated 5000 Amps, 100% Rated AIR - 100kA/100kA/85kA @ 240/480/600 Vac Top Termination 4 Hole RCTV Bottom Termination 4 Hole RCTV 5000 Amp Sensor Trip Unit Micrologic 6.0 X (LSIG) Trip Unit Energy Reduction Maintenance Settings Digital Module Installed Ground Fault Alarm Digital Module Installed Energy Reduction Maintenance Setting selected I/O Module Not For Chassis Communication ULP Port 4 OF Contacts (standard) Spring Charging Motor - 24-30Vdc Shunt Trip - 24-30Vdc Closing Coil - 24-30Vdc Overcurrent Trip (SDE) contact standard Padlockable Push Button Cover No Locking Provision Provided with Padlock attachment Production Test Report Door Escutcheon included as Standard Revision - 4/24/2025 - (S20221214/S20250421) 4/24/2025 5:16:36 PM Source -Selector | EA | EA |  | TRUE |  | P | FXG | 100
133974 | 1 | 1 | States | Champlin | Megan Swymeler | TRUE | 2026-06-10T00:00:00 | 2026-07-16T00:00:00 | 2026-07-16T00:00:00 | 1 | 0 | 1 | 111 | 111 | 55316-3157 | USA | N30 | 44 | SCHNEIDER ELECTRIC USA INC. | 60673-1214 | S48601 | CB ACCESSORY, DOOR ESCUTCHEON | PUR | CB ACCESSORY, DOOR ESCUTCHEON | EA | EA |  | TRUE |  | P | FXG | 100
132783 | 6 | 1 | States | Champlin | Megan Swymeler | TRUE | 2026-04-27T00:00:00 | 2026-08-25T00:00:00 | 2026-07-09T00:00:00 | 2 | 0 | 2 | 10887.16 | 43548.64 | 55316-3157 | USA | N30 | 44 | SCHNEIDER ELECTRIC USA INC. | 60673-1214 | FCJRGADADNANNNNNNGBBNNNTMNNNENNNNCNNNNNA | Square D Masterpact MTZ Unit Mount Circuit BreakerFCJRGADADNANNNNNNGBBNNNTMNNNENNNNCNNNNNAModel No. MTZ3-40H 3-Pole UL489/ CSA C22.2No.5 RatedRated 4000 Amps, 100% RatedAIR - 100kA/100kA/85kA @ 240/480/600 VacTop Termination 4 Hole RCTVBottom Termination 4 Hole RCTV4000 Amp SensorTrip UnitMicrologic 6.0 Xi (LSIG) Trip UnitEnergy Reduction Maintenance SettingsDigital Module InstalledEnergy Reduction Maintenance Setting selectedTrip Unit Wireless Communication has been removedULP Port4 OF Contacts (standard) + 4 Additional OF ContactsSpring Charging Motor - 24-30VdcShunt Trip - 24-30VdcClosing Coil - 24-30VdcOvercurrent Trip (SDE) contact standardProvision Only For Kirk - No locks supplied with Padlock attachmentProduction Test ReportDoor Escutcheon included as Standard | PUR | Square D Masterpact MTZ Unit Mount Circuit BreakerFCJRGADADNANNNNNNGBBNNNTMNNNENNNNCNNNNNAModel No. MTZ3-40H 3-Pole UL489/ CSA C22.2No.5 RatedRated 4000 Amps, 100% RatedAIR - 100kA/100kA/85kA @ 240/480/600 VacTop Termination 4 Hole RCTVBottom Termination 4 Hole RCTV4000 Amp SensorTrip UnitMicrologic 6.0 Xi (LSIG) Trip UnitEnergy Reduction Maintenance SettingsDigital Module InstalledEnergy Reduction Maintenance Setting selectedTrip Unit Wireless Communication has been removedULP Port4 OF Contacts (standard) + 4 Additional OF ContactsSpring Charging Motor - 24-30VdcShunt Trip - 24-30VdcClosing Coil - 24-30VdcOvercurrent Trip (SDE) contact standardProvision Only For Kirk - No locks supplied with Padlock attachmentProduction Test ReportDoor Escutcheon included as Standard | EA | EA |  | TRUE |  | P | FXG | 100
132783 | 6 | 2 | States | Champlin | Megan Swymeler | TRUE | 2026-04-27T00:00:00 | 2026-09-01T00:00:00 | 2026-06-16T00:00:00 | 2 | 0 | 2 | 10887.16 | 43548.64 | 55316-3157 | USA | N30 | 44 | SCHNEIDER ELECTRIC USA INC. | 60673-1214 | FCJRGADADNANNNNNNGBBNNNTMNNNENNNNCNNNNNA | Square D Masterpact MTZ Unit Mount Circuit BreakerFCJRGADADNANNNNNNGBBNNNTMNNNENNNNCNNNNNAModel No. MTZ3-40H 3-Pole UL489/ CSA C22.2No.5 RatedRated 4000 Amps, 100% RatedAIR - 100kA/100kA/85kA @ 240/480/600 VacTop Termination 4 Hole RCTVBottom Termination 4 Hole RCTV4000 Amp SensorTrip UnitMicrologic 6.0 Xi (LSIG) Trip UnitEnergy Reduction Maintenance SettingsDigital Module InstalledEnergy Reduction Maintenance Setting selectedTrip Unit Wireless Communication has been removedULP Port4 OF Contacts (standard) + 4 Additional OF ContactsSpring Charging Motor - 24-30VdcShunt Trip - 24-30VdcClosing Coil - 24-30VdcOvercurrent Trip (SDE) contact standardProvision Only For Kirk - No locks supplied with Padlock attachmentProduction Test ReportDoor Escutcheon included as Standard | PUR | Square D Masterpact MTZ Unit Mount Circuit BreakerFCJRGADADNANNNNNNGBBNNNTMNNNENNNNCNNNNNAModel No. MTZ3-40H 3-Pole UL489/ CSA C22.2No.5 RatedRated 4000 Amps, 100% RatedAIR - 100kA/100kA/85kA @ 240/480/600 VacTop Termination 4 Hole RCTVBottom Termination 4 Hole RCTV4000 Amp SensorTrip UnitMicrologic 6.0 Xi (LSIG) Trip UnitEnergy Reduction Maintenance SettingsDigital Module InstalledEnergy Reduction Maintenance Setting selectedTrip Unit Wireless Communication has been removedULP Port4 OF Contacts (standard) + 4 Additional OF ContactsSpring Charging Motor - 24-30VdcShunt Trip - 24-30VdcClosing Coil - 24-30VdcOvercurrent Trip (SDE) contact standardProvision Only For Kirk - No locks supplied with Padlock attachmentProduction Test ReportDoor Escutcheon included as Standard | EA | EA |  | TRUE |  | P | FXG | 100
132783 | 7 | 1 | States | Champlin | Megan Swymeler | TRUE | 2026-04-27T00:00:00 | 2026-08-25T00:00:00 | 2026-07-06T00:00:00 | 2 | 0 | 2 | 10431.66 | 187769.88 | 55316-3157 | USA | N30 | 44 | SCHNEIDER ELECTRIC USA INC. | 60673-1214 | FCJRGADADNANNNNNNNNDNNNTMNNNENNNNCNNNNNA | Square D Masterpact MTZ Unit Mount Circuit BreakerFCJRGADADNANNNNNNNNDNNNTMNNNENNNNCNNNNNAModel No. MTZ3-40H 3-Pole UL489/ CSA C22.2No.5 RatedRated 4000 Amps, 100% RatedAIR - 100kA/100kA/85kA @ 240/480/600 VacTop Termination 4 Hole RCTVBottom Termination 4 Hole RCTV4000 Amp SensorTrip UnitMicrologic 6.0 Xi (LSIG) Trip UnitEnergy Reduction Maintenance SettingsDigital Module InstalledEnergy Reduction Maintenance Setting selectedTrip Unit Wireless Communication has been removedULP Port4 OF Contacts (standard) + 4 Additional OF ContactsShunt Trip - 100-130VacOvercurrent Trip (SDE) contact standardProvision Only For Kirk - No locks supplied with Padlock attachmentProduction Test ReportDoor Escutcheon included as Standard | PUR | Square D Masterpact MTZ Unit Mount Circuit BreakerFCJRGADADNANNNNNNNNDNNNTMNNNENNNNCNNNNNAModel No. MTZ3-40H 3-Pole UL489/ CSA C22.2No.5 RatedRated 4000 Amps, 100% RatedAIR - 100kA/100kA/85kA @ 240/480/600 VacTop Termination 4 Hole RCTVBottom Termination 4 Hole RCTV4000 Amp SensorTrip UnitMicrologic 6.0 Xi (LSIG) Trip UnitEnergy Reduction Maintenance SettingsDigital Module InstalledEnergy Reduction Maintenance Setting selectedTrip Unit Wireless Communication has been removedULP Port4 OF Contacts (standard) + 4 Additional OF ContactsShunt Trip - 100-130VacOvercurrent Trip (SDE) contact standardProvision Only For Kirk - No locks supplied with Padlock attachmentProduction Test ReportDoor Escutcheon included as Standard | EA | EA |  | TRUE |  | P | FXG | 100
132783 | 7 | 2 | States | Champlin | Megan Swymeler | TRUE | 2026-04-27T00:00:00 | 2026-08-25T00:00:00 | 2026-07-09T00:00:00 | 9 | 0 | 9 | 10431.66 | 187769.88 | 55316-3157 | USA | N30 | 44 | SCHNEIDER ELECTRIC USA INC. | 60673-1214 | FCJRGADADNANNNNNNNNDNNNTMNNNENNNNCNNNNNA | Square D Masterpact MTZ Unit Mount Circuit BreakerFCJRGADADNANNNNNNNNDNNNTMNNNENNNNCNNNNNAModel No. MTZ3-40H 3-Pole UL489/ CSA C22.2No.5 RatedRated 4000 Amps, 100% RatedAIR - 100kA/100kA/85kA @ 240/480/600 VacTop Termination 4 Hole RCTVBottom Termination 4 Hole RCTV4000 Amp SensorTrip UnitMicrologic 6.0 Xi (LSIG) Trip UnitEnergy Reduction Maintenance SettingsDigital Module InstalledEnergy Reduction Maintenance Setting selectedTrip Unit Wireless Communication has been removedULP Port4 OF Contacts (standard) + 4 Additional OF ContactsShunt Trip - 100-130VacOvercurrent Trip (SDE) contact standardProvision Only For Kirk - No locks supplied with Padlock attachmentProduction Test ReportDoor Escutcheon included as Standard | PUR | Square D Masterpact MTZ Unit Mount Circuit BreakerFCJRGADADNANNNNNNNNDNNNTMNNNENNNNCNNNNNAModel No. MTZ3-40H 3-Pole UL489/ CSA C22.2No.5 RatedRated 4000 Amps, 100% RatedAIR - 100kA/100kA/85kA @ 240/480/600 VacTop Termination 4 Hole RCTVBottom Termination 4 Hole RCTV4000 Amp SensorTrip UnitMicrologic 6.0 Xi (LSIG) Trip UnitEnergy Reduction Maintenance SettingsDigital Module InstalledEnergy Reduction Maintenance Setting selectedTrip Unit Wireless Communication has been removedULP Port4 OF Contacts (standard) + 4 Additional OF ContactsShunt Trip - 100-130VacOvercurrent Trip (SDE) contact standardProvision Only For Kirk - No locks supplied with Padlock attachmentProduction Test ReportDoor Escutcheon included as Standard | EA | EA |  | TRUE |  | P | FXG | 100
132783 | 7 | 3 | States | Champlin | Megan Swymeler | TRUE | 2026-04-27T00:00:00 | 2026-09-16T00:00:00 | 2026-07-31T00:00:00 | 7 | 0 | 7 | 10431.66 | 187769.88 | 55316-3157 | USA | N30 | 44 | SCHNEIDER ELECTRIC USA INC. | 60673-1214 | FCJRGADADNANNNNNNNNDNNNTMNNNENNNNCNNNNNA | Square D Masterpact MTZ Unit Mount Circuit BreakerFCJRGADADNANNNNNNNNDNNNTMNNNENNNNCNNNNNAModel No. MTZ3-40H 3-Pole UL489/ CSA C22.2No.5 RatedRated 4000 Amps, 100% RatedAIR - 100kA/100kA/85kA @ 240/480/600 VacTop Termination 4 Hole RCTVBottom Termination 4 Hole RCTV4000 Amp SensorTrip UnitMicrologic 6.0 Xi (LSIG) Trip UnitEnergy Reduction Maintenance SettingsDigital Module InstalledEnergy Reduction Maintenance Setting selectedTrip Unit Wireless Communication has been removedULP Port4 OF Contacts (standard) + 4 Additional OF ContactsShunt Trip - 100-130VacOvercurrent Trip (SDE) contact standardProvision Only For Kirk - No locks supplied with Padlock attachmentProduction Test ReportDoor Escutcheon included as Standard | PUR | Square D Masterpact MTZ Unit Mount Circuit BreakerFCJRGADADNANNNNNNNNDNNNTMNNNENNNNCNNNNNAModel No. MTZ3-40H 3-Pole UL489/ CSA C22.2No.5 RatedRated 4000 Amps, 100% RatedAIR - 100kA/100kA/85kA @ 240/480/600 VacTop Termination 4 Hole RCTVBottom Termination 4 Hole RCTV4000 Amp SensorTrip UnitMicrologic 6.0 Xi (LSIG) Trip UnitEnergy Reduction Maintenance SettingsDigital Module InstalledEnergy Reduction Maintenance Setting selectedTrip Unit Wireless Communication has been removedULP Port4 OF Contacts (standard) + 4 Additional OF ContactsShunt Trip - 100-130VacOvercurrent Trip (SDE) contact standardProvision Only For Kirk - No locks supplied with Padlock attachmentProduction Test ReportDoor Escutcheon included as Standard | EA | EA |  | TRUE |  | P | FXG | 100
132783 | 8 | 1 | States | Champlin | Megan Swymeler | TRUE | 2026-04-27T00:00:00 | 2026-08-25T00:00:00 | 2026-07-09T00:00:00 | 8 | 0 | 8 | 16478.54 | 593227.44 | 55316-3157 | USA | N30 | 44 | SCHNEIDER ELECTRIC USA INC. | 60673-1214 | FCJRGBDADNANNNNNNGBBNNNTMNNNENNNNCNNNNNA | Square D Masterpact MTZ Unit Mount Circuit BreakerFCJRGBDADNANNNNNNGBBNNNTMNNNENNNNCNNNNNAModel No. MTZ3-40H 4-Pole UL489/ CSA C22.2No.5 RatedRated 4000 Amps, 100% RatedAIR - 100kA/100kA/85kA @ 240/480/600 VacTop Termination 4 Hole RCTVBottom Termination 4 Hole RCTV4000 Amp SensorTrip UnitMicrologic 6.0 Xi (LSIG) Trip UnitEnergy Reduction Maintenance SettingsDigital Module InstalledEnergy Reduction Maintenance Setting selectedTrip Unit Wireless Communication has been removedULP Port4 OF Contacts (standard) + 4 Additional OF ContactsSpring Charging Motor - 24-30VdcShunt Trip - 24-30VdcClosing Coil - 24-30VdcOvercurrent Trip (SDE) contact standardProvision Only For Kirk - No locks supplied with Padlock attachmentLeft Hand NeutralProduction Test ReportDoor Escutcheon included as Standard | PUR | Square D Masterpact MTZ Unit Mount Circuit BreakerFCJRGBDADNANNNNNNGBBNNNTMNNNENNNNCNNNNNAModel No. MTZ3-40H 4-Pole UL489/ CSA C22.2No.5 RatedRated 4000 Amps, 100% RatedAIR - 100kA/100kA/85kA @ 240/480/600 VacTop Termination 4 Hole RCTVBottom Termination 4 Hole RCTV4000 Amp SensorTrip UnitMicrologic 6.0 Xi (LSIG) Trip UnitEnergy Reduction Maintenance SettingsDigital Module InstalledEnergy Reduction Maintenance Setting selectedTrip Unit Wireless Communication has been removedULP Port4 OF Contacts (standard) + 4 Additional OF ContactsSpring Charging Motor - 24-30VdcShunt Trip - 24-30VdcClosing Coil - 24-30VdcOvercurrent Trip (SDE) contact standardProvision Only For Kirk - No locks supplied with Padlock attachmentLeft Hand NeutralProduction Test ReportDoor Escutcheon included as Standard | EA | EA |  | TRUE |  | P | FXG | 100
132783 | 8 | 2 | States | Champlin | Megan Swymeler | TRUE | 2026-04-27T00:00:00 | 2026-09-16T00:00:00 | 2026-07-31T00:00:00 | 14 | 0 | 14 | 16478.54 | 593227.44 | 55316-3157 | USA | N30 | 44 | SCHNEIDER ELECTRIC USA INC. | 60673-1214 | FCJRGBDADNANNNNNNGBBNNNTMNNNENNNNCNNNNNA | Square D Masterpact MTZ Unit Mount Circuit BreakerFCJRGBDADNANNNNNNGBBNNNTMNNNENNNNCNNNNNAModel No. MTZ3-40H 4-Pole UL489/ CSA C22.2No.5 RatedRated 4000 Amps, 100% RatedAIR - 100kA/100kA/85kA @ 240/480/600 VacTop Termination 4 Hole RCTVBottom Termination 4 Hole RCTV4000 Amp SensorTrip UnitMicrologic 6.0 Xi (LSIG) Trip UnitEnergy Reduction Maintenance SettingsDigital Module InstalledEnergy Reduction Maintenance Setting selectedTrip Unit Wireless Communication has been removedULP Port4 OF Contacts (standard) + 4 Additional OF ContactsSpring Charging Motor - 24-30VdcShunt Trip - 24-30VdcClosing Coil - 24-30VdcOvercurrent Trip (SDE) contact standardProvision Only For Kirk - No locks supplied with Padlock attachmentLeft Hand NeutralProduction Test ReportDoor Escutcheon included as Standard | PUR | Square D Masterpact MTZ Unit Mount Circuit BreakerFCJRGBDADNANNNNNNGBBNNNTMNNNENNNNCNNNNNAModel No. MTZ3-40H 4-Pole UL489/ CSA C22.2No.5 RatedRated 4000 Amps, 100% RatedAIR - 100kA/100kA/85kA @ 240/480/600 VacTop Termination 4 Hole RCTVBottom Termination 4 Hole RCTV4000 Amp SensorTrip UnitMicrologic 6.0 Xi (LSIG) Trip UnitEnergy Reduction Maintenance SettingsDigital Module InstalledEnergy Reduction Maintenance Setting selectedTrip Unit Wireless Communication has been removedULP Port4 OF Contacts (standard) + 4 Additional OF ContactsSpring Charging Motor - 24-30VdcShunt Trip - 24-30VdcClosing Coil - 24-30VdcOvercurrent Trip (SDE) contact standardProvision Only For Kirk - No locks supplied with Padlock attachmentLeft Hand NeutralProduction Test ReportDoor Escutcheon included as Standard | EA | EA |  | TRUE |  | P | FXG | 100
132783 | 8 | 3 | States | Champlin | Megan Swymeler | TRUE | 2026-04-27T00:00:00 | 2026-10-06T00:00:00 | 2026-08-14T00:00:00 | 14 | 0 | 14 | 16478.54 | 593227.44 | 55316-3157 | USA | N30 | 44 | SCHNEIDER ELECTRIC USA INC. | 60673-1214 | FCJRGBDADNANNNNNNGBBNNNTMNNNENNNNCNNNNNA | Square D Masterpact MTZ Unit Mount Circuit BreakerFCJRGBDADNANNNNNNGBBNNNTMNNNENNNNCNNNNNAModel No. MTZ3-40H 4-Pole UL489/ CSA C22.2No.5 RatedRated 4000 Amps, 100% RatedAIR - 100kA/100kA/85kA @ 240/480/600 VacTop Termination 4 Hole RCTVBottom Termination 4 Hole RCTV4000 Amp SensorTrip UnitMicrologic 6.0 Xi (LSIG) Trip UnitEnergy Reduction Maintenance SettingsDigital Module InstalledEnergy Reduction Maintenance Setting selectedTrip Unit Wireless Communication has been removedULP Port4 OF Contacts (standard) + 4 Additional OF ContactsSpring Charging Motor - 24-30VdcShunt Trip - 24-30VdcClosing Coil - 24-30VdcOvercurrent Trip (SDE) contact standardProvision Only For Kirk - No locks supplied with Padlock attachmentLeft Hand NeutralProduction Test ReportDoor Escutcheon included as Standard | PUR | Square D Masterpact MTZ Unit Mount Circuit BreakerFCJRGBDADNANNNNNNGBBNNNTMNNNENNNNCNNNNNAModel No. MTZ3-40H 4-Pole UL489/ CSA C22.2No.5 RatedRated 4000 Amps, 100% RatedAIR - 100kA/100kA/85kA @ 240/480/600 VacTop Termination 4 Hole RCTVBottom Termination 4 Hole RCTV4000 Amp SensorTrip UnitMicrologic 6.0 Xi (LSIG) Trip UnitEnergy Reduction Maintenance SettingsDigital Module InstalledEnergy Reduction Maintenance Setting selectedTrip Unit Wireless Communication has been removedULP Port4 OF Contacts (standard) + 4 Additional OF ContactsSpring Charging Motor - 24-30VdcShunt Trip - 24-30VdcClosing Coil - 24-30VdcOvercurrent Trip (SDE) contact standardProvision Only For Kirk - No locks supplied with Padlock attachmentLeft Hand NeutralProduction Test ReportDoor Escutcheon included as Standard | EA | EA |  | TRUE |  | P | FXG | 100
132783 | 9 | 1 | States | Champlin | Megan Swymeler | TRUE | 2026-04-27T00:00:00 | 2026-08-06T00:00:00 | 2026-09-10T00:00:00 | 16 | 0 | 16 | 795.59 | 12729.44 | 55316-3157 | USA | N30 | 44 | SCHNEIDER ELECTRIC USA INC. | 60673-1214 | HLP36150U44XYD | HLP36150U44XYD-Molded Case Circuit BreakerHLP36150U44XYDUL/CSA RatedPowerPact H FrameLugs "OFF" EndTerminal Nut Kit "ON" End150 Amp Capacity3 Pole Device600 Vac Rated80% Rated - Standard ratedInterrupting Rating125kA @ 240Vac/100kA @ 480Vac/50kA @ 600VacMicrologic Ammeter Trip Unit - LSIGTest Report | PUR | HLP36150U44XYD-Molded Case Circuit BreakerHLP36150U44XYDUL/CSA RatedPowerPact H FrameLugs "OFF" EndTerminal Nut Kit "ON" End150 Amp Capacity3 Pole Device600 Vac Rated80% Rated - Standard ratedInterrupting Rating125kA @ 240Vac/100kA @ 480Vac/50kA @ 600VacMicrologic Ammeter Trip Unit - LSIGTest Report | EA | EA |  | TRUE |  | P | FXG | 100
132783 | 10 | 1 | States | Champlin | Megan Swymeler | TRUE | 2026-04-27T00:00:00 | 2026-07-27T00:00:00 | 2026-07-06T00:00:00 | 40 | 0 | 40 | 1249.65 | 49986 | 55316-3157 | USA | N30 | 44 | SCHNEIDER ELECTRIC USA INC. | 60673-1214 | IMB43 | SPD Type 1 IMB 300KA 480Y 277V 3P4W (480Y/277V series also applies to the following voltages 380Y/220V, 400Y/230V and 415Y/240V) ( Can be used on 3-wire grounded Wye systems without neutral. Jumper the neutral and ground lugs using 10AWG wire) | PUR | SPD Type 1 IMB 300KA 480Y 277V 3P4W (480Y/277V series also applies to the following voltages 380Y/220V, 400Y/230V and 415Y/240V) ( Can be used on 3-wire grounded Wye systems without neutral. Jumper the neutral and ground lugs using 10AWG wire) | EA | EA |  | TRUE |  | P | FXG | 100
132783 | 11 | 1 | States | Champlin | Megan Swymeler | TRUE | 2026-04-27T00:00:00 | 2026-08-06T00:00:00 | 2026-09-10T00:00:00 | 14 | 0 | 14 | 797.35 | 11162.9 | 55316-3157 | USA | N30 | 44 | SCHNEIDER ELECTRIC USA INC. | 60673-1214 | JLP36250U43XYD | JLP36250U43XYD-Molded Case Circuit BreakerJLP36250U43XYDUL/CSA RatedPowerPact J FrameLugs "OFF" EndTerminal Nut Kit "ON" End250 Amp Capacity3 Pole Device600 Vac Rated80% Rated - Standard ratedInterrupting Rating125kA @ 240Vac/100kA @ 480Vac/50kA @ 600VacMicrologic Ammeter Trip Unit - LSITest Report | PUR | JLP36250U43XYD-Molded Case Circuit BreakerJLP36250U43XYDUL/CSA RatedPowerPact J FrameLugs "OFF" EndTerminal Nut Kit "ON" End250 Amp Capacity3 Pole Device600 Vac Rated80% Rated - Standard ratedInterrupting Rating125kA @ 240Vac/100kA @ 480Vac/50kA @ 600VacMicrologic Ammeter Trip Unit - LSITest Report | EA | EA |  | TRUE |  | P | FXG | 100
132783 | 19 | 1 | States | Champlin | Megan Swymeler | TRUE | 2026-04-27T00:00:00 | 2026-12-10T00:00:00 | 2026-07-09T00:00:00 | 8 | 0 | 8 | 1756.3 | 14050.4 | 55316-3157 | USA | N30 | 44 | SCHNEIDER ELECTRIC USA INC. | 60673-1214 | PLP34080U43AYD | PLP34080U43AYD-Molded Case Circuit Breaker PLP34080U43AYD UL/CSA Rated PowerPact P Frame Lugs ""OFF"" End Terminal Nut Kit ""ON"" End 3 Pole Device 480 Vac Rated 800 Amp Capacity 80% Rated - Standard rated Interrupting Rating 125kA @ 240Vac/100kA @ 480Vac Micrologic Ammeter Trip Unit - LSI UL Rating Plug A Test Report | PUR | PLP34080U43AYD-Molded Case Circuit Breaker PLP34080U43AYD UL/CSA Rated PowerPact P Frame Lugs ""OFF"" End Terminal Nut Kit ""ON"" End 3 Pole Device 480 Vac Rated 800 Amp Capacity 80% Rated - Standard rated Interrupting Rating 125kA @ 240Vac/100kA @ 480Vac Micrologic Ammeter Trip Unit - LSI UL Rating Plug A Test Report | EA | EA |  | TRUE |  | P | FXG | 100
132783 | 20 | 1 | States | Champlin | Megan Swymeler | TRUE | 2026-04-27T00:00:00 | 2026-09-10T00:00:00 | 2026-07-09T00:00:00 | 2 | 0 | 2 | 1928.9 | 32791.3 | 55316-3157 | USA | N30 | 44 | SCHNEIDER ELECTRIC USA INC. | 60673-1214 | PLP34080U44AYD | PLP34080U44AYD-Molded Case Circuit BreakerPLP34080U44AYDUL/CSA RatedPowerPact P FrameLugs "OFF" EndTerminal Nut Kit "ON" End3 Pole Device480 Vac Rated800 Amp Capacity80% Rated - Standard ratedInterrupting Rating125kA @ 240Vac/100kA @ 480VacMicrologic Ammeter Trip Unit - LSIGUL Rating Plug ATest Report | PUR | PLP34080U44AYD-Molded Case Circuit BreakerPLP34080U44AYDUL/CSA RatedPowerPact P FrameLugs "OFF" EndTerminal Nut Kit "ON" End3 Pole Device480 Vac Rated800 Amp Capacity80% Rated - Standard ratedInterrupting Rating125kA @ 240Vac/100kA @ 480VacMicrologic Ammeter Trip Unit - LSIGUL Rating Plug ATest Report | EA | EA |  | TRUE |  | P | FXG | 100
132783 | 20 | 2 | States | Champlin | Megan Swymeler | TRUE | 2026-04-27T00:00:00 | 2026-12-10T00:00:00 | 2026-07-09T00:00:00 | 15 | 0 | 15 | 1928.9 | 32791.3 | 55316-3157 | USA | N30 | 44 | SCHNEIDER ELECTRIC USA INC. | 60673-1214 | PLP34080U44AYD | PLP34080U44AYD-Molded Case Circuit BreakerPLP34080U44AYDUL/CSA RatedPowerPact P FrameLugs "OFF" EndTerminal Nut Kit "ON" End3 Pole Device480 Vac Rated800 Amp Capacity80% Rated - Standard ratedInterrupting Rating125kA @ 240Vac/100kA @ 480VacMicrologic Ammeter Trip Unit - LSIGUL Rating Plug ATest Report | PUR | PLP34080U44AYD-Molded Case Circuit BreakerPLP34080U44AYDUL/CSA RatedPowerPact P FrameLugs "OFF" EndTerminal Nut Kit "ON" End3 Pole Device480 Vac Rated800 Amp Capacity80% Rated - Standard ratedInterrupting Rating125kA @ 240Vac/100kA @ 480VacMicrologic Ammeter Trip Unit - LSIGUL Rating Plug ATest Report | EA | EA |  | TRUE |  | P | FXG | 100
132783 | 21 | 1 | States | Champlin | Megan Swymeler | TRUE | 2026-04-27T00:00:00 | 2026-08-14T00:00:00 | 2026-07-31T00:00:00 | 32 | 0 | 32 | 3792.77 | 197224.04 | 55316-3157 | USA | N30 | 44 | SCHNEIDER ELECTRIC USA INC. | 60673-1214 | PLP34120CU63AE1YD | PLP34120CU63AE1YD-Molded Case Circuit Breaker PLP34120CU63AE1YD UL/CSA Rated PowerPact P Frame Lugs ""OFF"" End Terminal Nut Kit ""ON"" End 1200 Amp Capacity 3 Pole Device 480 Vac Rated 100% Rated Interrupting Rating 125kA @ 240Vac/100kA @ 480Vac Micrologic Power Trip - LSI UL Rating Plug A Modbus Communications Test Report | PUR | PLP34120CU63AE1YD-Molded Case Circuit Breaker PLP34120CU63AE1YD UL/CSA Rated PowerPact P Frame Lugs ""OFF"" End Terminal Nut Kit ""ON"" End 1200 Amp Capacity 3 Pole Device 480 Vac Rated 100% Rated Interrupting Rating 125kA @ 240Vac/100kA @ 480Vac Micrologic Power Trip - LSI UL Rating Plug A Modbus Communications Test Report | EA | EA |  | TRUE |  | P | FXG | 100
132783 | 21 | 2 | States | Champlin | Megan Swymeler | TRUE | 2026-04-27T00:00:00 | 2026-11-05T00:00:00 | 2026-08-14T00:00:00 | 20 | 0 | 20 | 3792.77 | 197224.04 | 55316-3157 | USA | N30 | 44 | SCHNEIDER ELECTRIC USA INC. | 60673-1214 | PLP34120CU63AE1YD | PLP34120CU63AE1YD-Molded Case Circuit Breaker PLP34120CU63AE1YD UL/CSA Rated PowerPact P Frame Lugs ""OFF"" End Terminal Nut Kit ""ON"" End 1200 Amp Capacity 3 Pole Device 480 Vac Rated 100% Rated Interrupting Rating 125kA @ 240Vac/100kA @ 480Vac Micrologic Power Trip - LSI UL Rating Plug A Modbus Communications Test Report | PUR | PLP34120CU63AE1YD-Molded Case Circuit Breaker PLP34120CU63AE1YD UL/CSA Rated PowerPact P Frame Lugs ""OFF"" End Terminal Nut Kit ""ON"" End 1200 Amp Capacity 3 Pole Device 480 Vac Rated 100% Rated Interrupting Rating 125kA @ 240Vac/100kA @ 480Vac Micrologic Power Trip - LSI UL Rating Plug A Modbus Communications Test Report | EA | EA |  | TRUE |  | P | FXG | 100
132783 | 32 | 1 | States | Champlin | Megan Swymeler | TRUE | 2026-04-27T00:00:00 | 2026-09-10T00:00:00 | 2026-07-09T00:00:00 | 1 | 0 | 1 | 1928.9 | 1928.9 | 55316-3157 | USA | N30 | 44 | SCHNEIDER ELECTRIC USA INC. | 60673-1214 | PLP34080U44AYD | PLP34080U44AYD-Molded Case Circuit BreakerPLP34080U44AYDUL/CSA RatedPowerPact P FrameLugs "OFF" EndTerminal Nut Kit "ON" End3 Pole Device480 Vac Rated800 Amp Capacity80% Rated - Standard ratedInterrupting Rating125kA @ 240Vac/100kA @ 480VacMicrologic Ammeter Trip Unit - LSIGUL Rating Plug ATest Report | PUR | PLP34080U44AYD-Molded Case Circuit BreakerPLP34080U44AYDUL/CSA RatedPowerPact P FrameLugs "OFF" EndTerminal Nut Kit "ON" End3 Pole Device480 Vac Rated800 Amp Capacity80% Rated - Standard ratedInterrupting Rating125kA @ 240Vac/100kA @ 480VacMicrologic Ammeter Trip Unit - LSIGUL Rating Plug ATest Report | EA | EA |  | TRUE |  | P | FXG | 100
132783 | 33 | 1 | States | Champlin | Megan Swymeler | TRUE | 2026-04-27T00:00:00 | 2026-09-10T00:00:00 | 2026-07-09T00:00:00 | 1 | 0 | 1 | 3792.77 | 3792.77 | 55316-3157 | USA | N30 | 44 | SCHNEIDER ELECTRIC USA INC. | 60673-1214 | PLP34120CU63AE1YD | PLP34120CU63AE1YD-Molded Case Circuit Breaker PLP34120CU63AE1YD UL/CSA Rated PowerPact P Frame Lugs ""OFF"" End Terminal Nut Kit ""ON"" End 1200 Amp Capacity 3 Pole Device 480 Vac Rated 100% Rated Interrupting Rating 125kA @ 240Vac/100kA @ 480Vac Micrologic Power Trip - LSI UL Rating Plug A Modbus Communications Test Report | PUR | PLP34120CU63AE1YD-Molded Case Circuit Breaker PLP34120CU63AE1YD UL/CSA Rated PowerPact P Frame Lugs ""OFF"" End Terminal Nut Kit ""ON"" End 1200 Amp Capacity 3 Pole Device 480 Vac Rated 100% Rated Interrupting Rating 125kA @ 240Vac/100kA @ 480Vac Micrologic Power Trip - LSI UL Rating Plug A Modbus Communications Test Report | EA | EA |  | TRUE |  | P | FXG | 100
132783 | 37 | 1 | States | Champlin | Megan Swymeler | TRUE | 2026-04-27T00:00:00 | 2026-08-06T00:00:00 | 2026-09-10T00:00:00 | 1 | 0 | 1 | 462.59 | 462.59 | 55316-3157 | USA | N30 | 44 | SCHNEIDER ELECTRIC USA INC. | 60673-1214 | HLP36100U44XYD | HLP36100U44XYD-Molded Case Circuit Breaker HLP36100U44XYD UL/CSA Rated PowerPact H Frame Lugs ""OFF"" End Terminal Nut Kit ""ON"" End 100 Amp Capacity 3 Pole Device 600 Vac Rated 80% Rated - Standard rated Interrupting Rating 125kA @ 240Vac/100kA @ 480Vac/50kA @ 600Vac Micrologic Ammeter Trip Unit - LSIG Test Report | PUR | HLP36100U44XYD-Molded Case Circuit Breaker HLP36100U44XYD UL/CSA Rated PowerPact H Frame Lugs ""OFF"" End Terminal Nut Kit ""ON"" End 100 Amp Capacity 3 Pole Device 600 Vac Rated 80% Rated - Standard rated Interrupting Rating 125kA @ 240Vac/100kA @ 480Vac/50kA @ 600Vac Micrologic Ammeter Trip Unit - LSIG Test Report | EA | EA |  | TRUE |  | P | FXG | 100
132783 | 38 | 1 | States | Champlin | Megan Swymeler | TRUE | 2026-04-27T00:00:00 | 2026-08-06T00:00:00 | 2026-09-10T00:00:00 | 1 | 0 | 1 | 797.35 | 797.35 | 55316-3157 | USA | N30 | 44 | SCHNEIDER ELECTRIC USA INC. | 60673-1214 | JLP36250U43XYD | JLP36250U43XYD-Molded Case Circuit BreakerJLP36250U43XYDUL/CSA RatedPowerPact J FrameLugs "OFF" EndTerminal Nut Kit "ON" End250 Amp Capacity3 Pole Device600 Vac Rated80% Rated - Standard ratedInterrupting Rating125kA @ 240Vac/100kA @ 480Vac/50kA @ 600VacMicrologic Ammeter Trip Unit - LSITest Report | PUR | JLP36250U43XYD-Molded Case Circuit BreakerJLP36250U43XYDUL/CSA RatedPowerPact J FrameLugs "OFF" EndTerminal Nut Kit "ON" End250 Amp Capacity3 Pole Device600 Vac Rated80% Rated - Standard ratedInterrupting Rating125kA @ 240Vac/100kA @ 480Vac/50kA @ 600VacMicrologic Ammeter Trip Unit - LSITest Report | EA | EA |  | TRUE |  | P | FXG | 100
132783 | 40 | 1 | States | Champlin | Megan Swymeler | TRUE | 2026-04-27T00:00:00 | 2026-09-10T00:00:00 | 2026-07-09T00:00:00 | 1 | 0 | 1 | 1756.3 | 1756.3 | 55316-3157 | USA | N30 | 44 | SCHNEIDER ELECTRIC USA INC. | 60673-1214 | PLP34080U43AYD | PLP34080U43AYD-Molded Case Circuit Breaker PLP34080U43AYD UL/CSA Rated PowerPact P Frame Lugs ""OFF"" End Terminal Nut Kit ""ON"" End 3 Pole Device 480 Vac Rated 800 Amp Capacity 80% Rated - Standard rated Interrupting Rating 125kA @ 240Vac/100kA @ 480Vac Micrologic Ammeter Trip Unit - LSI UL Rating Plug A Test Report | PUR | PLP34080U43AYD-Molded Case Circuit Breaker PLP34080U43AYD UL/CSA Rated PowerPact P Frame Lugs ""OFF"" End Terminal Nut Kit ""ON"" End 3 Pole Device 480 Vac Rated 800 Amp Capacity 80% Rated - Standard rated Interrupting Rating 125kA @ 240Vac/100kA @ 480Vac Micrologic Ammeter Trip Unit - LSI UL Rating Plug A Test Report | EA | EA |  | TRUE |  | P | FXG | 100
132783 | 45 | 1 | States | Champlin | Megan Swymeler | TRUE | 2026-04-27T00:00:00 | 2026-08-06T00:00:00 | 2026-08-06T00:00:00 | 1 | 0 | 1 | 8894.28 | 8894.28 | 55316-3157 | USA | N30 | 44 | SCHNEIDER ELECTRIC USA INC. | 60673-1214 | LGIPGAXAXNANNNNNNNNNNNNTMNNNENNNNCNNNNNA | Square D Masterpact MTZ Unit Mount Circuit BreakerLGIPGAXAXNANNNNNNNNNNNNTMNNNENNNNCNNNNNAModel No. MTZ2-32H3 3-Pole ANSIC37/UL1066/CSA C22.2 No.268 RatedRated 3200 Amps, 100% RatedAIR - 100kA/100kA/85kA @ 254/508/635 VacTop Termination RCOVBottom Termination RCOV3200 Amp SensorTrip UnitMicrologic 6.0 Xi (LSIG) Trip UnitEnergy Reduction Maintenance SettingsDigital Module InstalledEnergy Reduction Maintenance Setting selectedTrip Unit Wireless Communication has been removedULP Port4 OF Contacts (standard) + 4 Additional OF ContactsOvercurrent Trip (SDE) contact standardProvision Only For Kirk - No locks supplied with Padlock attachmentProduction Test ReportDoor Escutcheon included as Standard | PUR | Square D Masterpact MTZ Unit Mount Circuit BreakerLGIPGAXAXNANNNNNNNNNNNNTMNNNENNNNCNNNNNAModel No. MTZ2-32H3 3-Pole ANSIC37/UL1066/CSA C22.2 No.268 RatedRated 3200 Amps, 100% RatedAIR - 100kA/100kA/85kA @ 254/508/635 VacTop Termination RCOVBottom Termination RCOV3200 Amp SensorTrip UnitMicrologic 6.0 Xi (LSIG) Trip UnitEnergy Reduction Maintenance SettingsDigital Module InstalledEnergy Reduction Maintenance Setting selectedTrip Unit Wireless Communication has been removedULP Port4 OF Contacts (standard) + 4 Additional OF ContactsOvercurrent Trip (SDE) contact standardProvision Only For Kirk - No locks supplied with Padlock attachmentProduction Test ReportDoor Escutcheon included as Standard | EA | EA |  | TRUE |  | P | FXG | 100
132783 | 46 | 1 | States | Champlin | Megan Swymeler | TRUE | 2026-04-27T00:00:00 | 2026-08-25T00:00:00 | 2026-07-09T00:00:00 | 1 | 0 | 1 | 10431.66 | 10431.66 | 55316-3157 | USA | N30 | 44 | SCHNEIDER ELECTRIC USA INC. | 60673-1214 | FCJRGADADNANNNNNNNNDNNNTMNNNENNNNCNNNNNA | Square D Masterpact MTZ Unit Mount Circuit BreakerFCJRGADADNANNNNNNNNDNNNTMNNNENNNNCNNNNNAModel No. MTZ3-40H 3-Pole UL489/ CSA C22.2No.5 RatedRated 4000 Amps, 100% RatedAIR - 100kA/100kA/85kA @ 240/480/600 VacTop Termination 4 Hole RCTVBottom Termination 4 Hole RCTV4000 Amp SensorTrip UnitMicrologic 6.0 Xi (LSIG) Trip UnitEnergy Reduction Maintenance SettingsDigital Module InstalledEnergy Reduction Maintenance Setting selectedTrip Unit Wireless Communication has been removedULP Port4 OF Contacts (standard) + 4 Additional OF ContactsShunt Trip - 100-130VacOvercurrent Trip (SDE) contact standardProvision Only For Kirk - No locks supplied with Padlock attachmentProduction Test ReportDoor Escutcheon included as Standard | PUR | Square D Masterpact MTZ Unit Mount Circuit BreakerFCJRGADADNANNNNNNNNDNNNTMNNNENNNNCNNNNNAModel No. MTZ3-40H 3-Pole UL489/ CSA C22.2No.5 RatedRated 4000 Amps, 100% RatedAIR - 100kA/100kA/85kA @ 240/480/600 VacTop Termination 4 Hole RCTVBottom Termination 4 Hole RCTV4000 Amp SensorTrip UnitMicrologic 6.0 Xi (LSIG) Trip UnitEnergy Reduction Maintenance SettingsDigital Module InstalledEnergy Reduction Maintenance Setting selectedTrip Unit Wireless Communication has been removedULP Port4 OF Contacts (standard) + 4 Additional OF ContactsShunt Trip - 100-130VacOvercurrent Trip (SDE) contact standardProvision Only For Kirk - No locks supplied with Padlock attachmentProduction Test ReportDoor Escutcheon included as Standard | EA | EA |  | TRUE |  | P | FXG | 100
132783 | 47 | 1 | States | Champlin | Megan Swymeler | TRUE | 2026-04-27T00:00:00 | 2026-08-25T00:00:00 | 2026-07-09T00:00:00 | 1 | 0 | 1 | 16478.54 | 16478.54 | 55316-3157 | USA | N30 | 44 | SCHNEIDER ELECTRIC USA INC. | 60673-1214 | FCJRGBDADNANNNNNNGBBNNNTMNNNENNNNCNNNNNA | Square D Masterpact MTZ Unit Mount Circuit BreakerFCJRGBDADNANNNNNNGBBNNNTMNNNENNNNCNNNNNAModel No. MTZ3-40H 4-Pole UL489/ CSA C22.2No.5 RatedRated 4000 Amps, 100% RatedAIR - 100kA/100kA/85kA @ 240/480/600 VacTop Termination 4 Hole RCTVBottom Termination 4 Hole RCTV4000 Amp SensorTrip UnitMicrologic 6.0 Xi (LSIG) Trip UnitEnergy Reduction Maintenance SettingsDigital Module InstalledEnergy Reduction Maintenance Setting selectedTrip Unit Wireless Communication has been removedULP Port4 OF Contacts (standard) + 4 Additional OF ContactsSpring Charging Motor - 24-30VdcShunt Trip - 24-30VdcClosing Coil - 24-30VdcOvercurrent Trip (SDE) contact standardProvision Only For Kirk - No locks supplied with Padlock attachmentLeft Hand NeutralProduction Test ReportDoor Escutcheon included as Standard | PUR | Square D Masterpact MTZ Unit Mount Circuit BreakerFCJRGBDADNANNNNNNGBBNNNTMNNNENNNNCNNNNNAModel No. MTZ3-40H 4-Pole UL489/ CSA C22.2No.5 RatedRated 4000 Amps, 100% RatedAIR - 100kA/100kA/85kA @ 240/480/600 VacTop Termination 4 Hole RCTVBottom Termination 4 Hole RCTV4000 Amp SensorTrip UnitMicrologic 6.0 Xi (LSIG) Trip UnitEnergy Reduction Maintenance SettingsDigital Module InstalledEnergy Reduction Maintenance Setting selectedTrip Unit Wireless Communication has been removedULP Port4 OF Contacts (standard) + 4 Additional OF ContactsSpring Charging Motor - 24-30VdcShunt Trip - 24-30VdcClosing Coil - 24-30VdcOvercurrent Trip (SDE) contact standardProvision Only For Kirk - No locks supplied with Padlock attachmentLeft Hand NeutralProduction Test ReportDoor Escutcheon included as Standard | EA | EA |  | TRUE |  | P | FXG | 100
134717 | 1 | 1 | States | Champlin | Megan Swymeler | TRUE | 2026-07-13T00:00:00 | 2027-01-11T00:00:00 |  | 1 | 0 | 1 | 0 | 0 | 55316-3157 | USA | N30 | 44 | SCHNEIDER ELECTRIC USA INC. | 60673-1214 | EBEFGABABNANNNNNNGBBNNNTWNNNENNNEENNNNNN | Square D Masterpact MTZ Unit Mount Circuit Breaker EBEFGABABNANNNNNNGBBNNNTWNNNENNNEENNNNNN Model No. MTZ2-12N 3-Pole UL489/ CSA C22.2 No.5 Rated Rated 1200 Amps, 100% Rated AIR - 65kA/65kA/50kA @ 240/480/600 Vac Top Termination 2 Hole RCTV Bottom Termination 2 Hole RCTV 800 Amp Sensor Trip Unit Micrologic 6.0 X (LSIG) Trip Unit Energy Per Phase Digital Module Installed Energy Reduction Maintenance Settings Digital Module Installed Harmonics Digital Module Installed Wave Form Capture Digital Module Installed Energy Reduction Maintenance Setting selected Ethernet Interface Module ULP Port 4 OF Contacts (standard) + 4 Additional OF Contacts Spring Charging Motor - 24-30Vdc Shunt Trip - 24-30Vdc Closing Coil - 24-30Vdc Overcurrent Trip (SDE) contact standard No Locking Provision Provided with Padlock attachment Production Test Report Door Escutcheon included as Standard Source -Selector | PUR | Square D Masterpact MTZ Unit Mount Circuit Breaker EBEFGABABNANNNNNNGBBNNNTWNNNENNNEENNNNNN Model No. MTZ2-12N 3-Pole UL489/ CSA C22.2 No.5 Rated Rated 1200 Amps, 100% Rated AIR - 65kA/65kA/50kA @ 240/480/600 Vac Top Termination 2 Hole RCTV Bottom Termination 2 Hole RCTV 800 Amp Sensor Trip Unit Micrologic 6.0 X (LSIG) Trip Unit Energy Per Phase Digital Module Installed Energy Reduction Maintenance Settings Digital Module Installed Harmonics Digital Module Installed Wave Form Capture Digital Module Installed Energy Reduction Maintenance Setting selected Ethernet Interface Module ULP Port 4 OF Contacts (standard) + 4 Additional OF Contacts Spring Charging Motor - 24-30Vdc Shunt Trip - 24-30Vdc Closing Coil - 24-30Vdc Overcurrent Trip (SDE) contact standard No Locking Provision Provided with Padlock attachment Production Test Report Door Escutcheon included as Standard Source -Selector | EA | EA |  | FALSE |  | P | FXG | 100
134717 | 2 | 1 | States | Champlin | Megan Swymeler | TRUE | 2026-07-13T00:00:00 | 2027-01-11T00:00:00 |  | 2 | 0 | 2 | 0 | 0 | 55316-3157 | USA | N30 | 44 | SCHNEIDER ELECTRIC USA INC. | 60673-1214 | EBEFGABABNANNNNNNNNNNNNTWNNNNNNNNNNNNNNN | Square D Masterpact MTZ Unit Mount Circuit Breaker Model No. MTZ2-12N 3-Pole UL489/ CSA C22.2 No.5 Rated Rated 1200 Amps, 100% Rated AIR - 65kA/65kA/50kA @ 240/480/600 Vac Top Termination 2 Hole RCTV Bottom Termination 2 Hole RCTV 800 Amp Sensor Trip Unit Micrologic 6.0 X (LSIG) Trip Unit No Digital Modules Installed ULP Port 4 OF Contacts (standard) + 4 Additional OF Contacts Overcurrent Trip (SDE) contact standard No Locking Provision Provided with Padlock attachment Production Test Report Door Escutcheon included as Standard Source -Selector | PUR | Square D Masterpact MTZ Unit Mount Circuit Breaker Model No. MTZ2-12N 3-Pole UL489/ CSA C22.2 No.5 Rated Rated 1200 Amps, 100% Rated AIR - 65kA/65kA/50kA @ 240/480/600 Vac Top Termination 2 Hole RCTV Bottom Termination 2 Hole RCTV 800 Amp Sensor Trip Unit Micrologic 6.0 X (LSIG) Trip Unit No Digital Modules Installed ULP Port 4 OF Contacts (standard) + 4 Additional OF Contacts Overcurrent Trip (SDE) contact standard No Locking Provision Provided with Padlock attachment Production Test Report Door Escutcheon included as Standard Source -Selector | EA | EA |  | FALSE |  | P | FXG | 100
134717 | 3 | 1 | States | Champlin | Megan Swymeler | TRUE | 2026-07-13T00:00:00 | 2027-01-11T00:00:00 |  | 2 | 0 | 2 | 0 | 0 | 55316-3157 | USA | N30 | 44 | SCHNEIDER ELECTRIC USA INC. | 60673-1214 | HJL36100CU44XYDYH3YP | Designation : 100A H Frame HJL36100CU44XYDYH3YP-Molded Case Circuit Breaker UL/CSA Rated PowerPact H Frame Termination: Lugs Line/Load Side 100 Amp Capacity 3 Pole Device 600 Vac Rated 100% Rated Interrupting Rating 100kA @ 240Vac/65kA @ 480Vac/25kA @ 600Vac Micrologic Ammeter Trip Unit - LSIG Handle padlock attachment - ON or OFF positions Test Report Wire harness for ZSI Source -Selector | PUR | Designation : 100A H Frame HJL36100CU44XYDYH3YP-Molded Case Circuit Breaker UL/CSA Rated PowerPact H Frame Termination: Lugs Line/Load Side 100 Amp Capacity 3 Pole Device 600 Vac Rated 100% Rated Interrupting Rating 100kA @ 240Vac/65kA @ 480Vac/25kA @ 600Vac Micrologic Ammeter Trip Unit - LSIG Handle padlock attachment - ON or OFF positions Test Report Wire harness for ZSI Source -Selector | EA | EA |  | FALSE |  | P | FXG | 100
134717 | 4 | 1 | States | Champlin | Megan Swymeler | TRUE | 2026-07-13T00:00:00 | 2027-01-11T00:00:00 |  | 1 | 0 | 1 | 0 | 0 | 55316-3157 | USA | N30 | 44 | SCHNEIDER ELECTRIC USA INC. | 60673-1214 | IMB42 | SURGE PROTECTIVE DEVICE: 277/480 VAC, 3P4W+G Wye, 200kA, Can be used on 4-wire or 3-wire grounded neutral system. | PUR | SURGE PROTECTIVE DEVICE: 277/480 VAC, 3P4W+G Wye, 200kA, Can be used on 4-wire or 3-wire grounded neutral system. | EA | EA |  | FALSE |  | P | FXG | 100
134717 | 5 | 1 | States | Champlin | Megan Swymeler | TRUE | 2026-07-13T00:00:00 | 2027-01-11T00:00:00 |  | 1 | 0 | 1 | 0 | 0 | 55316-3157 | USA | N30 | 44 | SCHNEIDER ELECTRIC USA INC. | 60673-1214 | LV434001 | Ethernet Interface For One Circuit Break | PUR | Ethernet Interface For One Circuit Break | EA | EA |  | FALSE |  | P | FXG | 100
134717 | 6 | 1 | States | Champlin | Megan Swymeler | TRUE | 2026-07-13T00:00:00 | 2027-01-11T00:00:00 |  | 3 | 0 | 3 | 0 | 0 | 55316-3157 | USA | N30 | 44 | SCHNEIDER ELECTRIC USA INC. | 60673-1214 | LV834035SP | NEUTRAL CT 400/2000A SENSOR MTZ2 | PUR | NEUTRAL CT 400/2000A SENSOR MTZ2 | EA | EA |  | FALSE |  | P | FXG | 100
134717 | 7 | 1 | States | Champlin | Megan Swymeler | TRUE | 2026-07-13T00:00:00 | 2027-01-11T00:00:00 |  | 2 | 0 | 2 | 0 | 0 | 55316-3157 | USA | N30 | 44 | SCHNEIDER ELECTRIC USA INC. | 60673-1214 | PJP36025CU44AAAYDYP | PJP36025CU44AAAYDYP-Molded Case Circuit Breaker UL/CSA Rated PowerPact P Frame Lugs ""OFF"" End Terminal Nut Kit ""ON"" End 250 Amp Capacity 3 Pole Device 600 Vac Rated 100% Rated Interrupting Rating 100kA @ 240Vac/65kA @ 480Vac/25kA @ 600Vac Micrologic Ammeter Trip Unit - LSIG UL Rating Plug A 1 Form C Auxiliary Switch Handle padlock attachment - ON or OFF positions Test Report Source -Selector | PUR | PJP36025CU44AAAYDYP-Molded Case Circuit Breaker UL/CSA Rated PowerPact P Frame Lugs ""OFF"" End Terminal Nut Kit ""ON"" End 250 Amp Capacity 3 Pole Device 600 Vac Rated 100% Rated Interrupting Rating 100kA @ 240Vac/65kA @ 480Vac/25kA @ 600Vac Micrologic Ammeter Trip Unit - LSIG UL Rating Plug A 1 Form C Auxiliary Switch Handle padlock attachment - ON or OFF positions Test Report Source -Selector | EA | EA |  | FALSE |  | P | FXG | 100
134717 | 8 | 1 | States | Champlin | Megan Swymeler | TRUE | 2026-07-13T00:00:00 | 2027-01-11T00:00:00 |  | 1 | 0 | 1 | 0 | 0 | 55316-3157 | USA | N30 | 44 | SCHNEIDER ELECTRIC USA INC. | 60673-1214 | PJP36040CU44AAASKYDYP | PJP36040CU44AAASKYDYP-Molded Case Circuit Breaker UL/CSA Rated PowerPact P Frame Lugs ""OFF"" End Terminal Nut Kit ""ON"" End 3 Pole Device 400 Amp Capacity 600 Vac Rated 100% Rated Interrupting Rating 100kA @ 240Vac/65kA @ 480Vac/25kA @ 600Vac Micrologic Ammeter Trip Unit - LSIG UL Rating Plug A 1 Form C Auxiliary Switch Shunt Trip 24Vac/24-30Vdc Handle padlock attachment - ON or OFF positions Test Report Source -Selector | PUR | PJP36040CU44AAASKYDYP-Molded Case Circuit Breaker UL/CSA Rated PowerPact P Frame Lugs ""OFF"" End Terminal Nut Kit ""ON"" End 3 Pole Device 400 Amp Capacity 600 Vac Rated 100% Rated Interrupting Rating 100kA @ 240Vac/65kA @ 480Vac/25kA @ 600Vac Micrologic Ammeter Trip Unit - LSIG UL Rating Plug A 1 Form C Auxiliary Switch Shunt Trip 24Vac/24-30Vdc Handle padlock attachment - ON or OFF positions Test Report Source -Selector | EA | EA |  | FALSE |  | P | FXG | 100
134717 | 9 | 1 | States | Champlin | Megan Swymeler | TRUE | 2026-07-13T00:00:00 | 2027-01-11T00:00:00 |  | 1 | 0 | 1 | 0 | 0 | 55316-3157 | USA | N30 | 44 | SCHNEIDER ELECTRIC USA INC. | 60673-1214 | PJP36040CU44AAAYDYP | PJP36040CU44AAAYDYP-Molded Case Circuit Breaker UL/CSA Rated PowerPact P Frame Lugs ""OFF"" End Terminal Nut Kit ""ON"" End 3 Pole Device 400 Amp Capacity 600 Vac Rated 100% Rated Interrupting Rating 100kA @ 240Vac/65kA @ 480Vac/25kA @ 600Vac Micrologic Ammeter Trip Unit - LSIG UL Rating Plug A 1 Form C Auxiliary Switch Handle padlock attachment - ON or OFF positions Test Report Source -Selector | PUR | PJP36040CU44AAAYDYP-Molded Case Circuit Breaker UL/CSA Rated PowerPact P Frame Lugs ""OFF"" End Terminal Nut Kit ""ON"" End 3 Pole Device 400 Amp Capacity 600 Vac Rated 100% Rated Interrupting Rating 100kA @ 240Vac/65kA @ 480Vac/25kA @ 600Vac Micrologic Ammeter Trip Unit - LSIG UL Rating Plug A 1 Form C Auxiliary Switch Handle padlock attachment - ON or OFF positions Test Report Source -Selector | EA | EA |  | FALSE |  | P | FXG | 100
134717 | 10 | 1 | States | Champlin | Megan Swymeler | TRUE | 2026-07-13T00:00:00 | 2027-01-11T00:00:00 |  | 2 | 0 | 2 | 0 | 0 | 55316-3157 | USA | N30 | 44 | SCHNEIDER ELECTRIC USA INC. | 60673-1214 | S33575 | NEUTRAL CURRENT TRANSFORMER, 250A SENSOR | PUR | NEUTRAL CURRENT TRANSFORMER, 250A SENSOR | EA | EA |  | FALSE |  | P | FXG | 100
134717 | 11 | 1 | States | Champlin | Megan Swymeler | TRUE | 2026-07-13T00:00:00 | 2027-01-11T00:00:00 |  | 2 | 0 | 2 | 0 | 0 | 55316-3157 | USA | N30 | 44 | SCHNEIDER ELECTRIC USA INC. | 60673-1214 | S33576 | NEUTRAL CURRENT XFRMR 400-1600A SENSOR | PUR | NEUTRAL CURRENT XFRMR 400-1600A SENSOR | EA | EA |  | FALSE |  | P | FXG | 100
134717 | 12 | 1 | States | Champlin | Megan Swymeler | TRUE | 2026-07-13T00:00:00 | 2027-01-11T00:00:00 |  | 2 | 0 | 2 | 0 | 0 | 55316-3157 | USA | N30 | 44 | SCHNEIDER ELECTRIC USA INC. | 60673-1214 | S429521 | S429521-EXTERNAL NEUTRAL CURRENT TRANSFORMER | PUR | S429521-EXTERNAL NEUTRAL CURRENT TRANSFORMER | EA | EA |  | FALSE |  | P | FXG | 100
134534 | 1 | 1 | States | Champlin | Megan Swymeler | TRUE | 2026-07-06T00:00:00 | 2026-08-17T00:00:00 |  | 6 | 0 | 6 | 1425.2 | 8551.2 | 55316-3157 | USA | N30 | 44 | SCHNEIDER ELECTRIC USA INC. | 60673-1214 | 2CGNNJDADNNNNANAAGBBNNNTNWNRCNNNNNNNNNNN | "Cradle with backmold 2CGNNJDADNNNNANAAGBBNNNTNWNRCNNNNNNNNNNN 3 Pole Device Rated 2000 Amps Top Termination 4 Hole RCTV Bottom Termination 4 Hole RCTV ULP Port No Provision For Keylock Locking in all positions Secondary disconnect wiring for auxiliary contacts - Push-in Disconnected: 1 STD and 0 LL CD Contact STD Connected: 1 Std CE Contact Test: 1 STD and 0 LL CT Contact Closing Coil XF Secondary disconnect wiring Shunt trip MX Spring charger motor MCH Wiring for ESM Module Cradle Rejection Kit - Standard Door Escutcheon included as Standard External voltage sensing OFF Push Button - Crank Interlock Standard Production test report" | PUR | "Cradle with backmold 2CGNNJDADNNNNANAAGBBNNNTNWNRCNNNNNNNNNNN 3 Pole Device Rated 2000 Amps Top Termination 4 Hole RCTV Bottom Termination 4 Hole RCTV ULP Port No Provision For Keylock Locking in all positions Secondary disconnect wiring for auxiliary contacts - Push-in Disconnected: 1 STD and 0 LL CD Contact STD Connected: 1 Std CE Contact Test: 1 STD and 0 LL CT Contact Closing Coil XF Secondary disconnect wiring Shunt trip MX Spring charger motor MCH Wiring for ESM Module Cradle Rejection Kit - Standard Door Escutcheon included as Standard External voltage sensing OFF Push Button - Crank Interlock Standard Production test report" | EA | EA |  | FALSE |  | P | FXG | 100
134534 | 2 | 1 | States | Champlin | Megan Swymeler | TRUE | 2026-07-06T00:00:00 | 2026-08-17T00:00:00 |  | 2 | 0 | 2 | 1940.54 | 3881.08 | 55316-3157 | USA | N30 | 44 | SCHNEIDER ELECTRIC USA INC. | 60673-1214 | 2CONNJDADNNNNANAAGBBNNNTNWNRCNNNNNNNNNNN | Cradle with backmold 2CONNJDADNNNNANAAGBBNNNTNWNRCNNNNNNNNNNN 3 Pole Device Rated 3000 Amps Top Termination 4 Hole RCTV Bottom Termination 4 Hole RCTV ULP Port No Provision For Keylock Locking in all positions Secondary disconnect wiring for auxiliary contacts - Push-in Disconnected: 1 STD and 0 LL CD Contact STD Connected: 1 Std CE Contact Test: 1 STD and 0 LL CT Contact Closing Coil XF Secondary disconnect wiring Shunt trip MX Spring charger motor MCH Wiring for ESM Module Cradle Rejection Kit - Standard Door Escutcheon included as Standard External voltage sensing OFF Push Button - Crank Interlock Standard Production test report | PUR | Cradle with backmold 2CONNJDADNNNNANAAGBBNNNTNWNRCNNNNNNNNNNN 3 Pole Device Rated 3000 Amps Top Termination 4 Hole RCTV Bottom Termination 4 Hole RCTV ULP Port No Provision For Keylock Locking in all positions Secondary disconnect wiring for auxiliary contacts - Push-in Disconnected: 1 STD and 0 LL CD Contact STD Connected: 1 Std CE Contact Test: 1 STD and 0 LL CT Contact Closing Coil XF Secondary disconnect wiring Shunt trip MX Spring charger motor MCH Wiring for ESM Module Cradle Rejection Kit - Standard Door Escutcheon included as Standard External voltage sensing OFF Push Button - Crank Interlock Standard Production test report | EA | EA |  | FALSE |  | P | FXG | 100
134534 | 3 | 1 | States | Champlin | Megan Swymeler | TRUE | 2026-07-06T00:00:00 | 2026-08-17T00:00:00 |  | 2 | 0 | 2 | 5818.54 | 11637.08 | 55316-3157 | USA | N30 | 44 | SCHNEIDER ELECTRIC USA INC. | 60673-1214 | 3CKNNJDDDNNNNANANGBBNNNTNWNRCNNNNNNNNNNN | Cradle with backmold 3CKNNJDDDNNNNANANGBBNNNTNWNRCNNNNNNNNNNN 3 Pole Device Rated 5000 Amps Top Termination 4 Hole RCTV Bottom Termination 4 Hole RCTV Embedded Ethernet Interface Module ULP Port No Provision For Keylock Locking in all positions Secondary disconnect wiring for auxiliary contacts - Push-in Disconnected: 1 STD and 0 LL CD Contact STD Connected: 1 Std CE Contact Closing Coil XF Secondary disconnect wiring Shunt trip MX Spring charger motor MCH Wiring for ESM Module Cradle Rejection Kit - Standard Door Escutcheon included as Standard External voltage sensing OFF Push Button - Crank Interlock Standard Production test report | PUR | Cradle with backmold 3CKNNJDDDNNNNANANGBBNNNTNWNRCNNNNNNNNNNN 3 Pole Device Rated 5000 Amps Top Termination 4 Hole RCTV Bottom Termination 4 Hole RCTV Embedded Ethernet Interface Module ULP Port No Provision For Keylock Locking in all positions Secondary disconnect wiring for auxiliary contacts - Push-in Disconnected: 1 STD and 0 LL CD Contact STD Connected: 1 Std CE Contact Closing Coil XF Secondary disconnect wiring Shunt trip MX Spring charger motor MCH Wiring for ESM Module Cradle Rejection Kit - Standard Door Escutcheon included as Standard External voltage sensing OFF Push Button - Crank Interlock Standard Production test report | EA | EA |  | FALSE |  | P | FXG | 100
134534 | 4 | 1 | States | Champlin | Megan Swymeler | TRUE | 2026-07-06T00:00:00 | 2026-08-17T00:00:00 |  | 1 | 0 | 1 | 3282.66 | 3282.66 | 55316-3157 | USA | N30 | 44 | SCHNEIDER ELECTRIC USA INC. | 60673-1214 | CF20R63C | SWBD INTERIOR CU I-LINE SR 2000A | PUR | SWBD INTERIOR CU I-LINE SR 2000A | EA | EA |  | FALSE |  | P | FXG | 100
134534 | 5 | 1 | States | Champlin | Megan Swymeler | TRUE | 2026-07-06T00:00:00 | 2026-08-17T00:00:00 |  | 6 | 0 | 6 | 6899.62 | 41397.72 | 55316-3157 | USA | N30 | 44 | SCHNEIDER ELECTRIC USA INC. | 60673-1214 | ECGJGGNANNNNNNNNNGBBNNNTWNARCNNNNCNNNNNA | Drawout Circuit Breaker ECGJGGNANNNNNNNNNGBBNNNTWNARCNNNNCNNNNNA Model No. MTZ2-20H 3-Pole UL489/ CSA C22.2 No.5 Rated UL489/ CSA C22.2 No.5 Rated Rated 2000 Amps, 100% Rated AIR - 100kA/100kA/85kA @ 240/480/600 Vac 1600 Amp Sensor Trip Unit Micrologic 6.0 Xi (LSIG) Trip Unit Energy Reduction Maintenance Settings Digital Module Installed Energy Reduction Maintenance Setting selected Trip Unit Wireless Communication has been removed Modbus Interface Module ULP Port Wiring 4 OF Contacts (standard) Spring Charging Motor - 24-30Vdc Shunt Trip - 24-30Vdc Closing Coil - 24-30Vdc Overcurrent Trip (SDE) contact standard Padlockable Push Button Cover No Locking Provision Provided with Padlock attachment Automatic Spring Discharged Interlock Standard External Voltage Sensing Wiring Production Test Report | PUR | Drawout Circuit Breaker ECGJGGNANNNNNNNNNGBBNNNTWNARCNNNNCNNNNNA Model No. MTZ2-20H 3-Pole UL489/ CSA C22.2 No.5 Rated UL489/ CSA C22.2 No.5 Rated Rated 2000 Amps, 100% Rated AIR - 100kA/100kA/85kA @ 240/480/600 Vac 1600 Amp Sensor Trip Unit Micrologic 6.0 Xi (LSIG) Trip Unit Energy Reduction Maintenance Settings Digital Module Installed Energy Reduction Maintenance Setting selected Trip Unit Wireless Communication has been removed Modbus Interface Module ULP Port Wiring 4 OF Contacts (standard) Spring Charging Motor - 24-30Vdc Shunt Trip - 24-30Vdc Closing Coil - 24-30Vdc Overcurrent Trip (SDE) contact standard Padlockable Push Button Cover No Locking Provision Provided with Padlock attachment Automatic Spring Discharged Interlock Standard External Voltage Sensing Wiring Production Test Report | EA | EA |  | FALSE |  | P | FXG | 100
134534 | 6 | 1 | States | Champlin | Megan Swymeler | TRUE | 2026-07-06T00:00:00 | 2026-08-17T00:00:00 |  | 2 | 0 | 2 | 10199.28 | 20398.56 | 55316-3157 | USA | N30 | 44 | SCHNEIDER ELECTRIC USA INC. | 60673-1214 | ECOLGGNANNANNNNNNGBBNNNTMNARCNNNNCNNNNNA | Drawout Circuit Breaker ECOLGGNANNANNNNNNGBBNNNTMNARCNNNNCNNNNNA Model No. MTZ2-30H 3-Pole UL489/ CSA C22.2 No.5 Rated UL489/ CSA C22.2 No.5 Rated Rated 3000 Amps, 100% Rated AIR - 100kA/100kA/85kA @ 240/480/600 Vac 2500 Amp Sensor Trip Unit Micrologic 6.0 Xi (LSIG) Trip Unit Energy Reduction Maintenance Settings Digital Module Installed Energy Reduction Maintenance Setting selected Trip Unit Wireless Communication has been removed Ethernet Interface Module w/ Gateway ULP Port Wiring 4 OF Contacts (standard) + 4 Additional OF Contacts Spring Charging Motor - 24-30Vdc Shunt Trip - 24-30Vdc Closing Coil - 24-30Vdc Overcurrent Trip (SDE) contact standard Padlockable Push Button Cover Provision Only For Kirk - No locks supplied with Padlock attachment Automatic Spring Discharged Interlock Standard External Voltage Sensing Wiring Production Test Report | PUR | Drawout Circuit Breaker ECOLGGNANNANNNNNNGBBNNNTMNARCNNNNCNNNNNA Model No. MTZ2-30H 3-Pole UL489/ CSA C22.2 No.5 Rated UL489/ CSA C22.2 No.5 Rated Rated 3000 Amps, 100% Rated AIR - 100kA/100kA/85kA @ 240/480/600 Vac 2500 Amp Sensor Trip Unit Micrologic 6.0 Xi (LSIG) Trip Unit Energy Reduction Maintenance Settings Digital Module Installed Energy Reduction Maintenance Setting selected Trip Unit Wireless Communication has been removed Ethernet Interface Module w/ Gateway ULP Port Wiring 4 OF Contacts (standard) + 4 Additional OF Contacts Spring Charging Motor - 24-30Vdc Shunt Trip - 24-30Vdc Closing Coil - 24-30Vdc Overcurrent Trip (SDE) contact standard Padlockable Push Button Cover Provision Only For Kirk - No locks supplied with Padlock attachment Automatic Spring Discharged Interlock Standard External Voltage Sensing Wiring Production Test Report | EA | EA |  | FALSE |  | P | FXG | 100
134534 | 7 | 1 | States | Champlin | Megan Swymeler | TRUE | 2026-07-06T00:00:00 | 2026-08-17T00:00:00 |  | 8 | 0 | 8 | 712.39 | 5699.12 | 55316-3157 | USA | N30 | 44 | SCHNEIDER ELECTRIC USA INC. | 60673-1214 | EMS59440 | Kit of 3 self-powered thermal sensor TH110 with velcro strap | PUR | Kit of 3 self-powered thermal sensor TH110 with velcro strap | EA | EA |  | FALSE |  | P | FXG | 100
134534 | 8 | 1 | States | Champlin | Megan Swymeler | TRUE | 2026-07-06T00:00:00 | 2026-08-17T00:00:00 |  | 2 | 0 | 2 | 16626.12 | 33252.24 | 55316-3157 | USA | N30 | 44 | SCHNEIDER ELECTRIC USA INC. | 60673-1214 | FCKSGGNANNANNNNNNGBBNNNTWNARCNNNNCNNNNNA | Drawout Circuit Breaker FCKSGGNANNANNNNNNGBBNNNTWNARCNNNNCNNNNNA Model No. MTZ3-50H 3-Pole UL489/ CSA C22.2 No.5 Rated UL489/ CSA C22.2 No.5 Rated Rated 5000 Amps, 100% Rated AIR - 100kA/100kA/85kA @ 240/480/600 Vac 5000 Amp Sensor Trip Unit Micrologic 6.0 Xi (LSIG) Trip Unit Energy Reduction Maintenance Settings Digital Module Installed Energy Reduction Maintenance Setting selected Trip Unit Wireless Communication has been removed Embedded Ethernet Interface Module ULP Port Wiring 4 OF Contacts (standard) + 4 Additional OF Contacts Spring Charging Motor - 24-30Vdc Shunt Trip - 24-30Vdc Closing Coil - 24-30Vdc Overcurrent Trip (SDE) contact standard Padlockable Push Button Cover No Locking Provision Provided with Padlock attachment Automatic Spring Discharged Interlock Standard External Voltage Sensing Wiring Production Test Report | PUR | Drawout Circuit Breaker FCKSGGNANNANNNNNNGBBNNNTWNARCNNNNCNNNNNA Model No. MTZ3-50H 3-Pole UL489/ CSA C22.2 No.5 Rated UL489/ CSA C22.2 No.5 Rated Rated 5000 Amps, 100% Rated AIR - 100kA/100kA/85kA @ 240/480/600 Vac 5000 Amp Sensor Trip Unit Micrologic 6.0 Xi (LSIG) Trip Unit Energy Reduction Maintenance Settings Digital Module Installed Energy Reduction Maintenance Setting selected Trip Unit Wireless Communication has been removed Embedded Ethernet Interface Module ULP Port Wiring 4 OF Contacts (standard) + 4 Additional OF Contacts Spring Charging Motor - 24-30Vdc Shunt Trip - 24-30Vdc Closing Coil - 24-30Vdc Overcurrent Trip (SDE) contact standard Padlockable Push Button Cover No Locking Provision Provided with Padlock attachment Automatic Spring Discharged Interlock Standard External Voltage Sensing Wiring Production Test Report | EA | EA |  | FALSE |  | P | FXG | 100
134534 | 9 | 1 | States | Champlin | Megan Swymeler | TRUE | 2026-07-06T00:00:00 | 2026-08-17T00:00:00 |  | 1 | 0 | 1 | 1411.5 | 1411.5 | 55316-3157 | USA | N30 | 44 | SCHNEIDER ELECTRIC USA INC. | 60673-1214 | JLA36250U53XEAAASUYDYP | Molded Case Circuit Breaker JLA36250U53XEAAASUYDYP UL/CSA Rated PowerPact J Frame Terminations: I Line w/ Standard 250 Amp Capacity 3 Pole Device 600 Vac Rated 80% Rated - Standard rated Interrupting Rating 125kA @ 240Vac/100kA @ 480Vac/50kA @ 600Vac Micrologic Energy Trip Unit - LSI ULP with NSX Cord, 1.3m <= 480V ABC Phasing 1 Form C Auxiliary Switch Shunt Trip 30Vdc Handle padlock attachment - ON or OFF positions Test Report | PUR | Molded Case Circuit Breaker JLA36250U53XEAAASUYDYP UL/CSA Rated PowerPact J Frame Terminations: I Line w/ Standard 250 Amp Capacity 3 Pole Device 600 Vac Rated 80% Rated - Standard rated Interrupting Rating 125kA @ 240Vac/100kA @ 480Vac/50kA @ 600Vac Micrologic Energy Trip Unit - LSI ULP with NSX Cord, 1.3m <= 480V ABC Phasing 1 Form C Auxiliary Switch Shunt Trip 30Vdc Handle padlock attachment - ON or OFF positions Test Report | EA | EA |  | FALSE |  | P | FXG | 100
134534 | 10 | 1 | States | Champlin | Megan Swymeler | TRUE | 2026-07-06T00:00:00 | 2026-08-17T00:00:00 |  | 2 | 0 | 2 | 1478.13 | 2956.26 | 55316-3157 | USA | N30 | 44 | SCHNEIDER ELECTRIC USA INC. | 60673-1214 | JLP36250U54XEAAASUYDYP | Molded Case Circuit Breaker JLP36250U54XEAAASUYDYP UL/CSA Rated PowerPact J Frame Lugs ""OFF"" End Terminal Nut Kit ""ON"" End 250 Amp Capacity 3 Pole Device 600 Vac Rated 80% Rated - Standard rated Interrupting Rating 125kA @ 240Vac/100kA @ 480Vac/50kA @ 600Vac Micrologic Energy Trip Unit - LSIG ULP with NSX Cord, 1.3m <= 480V 1 Form C Auxiliary Switch Shunt Trip 30Vdc Handle padlock attachment - ON or OFF positions Test Report | PUR | Molded Case Circuit Breaker JLP36250U54XEAAASUYDYP UL/CSA Rated PowerPact J Frame Lugs ""OFF"" End Terminal Nut Kit ""ON"" End 250 Amp Capacity 3 Pole Device 600 Vac Rated 80% Rated - Standard rated Interrupting Rating 125kA @ 240Vac/100kA @ 480Vac/50kA @ 600Vac Micrologic Energy Trip Unit - LSIG ULP with NSX Cord, 1.3m <= 480V 1 Form C Auxiliary Switch Shunt Trip 30Vdc Handle padlock attachment - ON or OFF positions Test Report | EA | EA |  | FALSE |  | P | FXG | 100
134534 | 11 | 1 | States | Champlin | Megan Swymeler | TRUE | 2026-07-06T00:00:00 | 2026-08-17T00:00:00 |  | 20 | 0 | 20 | 1600.75 | 32015 | 55316-3157 | USA | N30 | 44 | SCHNEIDER ELECTRIC USA INC. | 60673-1214 | LLP36400CU33XAAYDYP | Molded Case Circuit Breaker LLP36400CU33XAAYDYP UL/CSA Rated PowerPact L Frame Lugs ""OFF"" End Terminal Nut Kit ""ON"" End 3 Pole Device 400 Amp Capacity 600 Vac Rated 100% Rated Interrupting Rating 125kA @ 240Vac/100kA @ 480Vac/50kA @ 600Vac Micrologic Basic Trip Unit - LSI 1 Form C Auxiliary Switch Handle padlock attachment - ON or OFF positions Test Report | PUR | Molded Case Circuit Breaker LLP36400CU33XAAYDYP UL/CSA Rated PowerPact L Frame Lugs ""OFF"" End Terminal Nut Kit ""ON"" End 3 Pole Device 400 Amp Capacity 600 Vac Rated 100% Rated Interrupting Rating 125kA @ 240Vac/100kA @ 480Vac/50kA @ 600Vac Micrologic Basic Trip Unit - LSI 1 Form C Auxiliary Switch Handle padlock attachment - ON or OFF positions Test Report | EA | EA |  | FALSE |  | P | FXG | 100
134534 | 12 | 1 | States | Champlin | Megan Swymeler | TRUE | 2026-07-06T00:00:00 | 2026-08-17T00:00:00 |  | 5 | 0 | 5 | 2039.13 | 10195.65 | 55316-3157 | USA | N30 | 44 | SCHNEIDER ELECTRIC USA INC. | 60673-1214 | LLP36400U54XEAAASUYDYP | Molded Case Circuit Breaker LLP36400U54XEAAASUYDYP UL/CSA Rated PowerPact L Frame Lugs ""OFF"" End Terminal Nut Kit ""ON"" End 3 Pole Device 400 Amp Capacity 600 Vac Rated 80% Rated - Standard rated Interrupting Rating 125kA @ 240Vac/100kA @ 480Vac/50kA @ 600Vac Micrologic Energy Trip Unit - LSIG ULP with NSX Cord, 1.3m <= 480V 1 Form C Auxiliary Switch Shunt Trip 30Vdc Handle padlock attachment - ON or OFF positions Test Report | PUR | Molded Case Circuit Breaker LLP36400U54XEAAASUYDYP UL/CSA Rated PowerPact L Frame Lugs ""OFF"" End Terminal Nut Kit ""ON"" End 3 Pole Device 400 Amp Capacity 600 Vac Rated 80% Rated - Standard rated Interrupting Rating 125kA @ 240Vac/100kA @ 480Vac/50kA @ 600Vac Micrologic Energy Trip Unit - LSIG ULP with NSX Cord, 1.3m <= 480V 1 Form C Auxiliary Switch Shunt Trip 30Vdc Handle padlock attachment - ON or OFF positions Test Report | EA | EA |  | FALSE |  | P | FXG | 100
134534 | 13 | 1 | States | Champlin | Megan Swymeler | TRUE | 2026-07-06T00:00:00 | 2026-08-17T00:00:00 |  | 17 | 0 | 17 | 181.5 | 3085.5 | 55316-3157 | USA | N30 | 44 | SCHNEIDER ELECTRIC USA INC. | 60673-1214 | LV434000 | IFM Modbus SL interface module, Enerlin'X | PUR | IFM Modbus SL interface module, Enerlin'X | EA | EA |  | FALSE |  | P | FXG | 100
134534 | 14 | 1 | States | Champlin | Megan Swymeler | TRUE | 2026-07-06T00:00:00 | 2026-08-17T00:00:00 |  | 2 | 0 | 2 | 346.5 | 693 | 55316-3157 | USA | N30 | 44 | SCHNEIDER ELECTRIC USA INC. | 60673-1214 | LV434002 | IFE Ethernet switchboard server, Enerlin'X | PUR | IFE Ethernet switchboard server, Enerlin'X | EA | EA |  | FALSE |  | P | FXG | 100
134534 | 15 | 1 | States | Champlin | Megan Swymeler | TRUE | 2026-07-06T00:00:00 | 2026-08-17T00:00:00 |  | 5 | 0 | 5 | 247.5 | 1237.5 | 55316-3157 | USA | N30 | 44 | SCHNEIDER ELECTRIC USA INC. | 60673-1214 | LV434063 | I/O (input/output) application module, Enerlin'X | PUR | I/O (input/output) application module, Enerlin'X | EA | EA |  | FALSE |  | P | FXG | 100
134534 | 16 | 1 | States | Champlin | Megan Swymeler | TRUE | 2026-07-06T00:00:00 | 2026-08-17T00:00:00 |  | 3 | 0 | 3 | 55.2 | 165.6 | 55316-3157 | USA | N30 | 44 | SCHNEIDER ELECTRIC USA INC. | 60673-1214 | LV434195 | BREAKER ULP CORD | PUR | BREAKER ULP CORD | EA | EA |  | FALSE |  | P | FXG | 100
134534 | 17 | 1 | States | Champlin | Megan Swymeler | TRUE | 2026-07-06T00:00:00 | 2026-08-17T00:00:00 |  | 16 | 0 | 16 | 114 | 1824 | 55316-3157 | USA | N30 | 44 | SCHNEIDER ELECTRIC USA INC. | 60673-1214 | LV833579SP | CB MDGF/SGR CURRENT TRANSFORMER | SRPP | CB MDGF/SGR CURRENT TRANSFORMER | EA | EA |  | FALSE |  | P | FXG | 100
134534 | 18 | 1 | States | Champlin | Megan Swymeler | TRUE | 2026-07-06T00:00:00 | 2026-08-17T00:00:00 |  | 1 | 0 | 1 | 4300 | 4300 | 55316-3157 | USA | N30 | 44 | SCHNEIDER ELECTRIC USA INC. | 60673-1214 | LV839292SP | MasterPacT MTZ Remote Racking Device for MTZ 2,3 | PUR | MasterPacT MTZ Remote Racking Device for MTZ 2,3 | EA | EA |  | FALSE |  | P | FXG | 100
134534 | 19 | 1 | States | Champlin | Megan Swymeler | TRUE | 2026-07-06T00:00:00 | 2026-08-17T00:00:00 |  | 1 | 0 | 1 | 43 | 43 | 55316-3157 | USA | N30 | 44 | SCHNEIDER ELECTRIC USA INC. | 60673-1214 | LV839294SP | Masterpact MTZ, remote accessories, drawout, mounting bracket kit, MTZ2/3, quantity 10 brackets | PUR | Masterpact MTZ, remote accessories, drawout, mounting bracket kit, MTZ2/3, quantity 10 brackets | EA | EA |  | FALSE |  | P | FXG | 100
134534 | 20 | 1 | States | Champlin | Megan Swymeler | TRUE | 2026-07-06T00:00:00 | 2026-08-17T00:00:00 |  | 2 | 0 | 2 | 537.6 | 1075.2 | 55316-3157 | USA | N30 | 44 | SCHNEIDER ELECTRIC USA INC. | 60673-1214 | LV848891SP | MDGF SUMMING MODULE | PUR | MDGF SUMMING MODULE | EA | EA |  | FALSE |  | P | FXG | 100
134534 | 21 | 1 | States | Champlin | Megan Swymeler | TRUE | 2026-07-06T00:00:00 | 2026-08-17T00:00:00 |  | 6 | 0 | 6 | 157.78 | 946.68 | 55316-3157 | USA | N30 | 44 | SCHNEIDER ELECTRIC USA INC. | 60673-1214 | METSEHD1600A30 | Split Core Current Transformer HDPM6000, 1600A, 4" x 6", 30ft lead | PUR | Split Core Current Transformer HDPM6000, 1600A, 4" x 6", 30ft lead | EA | EA |  | FALSE |  | P | FXG | 100
134534 | 22 | 1 | States | Champlin | Megan Swymeler | TRUE | 2026-07-06T00:00:00 | 2026-08-17T00:00:00 |  | 54 | 0 | 54 | 88.93 | 4802.22 | 55316-3157 | USA | N30 | 44 | SCHNEIDER ELECTRIC USA INC. | 60673-1214 | METSEHDPM400A30 | Split Core Current Transformer HDPM6000, 400 A, 30ft lead | PUR | Split Core Current Transformer HDPM6000, 400 A, 30ft lead | EA | EA |  | FALSE |  | P | FXG | 100
134534 | 23 | 1 | States | Champlin | Megan Swymeler | TRUE | 2026-07-06T00:00:00 | 2026-08-17T00:00:00 |  | 2 | 0 | 2 | 1120.2 | 2240.4 | 55316-3157 | USA | N30 | 44 | SCHNEIDER ELECTRIC USA INC. | 60673-1214 | METSEHDPM6HMI4 | HDPM 4.3” Color Touchscreen HMI | PUR | HDPM 4.3” Color Touchscreen HMI | EA | EA |  | FALSE |  | P | FXG | 100
134534 | 24 | 1 | States | Champlin | Megan Swymeler | TRUE | 2026-07-06T00:00:00 | 2026-08-17T00:00:00 |  | 2 | 0 | 2 | 1733.16 | 3466.32 | 55316-3157 | USA | N30 | 44 | SCHNEIDER ELECTRIC USA INC. | 60673-1214 | METSEHDPM6R42 | 42 Ckt Module | PUR | 42 Ckt Module | EA | EA |  | FALSE |  | P | FXG | 100
134534 | 25 | 1 | States | Champlin | Megan Swymeler | TRUE | 2026-07-06T00:00:00 | 2026-08-17T00:00:00 |  | 2 | 0 | 2 | 2059.86 | 4119.72 | 55316-3157 | USA | N30 | 44 | SCHNEIDER ELECTRIC USA INC. | 60673-1214 | METSEHDPM6S480VC | PowerLogic HDPM6000, Head unit | PUR | PowerLogic HDPM6000, Head unit | EA | EA |  | FALSE |  | P | FXG | 100
134534 | 26 | 1 | States | Champlin | Megan Swymeler | TRUE | 2026-07-06T00:00:00 | 2026-08-17T00:00:00 |  | 2 | 0 | 2 | 8654.53 | 17309.06 | 55316-3157 | USA | N30 | 44 | SCHNEIDER ELECTRIC USA INC. | 60673-1214 | METSEPM8344 | PM8000 Adv tran with RD96 display | PUR | PM8000 Adv tran with RD96 display | EA | EA |  | FALSE |  | P | FXG | 100
134534 | 27 | 1 | States | Champlin | Megan Swymeler | TRUE | 2026-07-06T00:00:00 | 2026-08-17T00:00:00 |  | 2 | 0 | 2 | 830.73 | 1661.46 | 55316-3157 | USA | N30 | 44 | SCHNEIDER ELECTRIC USA INC. | 60673-1214 | PAS600L | EcoStruxure Panel Server - universal wireless, concentrator modbus gateway 24 VDC | PUR | EcoStruxure Panel Server - universal wireless, concentrator modbus gateway 24 VDC | EA | EA |  | FALSE |  | P | FXG | 100
134534 | 28 | 1 | States | Champlin | Megan Swymeler | TRUE | 2026-07-06T00:00:00 | 2026-08-17T00:00:00 |  | 3 | 0 | 3 | 4050.5 | 12151.5 | 55316-3157 | USA | N30 | 44 | SCHNEIDER ELECTRIC USA INC. | 60673-1214 | PLA34120U64AE1AASKYDYP | Molded Case Circuit Breaker PLA34120U64AE1AASKYDYP UL/CSA Rated PowerPact P Frame Terminations: I Line w/ Standard 1200 Amp Capacity 3 Pole Device 480 Vac Rated 80% Rated - Standard rated Interrupting Rating 125kA @ 240Vac/100kA @ 480Vac Micrologic Power Trip Unit - LSIG UL Rating Plug A Modbus Communications ABC Phasing 1 Form C Auxiliary Switch Shunt Trip 24Vac/24-30Vdc Handle padlock attachment - ON or OFF positions Test Report | PUR | Molded Case Circuit Breaker PLA34120U64AE1AASKYDYP UL/CSA Rated PowerPact P Frame Terminations: I Line w/ Standard 1200 Amp Capacity 3 Pole Device 480 Vac Rated 80% Rated - Standard rated Interrupting Rating 125kA @ 240Vac/100kA @ 480Vac Micrologic Power Trip Unit - LSIG UL Rating Plug A Modbus Communications ABC Phasing 1 Form C Auxiliary Switch Shunt Trip 24Vac/24-30Vdc Handle padlock attachment - ON or OFF positions Test Report | EA | EA |  | FALSE |  | P | FXG | 100
134534 | 29 | 1 | States | Champlin | Megan Swymeler | TRUE | 2026-07-06T00:00:00 | 2026-08-17T00:00:00 |  | 2 | 0 | 2 | 4339.63 | 8679.26 | 55316-3157 | USA | N30 | 44 | SCHNEIDER ELECTRIC USA INC. | 60673-1214 | RLF36160U64AE1AASKYDYP | Molded Case Circuit Breaker RLF36160U64AE1AASKYDYP UL/CSA Rated PowerPact R Frame Termination: No Lugs 1600 Amp Capacity 3 Pole Device 600 Vac Rated 80% Rated - Standard rated Interrupting Rating 125kA @ 240Vac/100kA @ 480Vac/50kA @ 600Vac Micrologic Power Trip Unit - LSIG UL Rating Plug A Modbus Communications 1 Form C Auxiliary Switch Shunt Trip 24Vac/24-30Vdc Handle padlock attachment - ON or OFF positions Test Report | PUR | Molded Case Circuit Breaker RLF36160U64AE1AASKYDYP UL/CSA Rated PowerPact R Frame Termination: No Lugs 1600 Amp Capacity 3 Pole Device 600 Vac Rated 80% Rated - Standard rated Interrupting Rating 125kA @ 240Vac/100kA @ 480Vac/50kA @ 600Vac Micrologic Power Trip Unit - LSIG UL Rating Plug A Modbus Communications 1 Form C Auxiliary Switch Shunt Trip 24Vac/24-30Vdc Handle padlock attachment - ON or OFF positions Test Report | EA | EA |  | FALSE |  | P | FXG | 100
133166 | 1 | 2 | States | Champlin | Megan Swymeler | TRUE | 2026-05-11T00:00:00 | 2026-07-28T00:00:00 | 2026-07-28T00:00:00 | 28 | 0 | 28 | 1249.65 | 188697.15 | 55316-3157 | USA | N30 | 44 | SCHNEIDER ELECTRIC USA INC. | 60673-1214 | IMB43 | SPD Type 1 IMB 300KA 480Y 277V 3P4W (480Y/277V series also applies to the following voltages 380Y/220V, 400Y/230V and 415Y/240V) ( Can be used on 3-wire grounded Wye systems without neutral. Jumper the neutral and ground lugs using 10AWG wire) | PUR | SPD Type 1 IMB 300KA 480Y 277V 3P4W (480Y/277V series also applies to the following voltages 380Y/220V, 400Y/230V and 415Y/240V) ( Can be used on 3-wire grounded Wye systems without neutral. Jumper the neutral and ground lugs using 10AWG wire) | EA | EA |  | TRUE |  | P | FXG | 100
133166 | 1 | 3 | States | Champlin | Megan Swymeler | TRUE | 2026-05-11T00:00:00 | 2026-09-03T00:00:00 | 2026-09-03T00:00:00 | 42 | 0 | 42 | 1249.65 | 188697.15 | 55316-3157 | USA | N30 | 44 | SCHNEIDER ELECTRIC USA INC. | 60673-1214 | IMB43 | SPD Type 1 IMB 300KA 480Y 277V 3P4W (480Y/277V series also applies to the following voltages 380Y/220V, 400Y/230V and 415Y/240V) ( Can be used on 3-wire grounded Wye systems without neutral. Jumper the neutral and ground lugs using 10AWG wire) | PUR | SPD Type 1 IMB 300KA 480Y 277V 3P4W (480Y/277V series also applies to the following voltages 380Y/220V, 400Y/230V and 415Y/240V) ( Can be used on 3-wire grounded Wye systems without neutral. Jumper the neutral and ground lugs using 10AWG wire) | EA | EA |  | TRUE |  | P | FXG | 100
133166 | 1 | 4 | States | Champlin | Megan Swymeler | TRUE | 2026-05-11T00:00:00 | 2026-09-28T00:00:00 | 2026-09-28T00:00:00 | 15 | 0 | 15 | 1249.65 | 188697.15 | 55316-3157 | USA | N30 | 44 | SCHNEIDER ELECTRIC USA INC. | 60673-1214 | IMB43 | SPD Type 1 IMB 300KA 480Y 277V 3P4W (480Y/277V series also applies to the following voltages 380Y/220V, 400Y/230V and 415Y/240V) ( Can be used on 3-wire grounded Wye systems without neutral. Jumper the neutral and ground lugs using 10AWG wire) | PUR | SPD Type 1 IMB 300KA 480Y 277V 3P4W (480Y/277V series also applies to the following voltages 380Y/220V, 400Y/230V and 415Y/240V) ( Can be used on 3-wire grounded Wye systems without neutral. Jumper the neutral and ground lugs using 10AWG wire) | EA | EA |  | TRUE |  | P | FXG | 100
134657 | 7 | 2 | States | Champlin | Megan Swymeler | TRUE | 2026-07-09T00:00:00 | 2026-12-23T00:00:00 |  | 80 | 0 | 80 | 712.39 | 267858.64 | 55316-3157 | USA | N30 | 44 | SCHNEIDER ELECTRIC USA INC. | 60673-1214 | EMS59440 | Kit of 3 self-powered thermal sensor TH110 with velcro strap | PUR | Kit of 3 self-powered thermal sensor TH110 with velcro strap | EA | EA |  | FALSE |  | P | FXG | 100
134657 | 7 | 3 | States | Champlin | Megan Swymeler | TRUE | 2026-07-09T00:00:00 | 2027-01-25T00:00:00 |  | 160 | 0 | 160 | 712.39 | 267858.64 | 55316-3157 | USA | N30 | 44 | SCHNEIDER ELECTRIC USA INC. | 60673-1214 | EMS59440 | Kit of 3 self-powered thermal sensor TH110 with velcro strap | PUR | Kit of 3 self-powered thermal sensor TH110 with velcro strap | EA | EA |  | FALSE |  | P | FXG | 100
134657 | 7 | 4 | States | Champlin | Megan Swymeler | TRUE | 2026-07-09T00:00:00 | 2027-02-22T00:00:00 |  | 24 | 0 | 24 | 712.39 | 267858.64 | 55316-3157 | USA | N30 | 44 | SCHNEIDER ELECTRIC USA INC. | 60673-1214 | EMS59440 | Kit of 3 self-powered thermal sensor TH110 with velcro strap | PUR | Kit of 3 self-powered thermal sensor TH110 with velcro strap | EA | EA |  | FALSE |  | P | FXG | 100
134657 | 8 | 2 | States | Champlin | Megan Swymeler | TRUE | 2026-07-09T00:00:00 | 2026-12-23T00:00:00 |  | 20 | 0 | 20 | 16626.12 | 1562855.28 | 55316-3157 | USA | N30 | 44 | SCHNEIDER ELECTRIC USA INC. | 60673-1214 | FCKSGGNANNANNNNNNGBBNNNTWNARCNNNNCNNNNNA | Drawout Circuit Breaker FCKSGGNANNANNNNNNGBBNNNTWNARCNNNNCNNNNNA Model No. MTZ3-50H 3-Pole UL489/ CSA C22.2 No.5 Rated UL489/ CSA C22.2 No.5 Rated Rated 5000 Amps, 100% Rated AIR - 100kA/100kA/85kA @ 240/480/600 Vac 5000 Amp Sensor Trip Unit Micrologic 6.0 Xi (LSIG) Trip Unit Energy Reduction Maintenance Settings Digital Module Installed Energy Reduction Maintenance Setting selected Trip Unit Wireless Communication has been removed Embedded Ethernet Interface Module ULP Port Wiring 4 OF Contacts (standard) + 4 Additional OF Contacts Spring Charging Motor - 24-30Vdc Shunt Trip - 24-30Vdc Closing Coil - 24-30Vdc Overcurrent Trip (SDE) contact standard Padlockable Push Button Cover No Locking Provision Provided with Padlock attachment Automatic Spring Discharged Interlock Standard External Voltage Sensing Wiring Production Test Report | PUR | Drawout Circuit Breaker FCKSGGNANNANNNNNNGBBNNNTWNARCNNNNCNNNNNA Model No. MTZ3-50H 3-Pole UL489/ CSA C22.2 No.5 Rated UL489/ CSA C22.2 No.5 Rated Rated 5000 Amps, 100% Rated AIR - 100kA/100kA/85kA @ 240/480/600 Vac 5000 Amp Sensor Trip Unit Micrologic 6.0 Xi (LSIG) Trip Unit Energy Reduction Maintenance Settings Digital Module Installed Energy Reduction Maintenance Setting selected Trip Unit Wireless Communication has been removed Embedded Ethernet Interface Module ULP Port Wiring 4 OF Contacts (standard) + 4 Additional OF Contacts Spring Charging Motor - 24-30Vdc Shunt Trip - 24-30Vdc Closing Coil - 24-30Vdc Overcurrent Trip (SDE) contact standard Padlockable Push Button Cover No Locking Provision Provided with Padlock attachment Automatic Spring Discharged Interlock Standard External Voltage Sensing Wiring Production Test Report | EA | EA |  | FALSE |  | P | FXG | 100
134657 | 8 | 3 | States | Champlin | Megan Swymeler | TRUE | 2026-07-09T00:00:00 | 2027-01-25T00:00:00 |  | 40 | 0 | 40 | 16626.12 | 1562855.28 | 55316-3157 | USA | N30 | 44 | SCHNEIDER ELECTRIC USA INC. | 60673-1214 | FCKSGGNANNANNNNNNGBBNNNTWNARCNNNNCNNNNNA | Drawout Circuit Breaker FCKSGGNANNANNNNNNGBBNNNTWNARCNNNNCNNNNNA Model No. MTZ3-50H 3-Pole UL489/ CSA C22.2 No.5 Rated UL489/ CSA C22.2 No.5 Rated Rated 5000 Amps, 100% Rated AIR - 100kA/100kA/85kA @ 240/480/600 Vac 5000 Amp Sensor Trip Unit Micrologic 6.0 Xi (LSIG) Trip Unit Energy Reduction Maintenance Settings Digital Module Installed Energy Reduction Maintenance Setting selected Trip Unit Wireless Communication has been removed Embedded Ethernet Interface Module ULP Port Wiring 4 OF Contacts (standard) + 4 Additional OF Contacts Spring Charging Motor - 24-30Vdc Shunt Trip - 24-30Vdc Closing Coil - 24-30Vdc Overcurrent Trip (SDE) contact standard Padlockable Push Button Cover No Locking Provision Provided with Padlock attachment Automatic Spring Discharged Interlock Standard External Voltage Sensing Wiring Production Test Report | PUR | Drawout Circuit Breaker FCKSGGNANNANNNNNNGBBNNNTWNARCNNNNCNNNNNA Model No. MTZ3-50H 3-Pole UL489/ CSA C22.2 No.5 Rated UL489/ CSA C22.2 No.5 Rated Rated 5000 Amps, 100% Rated AIR - 100kA/100kA/85kA @ 240/480/600 Vac 5000 Amp Sensor Trip Unit Micrologic 6.0 Xi (LSIG) Trip Unit Energy Reduction Maintenance Settings Digital Module Installed Energy Reduction Maintenance Setting selected Trip Unit Wireless Communication has been removed Embedded Ethernet Interface Module ULP Port Wiring 4 OF Contacts (standard) + 4 Additional OF Contacts Spring Charging Motor - 24-30Vdc Shunt Trip - 24-30Vdc Closing Coil - 24-30Vdc Overcurrent Trip (SDE) contact standard Padlockable Push Button Cover No Locking Provision Provided with Padlock attachment Automatic Spring Discharged Interlock Standard External Voltage Sensing Wiring Production Test Report | EA | EA |  | FALSE |  | P | FXG | 100
134657 | 8 | 4 | States | Champlin | Megan Swymeler | TRUE | 2026-07-09T00:00:00 | 2027-02-22T00:00:00 |  | 6 | 0 | 6 | 16626.12 | 1562855.28 | 55316-3157 | USA | N30 | 44 | SCHNEIDER ELECTRIC USA INC. | 60673-1214 | FCKSGGNANNANNNNNNGBBNNNTWNARCNNNNCNNNNNA | Drawout Circuit Breaker FCKSGGNANNANNNNNNGBBNNNTWNARCNNNNCNNNNNA Model No. MTZ3-50H 3-Pole UL489/ CSA C22.2 No.5 Rated UL489/ CSA C22.2 No.5 Rated Rated 5000 Amps, 100% Rated AIR - 100kA/100kA/85kA @ 240/480/600 Vac 5000 Amp Sensor Trip Unit Micrologic 6.0 Xi (LSIG) Trip Unit Energy Reduction Maintenance Settings Digital Module Installed Energy Reduction Maintenance Setting selected Trip Unit Wireless Communication has been removed Embedded Ethernet Interface Module ULP Port Wiring 4 OF Contacts (standard) + 4 Additional OF Contacts Spring Charging Motor - 24-30Vdc Shunt Trip - 24-30Vdc Closing Coil - 24-30Vdc Overcurrent Trip (SDE) contact standard Padlockable Push Button Cover No Locking Provision Provided with Padlock attachment Automatic Spring Discharged Interlock Standard External Voltage Sensing Wiring Production Test Report | PUR | Drawout Circuit Breaker FCKSGGNANNANNNNNNGBBNNNTWNARCNNNNCNNNNNA Model No. MTZ3-50H 3-Pole UL489/ CSA C22.2 No.5 Rated UL489/ CSA C22.2 No.5 Rated Rated 5000 Amps, 100% Rated AIR - 100kA/100kA/85kA @ 240/480/600 Vac 5000 Amp Sensor Trip Unit Micrologic 6.0 Xi (LSIG) Trip Unit Energy Reduction Maintenance Settings Digital Module Installed Energy Reduction Maintenance Setting selected Trip Unit Wireless Communication has been removed Embedded Ethernet Interface Module ULP Port Wiring 4 OF Contacts (standard) + 4 Additional OF Contacts Spring Charging Motor - 24-30Vdc Shunt Trip - 24-30Vdc Closing Coil - 24-30Vdc Overcurrent Trip (SDE) contact standard Padlockable Push Button Cover No Locking Provision Provided with Padlock attachment Automatic Spring Discharged Interlock Standard External Voltage Sensing Wiring Production Test Report | EA | EA |  | FALSE |  | P | FXG | 100
134657 | 9 | 1 | States | Champlin | Megan Swymeler | TRUE | 2026-07-09T00:00:00 | 2026-11-20T00:00:00 |  | 14 | 0 | 14 | 1411.5 | 66340.5 | 55316-3157 | USA | N30 | 44 | SCHNEIDER ELECTRIC USA INC. | 60673-1214 | JLA36250U53XEAAASUYDYP | Molded Case Circuit Breaker JLA36250U53XEAAASUYDYP UL/CSA Rated PowerPact J Frame Terminations: I Line w/ Standard 250 Amp Capacity 3 Pole Device 600 Vac Rated 80% Rated - Standard rated Interrupting Rating 125kA @ 240Vac/100kA @ 480Vac/50kA @ 600Vac Micrologic Energy Trip Unit - LSI ULP with NSX Cord, 1.3m <= 480V ABC Phasing 1 Form C Auxiliary Switch Shunt Trip 30Vdc Handle padlock attachment - ON or OFF positions Test Report | PUR | Molded Case Circuit Breaker JLA36250U53XEAAASUYDYP UL/CSA Rated PowerPact J Frame Terminations: I Line w/ Standard 250 Amp Capacity 3 Pole Device 600 Vac Rated 80% Rated - Standard rated Interrupting Rating 125kA @ 240Vac/100kA @ 480Vac/50kA @ 600Vac Micrologic Energy Trip Unit - LSI ULP with NSX Cord, 1.3m <= 480V ABC Phasing 1 Form C Auxiliary Switch Shunt Trip 30Vdc Handle padlock attachment - ON or OFF positions Test Report | EA | EA |  | FALSE |  | P | FXG | 100
134657 | 9 | 2 | States | Champlin | Megan Swymeler | TRUE | 2026-07-09T00:00:00 | 2026-12-23T00:00:00 |  | 10 | 0 | 10 | 1411.5 | 66340.5 | 55316-3157 | USA | N30 | 44 | SCHNEIDER ELECTRIC USA INC. | 60673-1214 | JLA36250U53XEAAASUYDYP | Molded Case Circuit Breaker JLA36250U53XEAAASUYDYP UL/CSA Rated PowerPact J Frame Terminations: I Line w/ Standard 250 Amp Capacity 3 Pole Device 600 Vac Rated 80% Rated - Standard rated Interrupting Rating 125kA @ 240Vac/100kA @ 480Vac/50kA @ 600Vac Micrologic Energy Trip Unit - LSI ULP with NSX Cord, 1.3m <= 480V ABC Phasing 1 Form C Auxiliary Switch Shunt Trip 30Vdc Handle padlock attachment - ON or OFF positions Test Report | PUR | Molded Case Circuit Breaker JLA36250U53XEAAASUYDYP UL/CSA Rated PowerPact J Frame Terminations: I Line w/ Standard 250 Amp Capacity 3 Pole Device 600 Vac Rated 80% Rated - Standard rated Interrupting Rating 125kA @ 240Vac/100kA @ 480Vac/50kA @ 600Vac Micrologic Energy Trip Unit - LSI ULP with NSX Cord, 1.3m <= 480V ABC Phasing 1 Form C Auxiliary Switch Shunt Trip 30Vdc Handle padlock attachment - ON or OFF positions Test Report | EA | EA |  | FALSE |  | P | FXG | 100
134657 | 9 | 3 | States | Champlin | Megan Swymeler | TRUE | 2026-07-09T00:00:00 | 2027-01-25T00:00:00 |  | 20 | 0 | 20 | 1411.5 | 66340.5 | 55316-3157 | USA | N30 | 44 | SCHNEIDER ELECTRIC USA INC. | 60673-1214 | JLA36250U53XEAAASUYDYP | Molded Case Circuit Breaker JLA36250U53XEAAASUYDYP UL/CSA Rated PowerPact J Frame Terminations: I Line w/ Standard 250 Amp Capacity 3 Pole Device 600 Vac Rated 80% Rated - Standard rated Interrupting Rating 125kA @ 240Vac/100kA @ 480Vac/50kA @ 600Vac Micrologic Energy Trip Unit - LSI ULP with NSX Cord, 1.3m <= 480V ABC Phasing 1 Form C Auxiliary Switch Shunt Trip 30Vdc Handle padlock attachment - ON or OFF positions Test Report | PUR | Molded Case Circuit Breaker JLA36250U53XEAAASUYDYP UL/CSA Rated PowerPact J Frame Terminations: I Line w/ Standard 250 Amp Capacity 3 Pole Device 600 Vac Rated 80% Rated - Standard rated Interrupting Rating 125kA @ 240Vac/100kA @ 480Vac/50kA @ 600Vac Micrologic Energy Trip Unit - LSI ULP with NSX Cord, 1.3m <= 480V ABC Phasing 1 Form C Auxiliary Switch Shunt Trip 30Vdc Handle padlock attachment - ON or OFF positions Test Report | EA | EA |  | FALSE |  | P | FXG | 100
134657 | 9 | 4 | States | Champlin | Megan Swymeler | TRUE | 2026-07-09T00:00:00 | 2027-02-22T00:00:00 |  | 3 | 0 | 3 | 1411.5 | 66340.5 | 55316-3157 | USA | N30 | 44 | SCHNEIDER ELECTRIC USA INC. | 60673-1214 | JLA36250U53XEAAASUYDYP | Molded Case Circuit Breaker JLA36250U53XEAAASUYDYP UL/CSA Rated PowerPact J Frame Terminations: I Line w/ Standard 250 Amp Capacity 3 Pole Device 600 Vac Rated 80% Rated - Standard rated Interrupting Rating 125kA @ 240Vac/100kA @ 480Vac/50kA @ 600Vac Micrologic Energy Trip Unit - LSI ULP with NSX Cord, 1.3m <= 480V ABC Phasing 1 Form C Auxiliary Switch Shunt Trip 30Vdc Handle padlock attachment - ON or OFF positions Test Report | PUR | Molded Case Circuit Breaker JLA36250U53XEAAASUYDYP UL/CSA Rated PowerPact J Frame Terminations: I Line w/ Standard 250 Amp Capacity 3 Pole Device 600 Vac Rated 80% Rated - Standard rated Interrupting Rating 125kA @ 240Vac/100kA @ 480Vac/50kA @ 600Vac Micrologic Energy Trip Unit - LSI ULP with NSX Cord, 1.3m <= 480V ABC Phasing 1 Form C Auxiliary Switch Shunt Trip 30Vdc Handle padlock attachment - ON or OFF positions Test Report | EA | EA |  | FALSE |  | P | FXG | 100
134657 | 10 | 1 | States | Champlin | Megan Swymeler | TRUE | 2026-07-09T00:00:00 | 2026-11-20T00:00:00 |  | 28 | 0 | 28 | 1478.13 | 138944.22 | 55316-3157 | USA | N30 | 44 | SCHNEIDER ELECTRIC USA INC. | 60673-1214 | JLP36250U54XEAAASUYDYP | Molded Case Circuit Breaker JLP36250U54XEAAASUYDYP UL/CSA Rated PowerPact J Frame Lugs ""OFF"" End Terminal Nut Kit ""ON"" End 250 Amp Capacity 3 Pole Device 600 Vac Rated 80% Rated - Standard rated Interrupting Rating 125kA @ 240Vac/100kA @ 480Vac/50kA @ 600Vac Micrologic Energy Trip Unit - LSIG ULP with NSX Cord, 1.3m <= 480V 1 Form C Auxiliary Switch Shunt Trip 30Vdc Handle padlock attachment - ON or OFF positions Test Report | PUR | Molded Case Circuit Breaker JLP36250U54XEAAASUYDYP UL/CSA Rated PowerPact J Frame Lugs ""OFF"" End Terminal Nut Kit ""ON"" End 250 Amp Capacity 3 Pole Device 600 Vac Rated 80% Rated - Standard rated Interrupting Rating 125kA @ 240Vac/100kA @ 480Vac/50kA @ 600Vac Micrologic Energy Trip Unit - LSIG ULP with NSX Cord, 1.3m <= 480V 1 Form C Auxiliary Switch Shunt Trip 30Vdc Handle padlock attachment - ON or OFF positions Test Report | EA | EA |  | FALSE |  | P | FXG | 100
134657 | 10 | 2 | States | Champlin | Megan Swymeler | TRUE | 2026-07-09T00:00:00 | 2026-12-23T00:00:00 |  | 20 | 0 | 20 | 1478.13 | 138944.22 | 55316-3157 | USA | N30 | 44 | SCHNEIDER ELECTRIC USA INC. | 60673-1214 | JLP36250U54XEAAASUYDYP | Molded Case Circuit Breaker JLP36250U54XEAAASUYDYP UL/CSA Rated PowerPact J Frame Lugs ""OFF"" End Terminal Nut Kit ""ON"" End 250 Amp Capacity 3 Pole Device 600 Vac Rated 80% Rated - Standard rated Interrupting Rating 125kA @ 240Vac/100kA @ 480Vac/50kA @ 600Vac Micrologic Energy Trip Unit - LSIG ULP with NSX Cord, 1.3m <= 480V 1 Form C Auxiliary Switch Shunt Trip 30Vdc Handle padlock attachment - ON or OFF positions Test Report | PUR | Molded Case Circuit Breaker JLP36250U54XEAAASUYDYP UL/CSA Rated PowerPact J Frame Lugs ""OFF"" End Terminal Nut Kit ""ON"" End 250 Amp Capacity 3 Pole Device 600 Vac Rated 80% Rated - Standard rated Interrupting Rating 125kA @ 240Vac/100kA @ 480Vac/50kA @ 600Vac Micrologic Energy Trip Unit - LSIG ULP with NSX Cord, 1.3m <= 480V 1 Form C Auxiliary Switch Shunt Trip 30Vdc Handle padlock attachment - ON or OFF positions Test Report | EA | EA |  | FALSE |  | P | FXG | 100
134657 | 10 | 3 | States | Champlin | Megan Swymeler | TRUE | 2026-07-09T00:00:00 | 2027-01-25T00:00:00 |  | 40 | 0 | 40 | 1478.13 | 138944.22 | 55316-3157 | USA | N30 | 44 | SCHNEIDER ELECTRIC USA INC. | 60673-1214 | JLP36250U54XEAAASUYDYP | Molded Case Circuit Breaker JLP36250U54XEAAASUYDYP UL/CSA Rated PowerPact J Frame Lugs ""OFF"" End Terminal Nut Kit ""ON"" End 250 Amp Capacity 3 Pole Device 600 Vac Rated 80% Rated - Standard rated Interrupting Rating 125kA @ 240Vac/100kA @ 480Vac/50kA @ 600Vac Micrologic Energy Trip Unit - LSIG ULP with NSX Cord, 1.3m <= 480V 1 Form C Auxiliary Switch Shunt Trip 30Vdc Handle padlock attachment - ON or OFF positions Test Report | PUR | Molded Case Circuit Breaker JLP36250U54XEAAASUYDYP UL/CSA Rated PowerPact J Frame Lugs ""OFF"" End Terminal Nut Kit ""ON"" End 250 Amp Capacity 3 Pole Device 600 Vac Rated 80% Rated - Standard rated Interrupting Rating 125kA @ 240Vac/100kA @ 480Vac/50kA @ 600Vac Micrologic Energy Trip Unit - LSIG ULP with NSX Cord, 1.3m <= 480V 1 Form C Auxiliary Switch Shunt Trip 30Vdc Handle padlock attachment - ON or OFF positions Test Report | EA | EA |  | FALSE |  | P | FXG | 100
134657 | 10 | 4 | States | Champlin | Megan Swymeler | TRUE | 2026-07-09T00:00:00 | 2027-02-22T00:00:00 |  | 6 | 0 | 6 | 1478.13 | 138944.22 | 55316-3157 | USA | N30 | 44 | SCHNEIDER ELECTRIC USA INC. | 60673-1214 | JLP36250U54XEAAASUYDYP | Molded Case Circuit Breaker JLP36250U54XEAAASUYDYP UL/CSA Rated PowerPact J Frame Lugs ""OFF"" End Terminal Nut Kit ""ON"" End 250 Amp Capacity 3 Pole Device 600 Vac Rated 80% Rated - Standard rated Interrupting Rating 125kA @ 240Vac/100kA @ 480Vac/50kA @ 600Vac Micrologic Energy Trip Unit - LSIG ULP with NSX Cord, 1.3m <= 480V 1 Form C Auxiliary Switch Shunt Trip 30Vdc Handle padlock attachment - ON or OFF positions Test Report | PUR | Molded Case Circuit Breaker JLP36250U54XEAAASUYDYP UL/CSA Rated PowerPact J Frame Lugs ""OFF"" End Terminal Nut Kit ""ON"" End 250 Amp Capacity 3 Pole Device 600 Vac Rated 80% Rated - Standard rated Interrupting Rating 125kA @ 240Vac/100kA @ 480Vac/50kA @ 600Vac Micrologic Energy Trip Unit - LSIG ULP with NSX Cord, 1.3m <= 480V 1 Form C Auxiliary Switch Shunt Trip 30Vdc Handle padlock attachment - ON or OFF positions Test Report | EA | EA |  | FALSE |  | P | FXG | 100
134657 | 11 | 1 | States | Champlin | Megan Swymeler | TRUE | 2026-07-09T00:00:00 | 2026-11-20T00:00:00 |  | 280 | 0 | 280 | 1600.75 | 1504705 | 55316-3157 | USA | N30 | 44 | SCHNEIDER ELECTRIC USA INC. | 60673-1214 | LLP36400CU33XAAYDYP | Molded Case Circuit Breaker LLP36400CU33XAAYDYP UL/CSA Rated PowerPact L Frame Lugs ""OFF"" End Terminal Nut Kit ""ON"" End 3 Pole Device 400 Amp Capacity 600 Vac Rated 100% Rated Interrupting Rating 125kA @ 240Vac/100kA @ 480Vac/50kA @ 600Vac Micrologic Basic Trip Unit - LSI 1 Form C Auxiliary Switch Handle padlock attachment - ON or OFF positions Test Report | PUR | Molded Case Circuit Breaker LLP36400CU33XAAYDYP UL/CSA Rated PowerPact L Frame Lugs ""OFF"" End Terminal Nut Kit ""ON"" End 3 Pole Device 400 Amp Capacity 600 Vac Rated 100% Rated Interrupting Rating 125kA @ 240Vac/100kA @ 480Vac/50kA @ 600Vac Micrologic Basic Trip Unit - LSI 1 Form C Auxiliary Switch Handle padlock attachment - ON or OFF positions Test Report | EA | EA |  | FALSE |  | P | FXG | 100
134657 | 11 | 2 | States | Champlin | Megan Swymeler | TRUE | 2026-07-09T00:00:00 | 2026-12-23T00:00:00 |  | 200 | 0 | 200 | 1600.75 | 1504705 | 55316-3157 | USA | N30 | 44 | SCHNEIDER ELECTRIC USA INC. | 60673-1214 | LLP36400CU33XAAYDYP | Molded Case Circuit Breaker LLP36400CU33XAAYDYP UL/CSA Rated PowerPact L Frame Lugs ""OFF"" End Terminal Nut Kit ""ON"" End 3 Pole Device 400 Amp Capacity 600 Vac Rated 100% Rated Interrupting Rating 125kA @ 240Vac/100kA @ 480Vac/50kA @ 600Vac Micrologic Basic Trip Unit - LSI 1 Form C Auxiliary Switch Handle padlock attachment - ON or OFF positions Test Report | PUR | Molded Case Circuit Breaker LLP36400CU33XAAYDYP UL/CSA Rated PowerPact L Frame Lugs ""OFF"" End Terminal Nut Kit ""ON"" End 3 Pole Device 400 Amp Capacity 600 Vac Rated 100% Rated Interrupting Rating 125kA @ 240Vac/100kA @ 480Vac/50kA @ 600Vac Micrologic Basic Trip Unit - LSI 1 Form C Auxiliary Switch Handle padlock attachment - ON or OFF positions Test Report | EA | EA |  | FALSE |  | P | FXG | 100
134657 | 11 | 3 | States | Champlin | Megan Swymeler | TRUE | 2026-07-09T00:00:00 | 2027-01-25T00:00:00 |  | 400 | 0 | 400 | 1600.75 | 1504705 | 55316-3157 | USA | N30 | 44 | SCHNEIDER ELECTRIC USA INC. | 60673-1214 | LLP36400CU33XAAYDYP | Molded Case Circuit Breaker LLP36400CU33XAAYDYP UL/CSA Rated PowerPact L Frame Lugs ""OFF"" End Terminal Nut Kit ""ON"" End 3 Pole Device 400 Amp Capacity 600 Vac Rated 100% Rated Interrupting Rating 125kA @ 240Vac/100kA @ 480Vac/50kA @ 600Vac Micrologic Basic Trip Unit - LSI 1 Form C Auxiliary Switch Handle padlock attachment - ON or OFF positions Test Report | PUR | Molded Case Circuit Breaker LLP36400CU33XAAYDYP UL/CSA Rated PowerPact L Frame Lugs ""OFF"" End Terminal Nut Kit ""ON"" End 3 Pole Device 400 Amp Capacity 600 Vac Rated 100% Rated Interrupting Rating 125kA @ 240Vac/100kA @ 480Vac/50kA @ 600Vac Micrologic Basic Trip Unit - LSI 1 Form C Auxiliary Switch Handle padlock attachment - ON or OFF positions Test Report | EA | EA |  | FALSE |  | P | FXG | 100
134657 | 11 | 4 | States | Champlin | Megan Swymeler | TRUE | 2026-07-09T00:00:00 | 2027-02-22T00:00:00 |  | 60 | 0 | 60 | 1600.75 | 1504705 | 55316-3157 | USA | N30 | 44 | SCHNEIDER ELECTRIC USA INC. | 60673-1214 | LLP36400CU33XAAYDYP | Molded Case Circuit Breaker LLP36400CU33XAAYDYP UL/CSA Rated PowerPact L Frame Lugs ""OFF"" End Terminal Nut Kit ""ON"" End 3 Pole Device 400 Amp Capacity 600 Vac Rated 100% Rated Interrupting Rating 125kA @ 240Vac/100kA @ 480Vac/50kA @ 600Vac Micrologic Basic Trip Unit - LSI 1 Form C Auxiliary Switch Handle padlock attachment - ON or OFF positions Test Report | PUR | Molded Case Circuit Breaker LLP36400CU33XAAYDYP UL/CSA Rated PowerPact L Frame Lugs ""OFF"" End Terminal Nut Kit ""ON"" End 3 Pole Device 400 Amp Capacity 600 Vac Rated 100% Rated Interrupting Rating 125kA @ 240Vac/100kA @ 480Vac/50kA @ 600Vac Micrologic Basic Trip Unit - LSI 1 Form C Auxiliary Switch Handle padlock attachment - ON or OFF positions Test Report | EA | EA |  | FALSE |  | P | FXG | 100
134657 | 12 | 1 | States | Champlin | Megan Swymeler | TRUE | 2026-07-09T00:00:00 | 2026-11-20T00:00:00 |  | 70 | 0 | 70 | 2039.13 | 479195.55 | 55316-3157 | USA | N30 | 44 | SCHNEIDER ELECTRIC USA INC. | 60673-1214 | LLP36400U54XEAAASUYDYP | Molded Case Circuit Breaker LLP36400U54XEAAASUYDYP UL/CSA Rated PowerPact L Frame Lugs ""OFF"" End Terminal Nut Kit ""ON"" End 3 Pole Device 400 Amp Capacity 600 Vac Rated 80% Rated - Standard rated Interrupting Rating 125kA @ 240Vac/100kA @ 480Vac/50kA @ 600Vac Micrologic Energy Trip Unit - LSIG ULP with NSX Cord, 1.3m <= 480V 1 Form C Auxiliary Switch Shunt Trip 30Vdc Handle padlock attachment - ON or OFF positions Test Report | PUR | Molded Case Circuit Breaker LLP36400U54XEAAASUYDYP UL/CSA Rated PowerPact L Frame Lugs ""OFF"" End Terminal Nut Kit ""ON"" End 3 Pole Device 400 Amp Capacity 600 Vac Rated 80% Rated - Standard rated Interrupting Rating 125kA @ 240Vac/100kA @ 480Vac/50kA @ 600Vac Micrologic Energy Trip Unit - LSIG ULP with NSX Cord, 1.3m <= 480V 1 Form C Auxiliary Switch Shunt Trip 30Vdc Handle padlock attachment - ON or OFF positions Test Report | EA | EA |  | FALSE |  | P | FXG | 100
134657 | 12 | 2 | States | Champlin | Megan Swymeler | TRUE | 2026-07-09T00:00:00 | 2026-12-23T00:00:00 |  | 50 | 0 | 50 | 2039.13 | 479195.55 | 55316-3157 | USA | N30 | 44 | SCHNEIDER ELECTRIC USA INC. | 60673-1214 | LLP36400U54XEAAASUYDYP | Molded Case Circuit Breaker LLP36400U54XEAAASUYDYP UL/CSA Rated PowerPact L Frame Lugs ""OFF"" End Terminal Nut Kit ""ON"" End 3 Pole Device 400 Amp Capacity 600 Vac Rated 80% Rated - Standard rated Interrupting Rating 125kA @ 240Vac/100kA @ 480Vac/50kA @ 600Vac Micrologic Energy Trip Unit - LSIG ULP with NSX Cord, 1.3m <= 480V 1 Form C Auxiliary Switch Shunt Trip 30Vdc Handle padlock attachment - ON or OFF positions Test Report | PUR | Molded Case Circuit Breaker LLP36400U54XEAAASUYDYP UL/CSA Rated PowerPact L Frame Lugs ""OFF"" End Terminal Nut Kit ""ON"" End 3 Pole Device 400 Amp Capacity 600 Vac Rated 80% Rated - Standard rated Interrupting Rating 125kA @ 240Vac/100kA @ 480Vac/50kA @ 600Vac Micrologic Energy Trip Unit - LSIG ULP with NSX Cord, 1.3m <= 480V 1 Form C Auxiliary Switch Shunt Trip 30Vdc Handle padlock attachment - ON or OFF positions Test Report | EA | EA |  | FALSE |  | P | FXG | 100
134657 | 12 | 3 | States | Champlin | Megan Swymeler | TRUE | 2026-07-09T00:00:00 | 2027-01-25T00:00:00 |  | 100 | 0 | 100 | 2039.13 | 479195.55 | 55316-3157 | USA | N30 | 44 | SCHNEIDER ELECTRIC USA INC. | 60673-1214 | LLP36400U54XEAAASUYDYP | Molded Case Circuit Breaker LLP36400U54XEAAASUYDYP UL/CSA Rated PowerPact L Frame Lugs ""OFF"" End Terminal Nut Kit ""ON"" End 3 Pole Device 400 Amp Capacity 600 Vac Rated 80% Rated - Standard rated Interrupting Rating 125kA @ 240Vac/100kA @ 480Vac/50kA @ 600Vac Micrologic Energy Trip Unit - LSIG ULP with NSX Cord, 1.3m <= 480V 1 Form C Auxiliary Switch Shunt Trip 30Vdc Handle padlock attachment - ON or OFF positions Test Report | PUR | Molded Case Circuit Breaker LLP36400U54XEAAASUYDYP UL/CSA Rated PowerPact L Frame Lugs ""OFF"" End Terminal Nut Kit ""ON"" End 3 Pole Device 400 Amp Capacity 600 Vac Rated 80% Rated - Standard rated Interrupting Rating 125kA @ 240Vac/100kA @ 480Vac/50kA @ 600Vac Micrologic Energy Trip Unit - LSIG ULP with NSX Cord, 1.3m <= 480V 1 Form C Auxiliary Switch Shunt Trip 30Vdc Handle padlock attachment - ON or OFF positions Test Report | EA | EA |  | FALSE |  | P | FXG | 100
134657 | 12 | 4 | States | Champlin | Megan Swymeler | TRUE | 2026-07-09T00:00:00 | 2027-02-22T00:00:00 |  | 15 | 0 | 15 | 2039.13 | 479195.55 | 55316-3157 | USA | N30 | 44 | SCHNEIDER ELECTRIC USA INC. | 60673-1214 | LLP36400U54XEAAASUYDYP | Molded Case Circuit Breaker LLP36400U54XEAAASUYDYP UL/CSA Rated PowerPact L Frame Lugs ""OFF"" End Terminal Nut Kit ""ON"" End 3 Pole Device 400 Amp Capacity 600 Vac Rated 80% Rated - Standard rated Interrupting Rating 125kA @ 240Vac/100kA @ 480Vac/50kA @ 600Vac Micrologic Energy Trip Unit - LSIG ULP with NSX Cord, 1.3m <= 480V 1 Form C Auxiliary Switch Shunt Trip 30Vdc Handle padlock attachment - ON or OFF positions Test Report | PUR | Molded Case Circuit Breaker LLP36400U54XEAAASUYDYP UL/CSA Rated PowerPact L Frame Lugs ""OFF"" End Terminal Nut Kit ""ON"" End 3 Pole Device 400 Amp Capacity 600 Vac Rated 80% Rated - Standard rated Interrupting Rating 125kA @ 240Vac/100kA @ 480Vac/50kA @ 600Vac Micrologic Energy Trip Unit - LSIG ULP with NSX Cord, 1.3m <= 480V 1 Form C Auxiliary Switch Shunt Trip 30Vdc Handle padlock attachment - ON or OFF positions Test Report | EA | EA |  | FALSE |  | P | FXG | 100
134657 | 13 | 1 | States | Champlin | Megan Swymeler | TRUE | 2026-07-09T00:00:00 | 2026-11-20T00:00:00 |  | 238 | 0 | 238 | 181.5 | 145018.5 | 55316-3157 | USA | N30 | 44 | SCHNEIDER ELECTRIC USA INC. | 60673-1214 | LV434000 | IFM Modbus SL interface module, Enerlin'X | PUR | IFM Modbus SL interface module, Enerlin'X | EA | EA |  | FALSE |  | P | FXG | 100
134657 | 13 | 2 | States | Champlin | Megan Swymeler | TRUE | 2026-07-09T00:00:00 | 2026-12-23T00:00:00 |  | 170 | 0 | 170 | 181.5 | 145018.5 | 55316-3157 | USA | N30 | 44 | SCHNEIDER ELECTRIC USA INC. | 60673-1214 | LV434000 | IFM Modbus SL interface module, Enerlin'X | PUR | IFM Modbus SL interface module, Enerlin'X | EA | EA |  | FALSE |  | P | FXG | 100
134657 | 13 | 3 | States | Champlin | Megan Swymeler | TRUE | 2026-07-09T00:00:00 | 2027-01-25T00:00:00 |  | 340 | 0 | 340 | 181.5 | 145018.5 | 55316-3157 | USA | N30 | 44 | SCHNEIDER ELECTRIC USA INC. | 60673-1214 | LV434000 | IFM Modbus SL interface module, Enerlin'X | PUR | IFM Modbus SL interface module, Enerlin'X | EA | EA |  | FALSE |  | P | FXG | 100
134657 | 13 | 4 | States | Champlin | Megan Swymeler | TRUE | 2026-07-09T00:00:00 | 2027-02-22T00:00:00 |  | 51 | 0 | 51 | 181.5 | 145018.5 | 55316-3157 | USA | N30 | 44 | SCHNEIDER ELECTRIC USA INC. | 60673-1214 | LV434000 | IFM Modbus SL interface module, Enerlin'X | PUR | IFM Modbus SL interface module, Enerlin'X | EA | EA |  | FALSE |  | P | FXG | 100
134657 | 14 | 1 | States | Champlin | Megan Swymeler | TRUE | 2026-07-09T00:00:00 | 2026-11-20T00:00:00 |  | 28 | 0 | 28 | 346.5 | 32571 | 55316-3157 | USA | N30 | 44 | SCHNEIDER ELECTRIC USA INC. | 60673-1214 | LV434002 | IFE Ethernet switchboard server, Enerlin'X | PUR | IFE Ethernet switchboard server, Enerlin'X | EA | EA |  | FALSE |  | P | FXG | 100
134657 | 14 | 2 | States | Champlin | Megan Swymeler | TRUE | 2026-07-09T00:00:00 | 2026-12-23T00:00:00 |  | 20 | 0 | 20 | 346.5 | 32571 | 55316-3157 | USA | N30 | 44 | SCHNEIDER ELECTRIC USA INC. | 60673-1214 | LV434002 | IFE Ethernet switchboard server, Enerlin'X | PUR | IFE Ethernet switchboard server, Enerlin'X | EA | EA |  | FALSE |  | P | FXG | 100
134657 | 14 | 3 | States | Champlin | Megan Swymeler | TRUE | 2026-07-09T00:00:00 | 2027-01-25T00:00:00 |  | 40 | 0 | 40 | 346.5 | 32571 | 55316-3157 | USA | N30 | 44 | SCHNEIDER ELECTRIC USA INC. | 60673-1214 | LV434002 | IFE Ethernet switchboard server, Enerlin'X | PUR | IFE Ethernet switchboard server, Enerlin'X | EA | EA |  | FALSE |  | P | FXG | 100
134657 | 14 | 4 | States | Champlin | Megan Swymeler | TRUE | 2026-07-09T00:00:00 | 2027-02-22T00:00:00 |  | 6 | 0 | 6 | 346.5 | 32571 | 55316-3157 | USA | N30 | 44 | SCHNEIDER ELECTRIC USA INC. | 60673-1214 | LV434002 | IFE Ethernet switchboard server, Enerlin'X | PUR | IFE Ethernet switchboard server, Enerlin'X | EA | EA |  | FALSE |  | P | FXG | 100
134657 | 15 | 1 | States | Champlin | Megan Swymeler | TRUE | 2026-07-09T00:00:00 | 2026-11-20T00:00:00 |  | 70 | 0 | 70 | 247.5 | 58162.5 | 55316-3157 | USA | N30 | 44 | SCHNEIDER ELECTRIC USA INC. | 60673-1214 | LV434063 | I/O (input/output) application module, Enerlin'X | PUR | I/O (input/output) application module, Enerlin'X | EA | EA |  | FALSE |  | P | FXG | 100
134657 | 15 | 2 | States | Champlin | Megan Swymeler | TRUE | 2026-07-09T00:00:00 | 2026-12-23T00:00:00 |  | 50 | 0 | 50 | 247.5 | 58162.5 | 55316-3157 | USA | N30 | 44 | SCHNEIDER ELECTRIC USA INC. | 60673-1214 | LV434063 | I/O (input/output) application module, Enerlin'X | PUR | I/O (input/output) application module, Enerlin'X | EA | EA |  | FALSE |  | P | FXG | 100
134657 | 15 | 3 | States | Champlin | Megan Swymeler | TRUE | 2026-07-09T00:00:00 | 2027-01-25T00:00:00 |  | 100 | 0 | 100 | 247.5 | 58162.5 | 55316-3157 | USA | N30 | 44 | SCHNEIDER ELECTRIC USA INC. | 60673-1214 | LV434063 | I/O (input/output) application module, Enerlin'X | PUR | I/O (input/output) application module, Enerlin'X | EA | EA |  | FALSE |  | P | FXG | 100
134657 | 15 | 4 | States | Champlin | Megan Swymeler | TRUE | 2026-07-09T00:00:00 | 2027-02-22T00:00:00 |  | 15 | 0 | 15 | 247.5 | 58162.5 | 55316-3157 | USA | N30 | 44 | SCHNEIDER ELECTRIC USA INC. | 60673-1214 | LV434063 | I/O (input/output) application module, Enerlin'X | PUR | I/O (input/output) application module, Enerlin'X | EA | EA |  | FALSE |  | P | FXG | 100
134657 | 16 | 1 | States | Champlin | Megan Swymeler | TRUE | 2026-07-09T00:00:00 | 2026-11-20T00:00:00 |  | 42 | 0 | 42 | 55.2 | 7783.2 | 55316-3157 | USA | N30 | 44 | SCHNEIDER ELECTRIC USA INC. | 60673-1214 | LV434195 | BREAKER ULP CORD | PUR | BREAKER ULP CORD | EA | EA |  | FALSE |  | P | FXG | 100
134657 | 16 | 2 | States | Champlin | Megan Swymeler | TRUE | 2026-07-09T00:00:00 | 2026-12-23T00:00:00 |  | 30 | 0 | 30 | 55.2 | 7783.2 | 55316-3157 | USA | N30 | 44 | SCHNEIDER ELECTRIC USA INC. | 60673-1214 | LV434195 | BREAKER ULP CORD | PUR | BREAKER ULP CORD | EA | EA |  | FALSE |  | P | FXG | 100
134657 | 16 | 3 | States | Champlin | Megan Swymeler | TRUE | 2026-07-09T00:00:00 | 2027-01-25T00:00:00 |  | 60 | 0 | 60 | 55.2 | 7783.2 | 55316-3157 | USA | N30 | 44 | SCHNEIDER ELECTRIC USA INC. | 60673-1214 | LV434195 | BREAKER ULP CORD | PUR | BREAKER ULP CORD | EA | EA |  | FALSE |  | P | FXG | 100
134657 | 16 | 4 | States | Champlin | Megan Swymeler | TRUE | 2026-07-09T00:00:00 | 2027-02-22T00:00:00 |  | 9 | 0 | 9 | 55.2 | 7783.2 | 55316-3157 | USA | N30 | 44 | SCHNEIDER ELECTRIC USA INC. | 60673-1214 | LV434195 | BREAKER ULP CORD | PUR | BREAKER ULP CORD | EA | EA |  | FALSE |  | P | FXG | 100
134657 | 17 | 1 | States | Champlin | Megan Swymeler | TRUE | 2026-07-09T00:00:00 | 2026-11-20T00:00:00 |  | 224 | 0 | 224 | 114 | 85728 | 55316-3157 | USA | N30 | 44 | SCHNEIDER ELECTRIC USA INC. | 60673-1214 | LV833579SP | CB MDGF/SGR CURRENT TRANSFORMER | SRPP | CB MDGF/SGR CURRENT TRANSFORMER | EA | EA |  | FALSE |  | P | FXG | 100
134657 | 17 | 2 | States | Champlin | Megan Swymeler | TRUE | 2026-07-09T00:00:00 | 2026-12-23T00:00:00 |  | 160 | 0 | 160 | 114 | 85728 | 55316-3157 | USA | N30 | 44 | SCHNEIDER ELECTRIC USA INC. | 60673-1214 | LV833579SP | CB MDGF/SGR CURRENT TRANSFORMER | SRPP | CB MDGF/SGR CURRENT TRANSFORMER | EA | EA |  | FALSE |  | P | FXG | 100
134657 | 17 | 3 | States | Champlin | Megan Swymeler | TRUE | 2026-07-09T00:00:00 | 2027-01-25T00:00:00 |  | 320 | 0 | 320 | 114 | 85728 | 55316-3157 | USA | N30 | 44 | SCHNEIDER ELECTRIC USA INC. | 60673-1214 | LV833579SP | CB MDGF/SGR CURRENT TRANSFORMER | SRPP | CB MDGF/SGR CURRENT TRANSFORMER | EA | EA |  | FALSE |  | P | FXG | 100
134657 | 17 | 4 | States | Champlin | Megan Swymeler | TRUE | 2026-07-09T00:00:00 | 2027-02-22T00:00:00 |  | 48 | 0 | 48 | 114 | 85728 | 55316-3157 | USA | N30 | 44 | SCHNEIDER ELECTRIC USA INC. | 60673-1214 | LV833579SP | CB MDGF/SGR CURRENT TRANSFORMER | SRPP | CB MDGF/SGR CURRENT TRANSFORMER | EA | EA |  | FALSE |  | P | FXG | 100
134657 | 18 | 1 | States | Champlin | Megan Swymeler | TRUE | 2026-07-09T00:00:00 | 2026-11-20T00:00:00 |  | 14 | 0 | 14 | 4300 | 202100 | 55316-3157 | USA | N30 | 44 | SCHNEIDER ELECTRIC USA INC. | 60673-1214 | LV839292SP | MasterPacT MTZ Remote Racking Device for MTZ 2,3 | PUR | MasterPacT MTZ Remote Racking Device for MTZ 2,3 | EA | EA |  | FALSE |  | P | FXG | 100
134657 | 18 | 2 | States | Champlin | Megan Swymeler | TRUE | 2026-07-09T00:00:00 | 2026-12-23T00:00:00 |  | 10 | 0 | 10 | 4300 | 202100 | 55316-3157 | USA | N30 | 44 | SCHNEIDER ELECTRIC USA INC. | 60673-1214 | LV839292SP | MasterPacT MTZ Remote Racking Device for MTZ 2,3 | PUR | MasterPacT MTZ Remote Racking Device for MTZ 2,3 | EA | EA |  | FALSE |  | P | FXG | 100
134657 | 18 | 3 | States | Champlin | Megan Swymeler | TRUE | 2026-07-09T00:00:00 | 2027-01-25T00:00:00 |  | 20 | 0 | 20 | 4300 | 202100 | 55316-3157 | USA | N30 | 44 | SCHNEIDER ELECTRIC USA INC. | 60673-1214 | LV839292SP | MasterPacT MTZ Remote Racking Device for MTZ 2,3 | PUR | MasterPacT MTZ Remote Racking Device for MTZ 2,3 | EA | EA |  | FALSE |  | P | FXG | 100
134657 | 18 | 4 | States | Champlin | Megan Swymeler | TRUE | 2026-07-09T00:00:00 | 2027-02-22T00:00:00 |  | 3 | 0 | 3 | 4300 | 202100 | 55316-3157 | USA | N30 | 44 | SCHNEIDER ELECTRIC USA INC. | 60673-1214 | LV839292SP | MasterPacT MTZ Remote Racking Device for MTZ 2,3 | PUR | MasterPacT MTZ Remote Racking Device for MTZ 2,3 | EA | EA |  | FALSE |  | P | FXG | 100
134657 | 19 | 1 | States | Champlin | Megan Swymeler | TRUE | 2026-07-09T00:00:00 | 2026-11-20T00:00:00 |  | 14 | 0 | 14 | 43 | 2021 | 55316-3157 | USA | N30 | 44 | SCHNEIDER ELECTRIC USA INC. | 60673-1214 | LV839294SP | Masterpact MTZ, remote accessories, drawout, mounting bracket kit, MTZ2/3, quantity 10 brackets | PUR | Masterpact MTZ, remote accessories, drawout, mounting bracket kit, MTZ2/3, quantity 10 brackets | EA | EA |  | FALSE |  | P | FXG | 100
134657 | 19 | 2 | States | Champlin | Megan Swymeler | TRUE | 2026-07-09T00:00:00 | 2026-12-23T00:00:00 |  | 10 | 0 | 10 | 43 | 2021 | 55316-3157 | USA | N30 | 44 | SCHNEIDER ELECTRIC USA INC. | 60673-1214 | LV839294SP | Masterpact MTZ, remote accessories, drawout, mounting bracket kit, MTZ2/3, quantity 10 brackets | PUR | Masterpact MTZ, remote accessories, drawout, mounting bracket kit, MTZ2/3, quantity 10 brackets | EA | EA |  | FALSE |  | P | FXG | 100
134657 | 19 | 3 | States | Champlin | Megan Swymeler | TRUE | 2026-07-09T00:00:00 | 2027-01-25T00:00:00 |  | 20 | 0 | 20 | 43 | 2021 | 55316-3157 | USA | N30 | 44 | SCHNEIDER ELECTRIC USA INC. | 60673-1214 | LV839294SP | Masterpact MTZ, remote accessories, drawout, mounting bracket kit, MTZ2/3, quantity 10 brackets | PUR | Masterpact MTZ, remote accessories, drawout, mounting bracket kit, MTZ2/3, quantity 10 brackets | EA | EA |  | FALSE |  | P | FXG | 100
134657 | 19 | 4 | States | Champlin | Megan Swymeler | TRUE | 2026-07-09T00:00:00 | 2027-02-22T00:00:00 |  | 3 | 0 | 3 | 43 | 2021 | 55316-3157 | USA | N30 | 44 | SCHNEIDER ELECTRIC USA INC. | 60673-1214 | LV839294SP | Masterpact MTZ, remote accessories, drawout, mounting bracket kit, MTZ2/3, quantity 10 brackets | PUR | Masterpact MTZ, remote accessories, drawout, mounting bracket kit, MTZ2/3, quantity 10 brackets | EA | EA |  | FALSE |  | P | FXG | 100
134657 | 20 | 1 | States | Champlin | Megan Swymeler | TRUE | 2026-07-09T00:00:00 | 2026-11-20T00:00:00 |  | 28 | 0 | 28 | 537.6 | 50534.4 | 55316-3157 | USA | N30 | 44 | SCHNEIDER ELECTRIC USA INC. | 60673-1214 | LV848891SP | MDGF SUMMING MODULE | PUR | MDGF SUMMING MODULE | EA | EA |  | FALSE |  | P | FXG | 100
134657 | 20 | 2 | States | Champlin | Megan Swymeler | TRUE | 2026-07-09T00:00:00 | 2026-12-23T00:00:00 |  | 20 | 0 | 20 | 537.6 | 50534.4 | 55316-3157 | USA | N30 | 44 | SCHNEIDER ELECTRIC USA INC. | 60673-1214 | LV848891SP | MDGF SUMMING MODULE | PUR | MDGF SUMMING MODULE | EA | EA |  | FALSE |  | P | FXG | 100
134657 | 20 | 3 | States | Champlin | Megan Swymeler | TRUE | 2026-07-09T00:00:00 | 2027-01-25T00:00:00 |  | 40 | 0 | 40 | 537.6 | 50534.4 | 55316-3157 | USA | N30 | 44 | SCHNEIDER ELECTRIC USA INC. | 60673-1214 | LV848891SP | MDGF SUMMING MODULE | PUR | MDGF SUMMING MODULE | EA | EA |  | FALSE |  | P | FXG | 100
134657 | 20 | 4 | States | Champlin | Megan Swymeler | TRUE | 2026-07-09T00:00:00 | 2027-02-22T00:00:00 |  | 6 | 0 | 6 | 537.6 | 50534.4 | 55316-3157 | USA | N30 | 44 | SCHNEIDER ELECTRIC USA INC. | 60673-1214 | LV848891SP | MDGF SUMMING MODULE | PUR | MDGF SUMMING MODULE | EA | EA |  | FALSE |  | P | FXG | 100
134657 | 21 | 1 | States | Champlin | Megan Swymeler | TRUE | 2026-07-09T00:00:00 | 2026-11-20T00:00:00 |  | 84 | 0 | 84 | 157.78 | 44493.96 | 55316-3157 | USA | N30 | 44 | SCHNEIDER ELECTRIC USA INC. | 60673-1214 | METSEHD1600A30 | Split Core Current Transformer HDPM6000, 1600A, 4" x 6", 30ft lead | PUR | Split Core Current Transformer HDPM6000, 1600A, 4" x 6", 30ft lead | EA | EA |  | FALSE |  | P | FXG | 100
134657 | 21 | 2 | States | Champlin | Megan Swymeler | TRUE | 2026-07-09T00:00:00 | 2026-12-23T00:00:00 |  | 60 | 0 | 60 | 157.78 | 44493.96 | 55316-3157 | USA | N30 | 44 | SCHNEIDER ELECTRIC USA INC. | 60673-1214 | METSEHD1600A30 | Split Core Current Transformer HDPM6000, 1600A, 4" x 6", 30ft lead | PUR | Split Core Current Transformer HDPM6000, 1600A, 4" x 6", 30ft lead | EA | EA |  | FALSE |  | P | FXG | 100
134657 | 21 | 3 | States | Champlin | Megan Swymeler | TRUE | 2026-07-09T00:00:00 | 2027-01-25T00:00:00 |  | 120 | 0 | 120 | 157.78 | 44493.96 | 55316-3157 | USA | N30 | 44 | SCHNEIDER ELECTRIC USA INC. | 60673-1214 | METSEHD1600A30 | Split Core Current Transformer HDPM6000, 1600A, 4" x 6", 30ft lead | PUR | Split Core Current Transformer HDPM6000, 1600A, 4" x 6", 30ft lead | EA | EA |  | FALSE |  | P | FXG | 100
134657 | 21 | 4 | States | Champlin | Megan Swymeler | TRUE | 2026-07-09T00:00:00 | 2027-02-22T00:00:00 |  | 18 | 0 | 18 | 157.78 | 44493.96 | 55316-3157 | USA | N30 | 44 | SCHNEIDER ELECTRIC USA INC. | 60673-1214 | METSEHD1600A30 | Split Core Current Transformer HDPM6000, 1600A, 4" x 6", 30ft lead | PUR | Split Core Current Transformer HDPM6000, 1600A, 4" x 6", 30ft lead | EA | EA |  | FALSE |  | P | FXG | 100
134657 | 22 | 1 | States | Champlin | Megan Swymeler | TRUE | 2026-07-09T00:00:00 | 2026-11-20T00:00:00 |  | 756 | 0 | 756 | 88.93 | 225704.34 | 55316-3157 | USA | N30 | 44 | SCHNEIDER ELECTRIC USA INC. | 60673-1214 | METSEHDPM400A30 | Split Core Current Transformer HDPM6000, 400 A, 30ft lead | PUR | Split Core Current Transformer HDPM6000, 400 A, 30ft lead | EA | EA |  | FALSE |  | P | FXG | 100
134657 | 22 | 2 | States | Champlin | Megan Swymeler | TRUE | 2026-07-09T00:00:00 | 2026-12-23T00:00:00 |  | 540 | 0 | 540 | 88.93 | 225704.34 | 55316-3157 | USA | N30 | 44 | SCHNEIDER ELECTRIC USA INC. | 60673-1214 | METSEHDPM400A30 | Split Core Current Transformer HDPM6000, 400 A, 30ft lead | PUR | Split Core Current Transformer HDPM6000, 400 A, 30ft lead | EA | EA |  | FALSE |  | P | FXG | 100
134657 | 22 | 3 | States | Champlin | Megan Swymeler | TRUE | 2026-07-09T00:00:00 | 2027-01-25T00:00:00 |  | 1080 | 0 | 1080 | 88.93 | 225704.34 | 55316-3157 | USA | N30 | 44 | SCHNEIDER ELECTRIC USA INC. | 60673-1214 | METSEHDPM400A30 | Split Core Current Transformer HDPM6000, 400 A, 30ft lead | PUR | Split Core Current Transformer HDPM6000, 400 A, 30ft lead | EA | EA |  | FALSE |  | P | FXG | 100
134657 | 22 | 4 | States | Champlin | Megan Swymeler | TRUE | 2026-07-09T00:00:00 | 2027-02-22T00:00:00 |  | 162 | 0 | 162 | 88.93 | 225704.34 | 55316-3157 | USA | N30 | 44 | SCHNEIDER ELECTRIC USA INC. | 60673-1214 | METSEHDPM400A30 | Split Core Current Transformer HDPM6000, 400 A, 30ft lead | PUR | Split Core Current Transformer HDPM6000, 400 A, 30ft lead | EA | EA |  | FALSE |  | P | FXG | 100
134657 | 23 | 1 | States | Champlin | Megan Swymeler | TRUE | 2026-07-09T00:00:00 | 2026-11-20T00:00:00 |  | 28 | 0 | 28 | 1120.2 | 105298.8 | 55316-3157 | USA | N30 | 44 | SCHNEIDER ELECTRIC USA INC. | 60673-1214 | METSEHDPM6HMI4 | HDPM 4.3” Color Touchscreen HMI | PUR | HDPM 4.3” Color Touchscreen HMI | EA | EA |  | FALSE |  | P | FXG | 100
134657 | 23 | 2 | States | Champlin | Megan Swymeler | TRUE | 2026-07-09T00:00:00 | 2026-12-23T00:00:00 |  | 20 | 0 | 20 | 1120.2 | 105298.8 | 55316-3157 | USA | N30 | 44 | SCHNEIDER ELECTRIC USA INC. | 60673-1214 | METSEHDPM6HMI4 | HDPM 4.3” Color Touchscreen HMI | PUR | HDPM 4.3” Color Touchscreen HMI | EA | EA |  | FALSE |  | P | FXG | 100
134657 | 23 | 3 | States | Champlin | Megan Swymeler | TRUE | 2026-07-09T00:00:00 | 2027-01-25T00:00:00 |  | 40 | 0 | 40 | 1120.2 | 105298.8 | 55316-3157 | USA | N30 | 44 | SCHNEIDER ELECTRIC USA INC. | 60673-1214 | METSEHDPM6HMI4 | HDPM 4.3” Color Touchscreen HMI | PUR | HDPM 4.3” Color Touchscreen HMI | EA | EA |  | FALSE |  | P | FXG | 100
134657 | 23 | 4 | States | Champlin | Megan Swymeler | TRUE | 2026-07-09T00:00:00 | 2027-02-22T00:00:00 |  | 6 | 0 | 6 | 1120.2 | 105298.8 | 55316-3157 | USA | N30 | 44 | SCHNEIDER ELECTRIC USA INC. | 60673-1214 | METSEHDPM6HMI4 | HDPM 4.3” Color Touchscreen HMI | PUR | HDPM 4.3” Color Touchscreen HMI | EA | EA |  | FALSE |  | P | FXG | 100
134657 | 24 | 1 | States | Champlin | Megan Swymeler | TRUE | 2026-07-09T00:00:00 | 2026-11-20T00:00:00 |  | 28 | 0 | 28 | 1733.16 | 162917.04 | 55316-3157 | USA | N30 | 44 | SCHNEIDER ELECTRIC USA INC. | 60673-1214 | METSEHDPM6R42 | 42 Ckt Module | PUR | 42 Ckt Module | EA | EA |  | FALSE |  | P | FXG | 100
134657 | 24 | 2 | States | Champlin | Megan Swymeler | TRUE | 2026-07-09T00:00:00 | 2026-12-23T00:00:00 |  | 20 | 0 | 20 | 1733.16 | 162917.04 | 55316-3157 | USA | N30 | 44 | SCHNEIDER ELECTRIC USA INC. | 60673-1214 | METSEHDPM6R42 | 42 Ckt Module | PUR | 42 Ckt Module | EA | EA |  | FALSE |  | P | FXG | 100
134657 | 24 | 3 | States | Champlin | Megan Swymeler | TRUE | 2026-07-09T00:00:00 | 2027-01-25T00:00:00 |  | 40 | 0 | 40 | 1733.16 | 162917.04 | 55316-3157 | USA | N30 | 44 | SCHNEIDER ELECTRIC USA INC. | 60673-1214 | METSEHDPM6R42 | 42 Ckt Module | PUR | 42 Ckt Module | EA | EA |  | FALSE |  | P | FXG | 100
134657 | 24 | 4 | States | Champlin | Megan Swymeler | TRUE | 2026-07-09T00:00:00 | 2027-02-22T00:00:00 |  | 6 | 0 | 6 | 1733.16 | 162917.04 | 55316-3157 | USA | N30 | 44 | SCHNEIDER ELECTRIC USA INC. | 60673-1214 | METSEHDPM6R42 | 42 Ckt Module | PUR | 42 Ckt Module | EA | EA |  | FALSE |  | P | FXG | 100
134657 | 25 | 1 | States | Champlin | Megan Swymeler | TRUE | 2026-07-09T00:00:00 | 2026-11-20T00:00:00 |  | 28 | 0 | 28 | 2059.86 | 193626.84 | 55316-3157 | USA | N30 | 44 | SCHNEIDER ELECTRIC USA INC. | 60673-1214 | METSEHDPM6S480VC | PowerLogic HDPM6000, Head unit | PUR | PowerLogic HDPM6000, Head unit | EA | EA |  | FALSE |  | P | FXG | 100
134657 | 25 | 2 | States | Champlin | Megan Swymeler | TRUE | 2026-07-09T00:00:00 | 2026-12-23T00:00:00 |  | 20 | 0 | 20 | 2059.86 | 193626.84 | 55316-3157 | USA | N30 | 44 | SCHNEIDER ELECTRIC USA INC. | 60673-1214 | METSEHDPM6S480VC | PowerLogic HDPM6000, Head unit | PUR | PowerLogic HDPM6000, Head unit | EA | EA |  | FALSE |  | P | FXG | 100
134657 | 25 | 3 | States | Champlin | Megan Swymeler | TRUE | 2026-07-09T00:00:00 | 2027-01-25T00:00:00 |  | 40 | 0 | 40 | 2059.86 | 193626.84 | 55316-3157 | USA | N30 | 44 | SCHNEIDER ELECTRIC USA INC. | 60673-1214 | METSEHDPM6S480VC | PowerLogic HDPM6000, Head unit | PUR | PowerLogic HDPM6000, Head unit | EA | EA |  | FALSE |  | P | FXG | 100
134657 | 25 | 4 | States | Champlin | Megan Swymeler | TRUE | 2026-07-09T00:00:00 | 2027-02-22T00:00:00 |  | 6 | 0 | 6 | 2059.86 | 193626.84 | 55316-3157 | USA | N30 | 44 | SCHNEIDER ELECTRIC USA INC. | 60673-1214 | METSEHDPM6S480VC | PowerLogic HDPM6000, Head unit | PUR | PowerLogic HDPM6000, Head unit | EA | EA |  | FALSE |  | P | FXG | 100
134657 | 26 | 1 | States | Champlin | Megan Swymeler | TRUE | 2026-07-09T00:00:00 | 2026-11-20T00:00:00 |  | 28 | 0 | 28 | 8654.53 | 813525.82 | 55316-3157 | USA | N30 | 44 | SCHNEIDER ELECTRIC USA INC. | 60673-1214 | METSEPM8344 | PM8000 Adv tran with RD96 display | PUR | PM8000 Adv tran with RD96 display | EA | EA |  | FALSE |  | P | FXG | 100
134657 | 26 | 2 | States | Champlin | Megan Swymeler | TRUE | 2026-07-09T00:00:00 | 2026-12-23T00:00:00 |  | 20 | 0 | 20 | 8654.53 | 813525.82 | 55316-3157 | USA | N30 | 44 | SCHNEIDER ELECTRIC USA INC. | 60673-1214 | METSEPM8344 | PM8000 Adv tran with RD96 display | PUR | PM8000 Adv tran with RD96 display | EA | EA |  | FALSE |  | P | FXG | 100
134657 | 26 | 3 | States | Champlin | Megan Swymeler | TRUE | 2026-07-09T00:00:00 | 2027-01-25T00:00:00 |  | 40 | 0 | 40 | 8654.53 | 813525.82 | 55316-3157 | USA | N30 | 44 | SCHNEIDER ELECTRIC USA INC. | 60673-1214 | METSEPM8344 | PM8000 Adv tran with RD96 display | PUR | PM8000 Adv tran with RD96 display | EA | EA |  | FALSE |  | P | FXG | 100
134657 | 26 | 4 | States | Champlin | Megan Swymeler | TRUE | 2026-07-09T00:00:00 | 2027-02-22T00:00:00 |  | 6 | 0 | 6 | 8654.53 | 813525.82 | 55316-3157 | USA | N30 | 44 | SCHNEIDER ELECTRIC USA INC. | 60673-1214 | METSEPM8344 | PM8000 Adv tran with RD96 display | PUR | PM8000 Adv tran with RD96 display | EA | EA |  | FALSE |  | P | FXG | 100
134657 | 27 | 1 | States | Champlin | Megan Swymeler | TRUE | 2026-07-09T00:00:00 | 2026-11-20T00:00:00 |  | 28 | 0 | 28 | 830.73 | 78088.62 | 55316-3157 | USA | N30 | 44 | SCHNEIDER ELECTRIC USA INC. | 60673-1214 | PAS600L | EcoStruxure Panel Server - universal wireless, concentrator modbus gateway 24 VDC | PUR | EcoStruxure Panel Server - universal wireless, concentrator modbus gateway 24 VDC | EA | EA |  | FALSE |  | P | FXG | 100
134657 | 27 | 2 | States | Champlin | Megan Swymeler | TRUE | 2026-07-09T00:00:00 | 2026-12-23T00:00:00 |  | 20 | 0 | 20 | 830.73 | 78088.62 | 55316-3157 | USA | N30 | 44 | SCHNEIDER ELECTRIC USA INC. | 60673-1214 | PAS600L | EcoStruxure Panel Server - universal wireless, concentrator modbus gateway 24 VDC | PUR | EcoStruxure Panel Server - universal wireless, concentrator modbus gateway 24 VDC | EA | EA |  | FALSE |  | P | FXG | 100
134657 | 27 | 3 | States | Champlin | Megan Swymeler | TRUE | 2026-07-09T00:00:00 | 2027-01-25T00:00:00 |  | 40 | 0 | 40 | 830.73 | 78088.62 | 55316-3157 | USA | N30 | 44 | SCHNEIDER ELECTRIC USA INC. | 60673-1214 | PAS600L | EcoStruxure Panel Server - universal wireless, concentrator modbus gateway 24 VDC | PUR | EcoStruxure Panel Server - universal wireless, concentrator modbus gateway 24 VDC | EA | EA |  | FALSE |  | P | FXG | 100
134657 | 27 | 4 | States | Champlin | Megan Swymeler | TRUE | 2026-07-09T00:00:00 | 2027-02-22T00:00:00 |  | 6 | 0 | 6 | 830.73 | 78088.62 | 55316-3157 | USA | N30 | 44 | SCHNEIDER ELECTRIC USA INC. | 60673-1214 | PAS600L | EcoStruxure Panel Server - universal wireless, concentrator modbus gateway 24 VDC | PUR | EcoStruxure Panel Server - universal wireless, concentrator modbus gateway 24 VDC | EA | EA |  | FALSE |  | P | FXG | 100
134657 | 28 | 1 | States | Champlin | Megan Swymeler | TRUE | 2026-07-09T00:00:00 | 2026-11-20T00:00:00 |  | 42 | 0 | 42 | 4050.5 | 571120.5 | 55316-3157 | USA | N30 | 44 | SCHNEIDER ELECTRIC USA INC. | 60673-1214 | PLA34120U64AE1AASKYDYP | Molded Case Circuit Breaker PLA34120U64AE1AASKYDYP UL/CSA Rated PowerPact P Frame Terminations: I Line w/ Standard 1200 Amp Capacity 3 Pole Device 480 Vac Rated 80% Rated - Standard rated Interrupting Rating 125kA @ 240Vac/100kA @ 480Vac Micrologic Power Trip Unit - LSIG UL Rating Plug A Modbus Communications ABC Phasing 1 Form C Auxiliary Switch Shunt Trip 24Vac/24-30Vdc Handle padlock attachment - ON or OFF positions Test Report | PUR | Molded Case Circuit Breaker PLA34120U64AE1AASKYDYP UL/CSA Rated PowerPact P Frame Terminations: I Line w/ Standard 1200 Amp Capacity 3 Pole Device 480 Vac Rated 80% Rated - Standard rated Interrupting Rating 125kA @ 240Vac/100kA @ 480Vac Micrologic Power Trip Unit - LSIG UL Rating Plug A Modbus Communications ABC Phasing 1 Form C Auxiliary Switch Shunt Trip 24Vac/24-30Vdc Handle padlock attachment - ON or OFF positions Test Report | EA | EA |  | FALSE |  | P | FXG | 100
134657 | 28 | 2 | States | Champlin | Megan Swymeler | TRUE | 2026-07-09T00:00:00 | 2026-12-23T00:00:00 |  | 30 | 0 | 30 | 4050.5 | 571120.5 | 55316-3157 | USA | N30 | 44 | SCHNEIDER ELECTRIC USA INC. | 60673-1214 | PLA34120U64AE1AASKYDYP | Molded Case Circuit Breaker PLA34120U64AE1AASKYDYP UL/CSA Rated PowerPact P Frame Terminations: I Line w/ Standard 1200 Amp Capacity 3 Pole Device 480 Vac Rated 80% Rated - Standard rated Interrupting Rating 125kA @ 240Vac/100kA @ 480Vac Micrologic Power Trip Unit - LSIG UL Rating Plug A Modbus Communications ABC Phasing 1 Form C Auxiliary Switch Shunt Trip 24Vac/24-30Vdc Handle padlock attachment - ON or OFF positions Test Report | PUR | Molded Case Circuit Breaker PLA34120U64AE1AASKYDYP UL/CSA Rated PowerPact P Frame Terminations: I Line w/ Standard 1200 Amp Capacity 3 Pole Device 480 Vac Rated 80% Rated - Standard rated Interrupting Rating 125kA @ 240Vac/100kA @ 480Vac Micrologic Power Trip Unit - LSIG UL Rating Plug A Modbus Communications ABC Phasing 1 Form C Auxiliary Switch Shunt Trip 24Vac/24-30Vdc Handle padlock attachment - ON or OFF positions Test Report | EA | EA |  | FALSE |  | P | FXG | 100
134657 | 28 | 3 | States | Champlin | Megan Swymeler | TRUE | 2026-07-09T00:00:00 | 2027-01-25T00:00:00 |  | 60 | 0 | 60 | 4050.5 | 571120.5 | 55316-3157 | USA | N30 | 44 | SCHNEIDER ELECTRIC USA INC. | 60673-1214 | PLA34120U64AE1AASKYDYP | Molded Case Circuit Breaker PLA34120U64AE1AASKYDYP UL/CSA Rated PowerPact P Frame Terminations: I Line w/ Standard 1200 Amp Capacity 3 Pole Device 480 Vac Rated 80% Rated - Standard rated Interrupting Rating 125kA @ 240Vac/100kA @ 480Vac Micrologic Power Trip Unit - LSIG UL Rating Plug A Modbus Communications ABC Phasing 1 Form C Auxiliary Switch Shunt Trip 24Vac/24-30Vdc Handle padlock attachment - ON or OFF positions Test Report | PUR | Molded Case Circuit Breaker PLA34120U64AE1AASKYDYP UL/CSA Rated PowerPact P Frame Terminations: I Line w/ Standard 1200 Amp Capacity 3 Pole Device 480 Vac Rated 80% Rated - Standard rated Interrupting Rating 125kA @ 240Vac/100kA @ 480Vac Micrologic Power Trip Unit - LSIG UL Rating Plug A Modbus Communications ABC Phasing 1 Form C Auxiliary Switch Shunt Trip 24Vac/24-30Vdc Handle padlock attachment - ON or OFF positions Test Report | EA | EA |  | FALSE |  | P | FXG | 100
134657 | 28 | 4 | States | Champlin | Megan Swymeler | TRUE | 2026-07-09T00:00:00 | 2027-02-22T00:00:00 |  | 9 | 0 | 9 | 4050.5 | 571120.5 | 55316-3157 | USA | N30 | 44 | SCHNEIDER ELECTRIC USA INC. | 60673-1214 | PLA34120U64AE1AASKYDYP | Molded Case Circuit Breaker PLA34120U64AE1AASKYDYP UL/CSA Rated PowerPact P Frame Terminations: I Line w/ Standard 1200 Amp Capacity 3 Pole Device 480 Vac Rated 80% Rated - Standard rated Interrupting Rating 125kA @ 240Vac/100kA @ 480Vac Micrologic Power Trip Unit - LSIG UL Rating Plug A Modbus Communications ABC Phasing 1 Form C Auxiliary Switch Shunt Trip 24Vac/24-30Vdc Handle padlock attachment - ON or OFF positions Test Report | PUR | Molded Case Circuit Breaker PLA34120U64AE1AASKYDYP UL/CSA Rated PowerPact P Frame Terminations: I Line w/ Standard 1200 Amp Capacity 3 Pole Device 480 Vac Rated 80% Rated - Standard rated Interrupting Rating 125kA @ 240Vac/100kA @ 480Vac Micrologic Power Trip Unit - LSIG UL Rating Plug A Modbus Communications ABC Phasing 1 Form C Auxiliary Switch Shunt Trip 24Vac/24-30Vdc Handle padlock attachment - ON or OFF positions Test Report | EA | EA |  | FALSE |  | P | FXG | 100
134657 | 29 | 1 | States | Champlin | Megan Swymeler | TRUE | 2026-07-09T00:00:00 | 2026-11-20T00:00:00 |  | 28 | 0 | 28 | 4339.63 | 407925.22 | 55316-3157 | USA | N30 | 44 | SCHNEIDER ELECTRIC USA INC. | 60673-1214 | RLF36160U64AE1AASKYDYP | Molded Case Circuit Breaker RLF36160U64AE1AASKYDYP UL/CSA Rated PowerPact R Frame Termination: No Lugs 1600 Amp Capacity 3 Pole Device 600 Vac Rated 80% Rated - Standard rated Interrupting Rating 125kA @ 240Vac/100kA @ 480Vac/50kA @ 600Vac Micrologic Power Trip Unit - LSIG UL Rating Plug A Modbus Communications 1 Form C Auxiliary Switch Shunt Trip 24Vac/24-30Vdc Handle padlock attachment - ON or OFF positions Test Report | PUR | Molded Case Circuit Breaker RLF36160U64AE1AASKYDYP UL/CSA Rated PowerPact R Frame Termination: No Lugs 1600 Amp Capacity 3 Pole Device 600 Vac Rated 80% Rated - Standard rated Interrupting Rating 125kA @ 240Vac/100kA @ 480Vac/50kA @ 600Vac Micrologic Power Trip Unit - LSIG UL Rating Plug A Modbus Communications 1 Form C Auxiliary Switch Shunt Trip 24Vac/24-30Vdc Handle padlock attachment - ON or OFF positions Test Report | EA | EA |  | FALSE |  | P | FXG | 100
134657 | 29 | 2 | States | Champlin | Megan Swymeler | TRUE | 2026-07-09T00:00:00 | 2026-12-23T00:00:00 |  | 20 | 0 | 20 | 4339.63 | 407925.22 | 55316-3157 | USA | N30 | 44 | SCHNEIDER ELECTRIC USA INC. | 60673-1214 | RLF36160U64AE1AASKYDYP | Molded Case Circuit Breaker RLF36160U64AE1AASKYDYP UL/CSA Rated PowerPact R Frame Termination: No Lugs 1600 Amp Capacity 3 Pole Device 600 Vac Rated 80% Rated - Standard rated Interrupting Rating 125kA @ 240Vac/100kA @ 480Vac/50kA @ 600Vac Micrologic Power Trip Unit - LSIG UL Rating Plug A Modbus Communications 1 Form C Auxiliary Switch Shunt Trip 24Vac/24-30Vdc Handle padlock attachment - ON or OFF positions Test Report | PUR | Molded Case Circuit Breaker RLF36160U64AE1AASKYDYP UL/CSA Rated PowerPact R Frame Termination: No Lugs 1600 Amp Capacity 3 Pole Device 600 Vac Rated 80% Rated - Standard rated Interrupting Rating 125kA @ 240Vac/100kA @ 480Vac/50kA @ 600Vac Micrologic Power Trip Unit - LSIG UL Rating Plug A Modbus Communications 1 Form C Auxiliary Switch Shunt Trip 24Vac/24-30Vdc Handle padlock attachment - ON or OFF positions Test Report | EA | EA |  | FALSE |  | P | FXG | 100
134657 | 29 | 3 | States | Champlin | Megan Swymeler | TRUE | 2026-07-09T00:00:00 | 2027-01-25T00:00:00 |  | 40 | 0 | 40 | 4339.63 | 407925.22 | 55316-3157 | USA | N30 | 44 | SCHNEIDER ELECTRIC USA INC. | 60673-1214 | RLF36160U64AE1AASKYDYP | Molded Case Circuit Breaker RLF36160U64AE1AASKYDYP UL/CSA Rated PowerPact R Frame Termination: No Lugs 1600 Amp Capacity 3 Pole Device 600 Vac Rated 80% Rated - Standard rated Interrupting Rating 125kA @ 240Vac/100kA @ 480Vac/50kA @ 600Vac Micrologic Power Trip Unit - LSIG UL Rating Plug A Modbus Communications 1 Form C Auxiliary Switch Shunt Trip 24Vac/24-30Vdc Handle padlock attachment - ON or OFF positions Test Report | PUR | Molded Case Circuit Breaker RLF36160U64AE1AASKYDYP UL/CSA Rated PowerPact R Frame Termination: No Lugs 1600 Amp Capacity 3 Pole Device 600 Vac Rated 80% Rated - Standard rated Interrupting Rating 125kA @ 240Vac/100kA @ 480Vac/50kA @ 600Vac Micrologic Power Trip Unit - LSIG UL Rating Plug A Modbus Communications 1 Form C Auxiliary Switch Shunt Trip 24Vac/24-30Vdc Handle padlock attachment - ON or OFF positions Test Report | EA | EA |  | FALSE |  | P | FXG | 100
134657 | 29 | 4 | States | Champlin | Megan Swymeler | TRUE | 2026-07-09T00:00:00 | 2027-02-22T00:00:00 |  | 6 | 0 | 6 | 4339.63 | 407925.22 | 55316-3157 | USA | N30 | 44 | SCHNEIDER ELECTRIC USA INC. | 60673-1214 | RLF36160U64AE1AASKYDYP | Molded Case Circuit Breaker RLF36160U64AE1AASKYDYP UL/CSA Rated PowerPact R Frame Termination: No Lugs 1600 Amp Capacity 3 Pole Device 600 Vac Rated 80% Rated - Standard rated Interrupting Rating 125kA @ 240Vac/100kA @ 480Vac/50kA @ 600Vac Micrologic Power Trip Unit - LSIG UL Rating Plug A Modbus Communications 1 Form C Auxiliary Switch Shunt Trip 24Vac/24-30Vdc Handle padlock attachment - ON or OFF positions Test Report | PUR | Molded Case Circuit Breaker RLF36160U64AE1AASKYDYP UL/CSA Rated PowerPact R Frame Termination: No Lugs 1600 Amp Capacity 3 Pole Device 600 Vac Rated 80% Rated - Standard rated Interrupting Rating 125kA @ 240Vac/100kA @ 480Vac/50kA @ 600Vac Micrologic Power Trip Unit - LSIG UL Rating Plug A Modbus Communications 1 Form C Auxiliary Switch Shunt Trip 24Vac/24-30Vdc Handle padlock attachment - ON or OFF positions Test Report | EA | EA |  | FALSE |  | P | FXG | 100
134657 | 1 | 1 | States | Champlin | Megan Swymeler | TRUE | 2026-07-09T00:00:00 | 2026-11-20T00:00:00 |  | 84 | 0 | 84 | 1425.2 | 401906.4 | 55316-3157 | USA | N30 | 44 | SCHNEIDER ELECTRIC USA INC. | 60673-1214 | 2CGNNJDADNNNNANAAGBBNNNTNWNRCNNNNNNNNNNN | "Cradle with backmold 2CGNNJDADNNNNANAAGBBNNNTNWNRCNNNNNNNNNNN 3 Pole Device Rated 2000 Amps Top Termination 4 Hole RCTV Bottom Termination 4 Hole RCTV ULP Port No Provision For Keylock Locking in all positions Secondary disconnect wiring for auxiliary contacts - Push-in Disconnected: 1 STD and 0 LL CD Contact STD Connected: 1 Std CE Contact Test: 1 STD and 0 LL CT Contact Closing Coil XF Secondary disconnect wiring Shunt trip MX Spring charger motor MCH Wiring for ESM Module Cradle Rejection Kit - Standard Door Escutcheon included as Standard External voltage sensing OFF Push Button - Crank Interlock Standard Production test report" | PUR | "Cradle with backmold 2CGNNJDADNNNNANAAGBBNNNTNWNRCNNNNNNNNNNN 3 Pole Device Rated 2000 Amps Top Termination 4 Hole RCTV Bottom Termination 4 Hole RCTV ULP Port No Provision For Keylock Locking in all positions Secondary disconnect wiring for auxiliary contacts - Push-in Disconnected: 1 STD and 0 LL CD Contact STD Connected: 1 Std CE Contact Test: 1 STD and 0 LL CT Contact Closing Coil XF Secondary disconnect wiring Shunt trip MX Spring charger motor MCH Wiring for ESM Module Cradle Rejection Kit - Standard Door Escutcheon included as Standard External voltage sensing OFF Push Button - Crank Interlock Standard Production test report" | EA | EA |  | FALSE |  | P | FXG | 100
134657 | 1 | 2 | States | Champlin | Megan Swymeler | TRUE | 2026-07-09T00:00:00 | 2026-12-23T00:00:00 |  | 60 | 0 | 60 | 1425.2 | 401906.4 | 55316-3157 | USA | N30 | 44 | SCHNEIDER ELECTRIC USA INC. | 60673-1214 | 2CGNNJDADNNNNANAAGBBNNNTNWNRCNNNNNNNNNNN | "Cradle with backmold 2CGNNJDADNNNNANAAGBBNNNTNWNRCNNNNNNNNNNN 3 Pole Device Rated 2000 Amps Top Termination 4 Hole RCTV Bottom Termination 4 Hole RCTV ULP Port No Provision For Keylock Locking in all positions Secondary disconnect wiring for auxiliary contacts - Push-in Disconnected: 1 STD and 0 LL CD Contact STD Connected: 1 Std CE Contact Test: 1 STD and 0 LL CT Contact Closing Coil XF Secondary disconnect wiring Shunt trip MX Spring charger motor MCH Wiring for ESM Module Cradle Rejection Kit - Standard Door Escutcheon included as Standard External voltage sensing OFF Push Button - Crank Interlock Standard Production test report" | PUR | "Cradle with backmold 2CGNNJDADNNNNANAAGBBNNNTNWNRCNNNNNNNNNNN 3 Pole Device Rated 2000 Amps Top Termination 4 Hole RCTV Bottom Termination 4 Hole RCTV ULP Port No Provision For Keylock Locking in all positions Secondary disconnect wiring for auxiliary contacts - Push-in Disconnected: 1 STD and 0 LL CD Contact STD Connected: 1 Std CE Contact Test: 1 STD and 0 LL CT Contact Closing Coil XF Secondary disconnect wiring Shunt trip MX Spring charger motor MCH Wiring for ESM Module Cradle Rejection Kit - Standard Door Escutcheon included as Standard External voltage sensing OFF Push Button - Crank Interlock Standard Production test report" | EA | EA |  | FALSE |  | P | FXG | 100
134657 | 1 | 3 | States | Champlin | Megan Swymeler | TRUE | 2026-07-09T00:00:00 | 2027-01-25T00:00:00 |  | 120 | 0 | 120 | 1425.2 | 401906.4 | 55316-3157 | USA | N30 | 44 | SCHNEIDER ELECTRIC USA INC. | 60673-1214 | 2CGNNJDADNNNNANAAGBBNNNTNWNRCNNNNNNNNNNN | "Cradle with backmold 2CGNNJDADNNNNANAAGBBNNNTNWNRCNNNNNNNNNNN 3 Pole Device Rated 2000 Amps Top Termination 4 Hole RCTV Bottom Termination 4 Hole RCTV ULP Port No Provision For Keylock Locking in all positions Secondary disconnect wiring for auxiliary contacts - Push-in Disconnected: 1 STD and 0 LL CD Contact STD Connected: 1 Std CE Contact Test: 1 STD and 0 LL CT Contact Closing Coil XF Secondary disconnect wiring Shunt trip MX Spring charger motor MCH Wiring for ESM Module Cradle Rejection Kit - Standard Door Escutcheon included as Standard External voltage sensing OFF Push Button - Crank Interlock Standard Production test report" | PUR | "Cradle with backmold 2CGNNJDADNNNNANAAGBBNNNTNWNRCNNNNNNNNNNN 3 Pole Device Rated 2000 Amps Top Termination 4 Hole RCTV Bottom Termination 4 Hole RCTV ULP Port No Provision For Keylock Locking in all positions Secondary disconnect wiring for auxiliary contacts - Push-in Disconnected: 1 STD and 0 LL CD Contact STD Connected: 1 Std CE Contact Test: 1 STD and 0 LL CT Contact Closing Coil XF Secondary disconnect wiring Shunt trip MX Spring charger motor MCH Wiring for ESM Module Cradle Rejection Kit - Standard Door Escutcheon included as Standard External voltage sensing OFF Push Button - Crank Interlock Standard Production test report" | EA | EA |  | FALSE |  | P | FXG | 100
134657 | 1 | 4 | States | Champlin | Megan Swymeler | TRUE | 2026-07-09T00:00:00 | 2027-02-22T00:00:00 |  | 18 | 0 | 18 | 1425.2 | 401906.4 | 55316-3157 | USA | N30 | 44 | SCHNEIDER ELECTRIC USA INC. | 60673-1214 | 2CGNNJDADNNNNANAAGBBNNNTNWNRCNNNNNNNNNNN | "Cradle with backmold 2CGNNJDADNNNNANAAGBBNNNTNWNRCNNNNNNNNNNN 3 Pole Device Rated 2000 Amps Top Termination 4 Hole RCTV Bottom Termination 4 Hole RCTV ULP Port No Provision For Keylock Locking in all positions Secondary disconnect wiring for auxiliary contacts - Push-in Disconnected: 1 STD and 0 LL CD Contact STD Connected: 1 Std CE Contact Test: 1 STD and 0 LL CT Contact Closing Coil XF Secondary disconnect wiring Shunt trip MX Spring charger motor MCH Wiring for ESM Module Cradle Rejection Kit - Standard Door Escutcheon included as Standard External voltage sensing OFF Push Button - Crank Interlock Standard Production test report" | PUR | "Cradle with backmold 2CGNNJDADNNNNANAAGBBNNNTNWNRCNNNNNNNNNNN 3 Pole Device Rated 2000 Amps Top Termination 4 Hole RCTV Bottom Termination 4 Hole RCTV ULP Port No Provision For Keylock Locking in all positions Secondary disconnect wiring for auxiliary contacts - Push-in Disconnected: 1 STD and 0 LL CD Contact STD Connected: 1 Std CE Contact Test: 1 STD and 0 LL CT Contact Closing Coil XF Secondary disconnect wiring Shunt trip MX Spring charger motor MCH Wiring for ESM Module Cradle Rejection Kit - Standard Door Escutcheon included as Standard External voltage sensing OFF Push Button - Crank Interlock Standard Production test report" | EA | EA |  | FALSE |  | P | FXG | 100
134657 | 2 | 1 | States | Champlin | Megan Swymeler | TRUE | 2026-07-09T00:00:00 | 2026-11-20T00:00:00 |  | 28 | 0 | 28 | 1940.54 | 182410.76 | 55316-3157 | USA | N30 | 44 | SCHNEIDER ELECTRIC USA INC. | 60673-1214 | 2CONNJDADNNNNANAAGBBNNNTNWNRCNNNNNNNNNNN | Cradle with backmold 2CONNJDADNNNNANAAGBBNNNTNWNRCNNNNNNNNNNN 3 Pole Device Rated 3000 Amps Top Termination 4 Hole RCTV Bottom Termination 4 Hole RCTV ULP Port No Provision For Keylock Locking in all positions Secondary disconnect wiring for auxiliary contacts - Push-in Disconnected: 1 STD and 0 LL CD Contact STD Connected: 1 Std CE Contact Test: 1 STD and 0 LL CT Contact Closing Coil XF Secondary disconnect wiring Shunt trip MX Spring charger motor MCH Wiring for ESM Module Cradle Rejection Kit - Standard Door Escutcheon included as Standard External voltage sensing OFF Push Button - Crank Interlock Standard Production test report | PUR | Cradle with backmold 2CONNJDADNNNNANAAGBBNNNTNWNRCNNNNNNNNNNN 3 Pole Device Rated 3000 Amps Top Termination 4 Hole RCTV Bottom Termination 4 Hole RCTV ULP Port No Provision For Keylock Locking in all positions Secondary disconnect wiring for auxiliary contacts - Push-in Disconnected: 1 STD and 0 LL CD Contact STD Connected: 1 Std CE Contact Test: 1 STD and 0 LL CT Contact Closing Coil XF Secondary disconnect wiring Shunt trip MX Spring charger motor MCH Wiring for ESM Module Cradle Rejection Kit - Standard Door Escutcheon included as Standard External voltage sensing OFF Push Button - Crank Interlock Standard Production test report | EA | EA |  | FALSE |  | P | FXG | 100
134657 | 2 | 2 | States | Champlin | Megan Swymeler | TRUE | 2026-07-09T00:00:00 | 2026-12-23T00:00:00 |  | 20 | 0 | 20 | 1940.54 | 182410.76 | 55316-3157 | USA | N30 | 44 | SCHNEIDER ELECTRIC USA INC. | 60673-1214 | 2CONNJDADNNNNANAAGBBNNNTNWNRCNNNNNNNNNNN | Cradle with backmold 2CONNJDADNNNNANAAGBBNNNTNWNRCNNNNNNNNNNN 3 Pole Device Rated 3000 Amps Top Termination 4 Hole RCTV Bottom Termination 4 Hole RCTV ULP Port No Provision For Keylock Locking in all positions Secondary disconnect wiring for auxiliary contacts - Push-in Disconnected: 1 STD and 0 LL CD Contact STD Connected: 1 Std CE Contact Test: 1 STD and 0 LL CT Contact Closing Coil XF Secondary disconnect wiring Shunt trip MX Spring charger motor MCH Wiring for ESM Module Cradle Rejection Kit - Standard Door Escutcheon included as Standard External voltage sensing OFF Push Button - Crank Interlock Standard Production test report | PUR | Cradle with backmold 2CONNJDADNNNNANAAGBBNNNTNWNRCNNNNNNNNNNN 3 Pole Device Rated 3000 Amps Top Termination 4 Hole RCTV Bottom Termination 4 Hole RCTV ULP Port No Provision For Keylock Locking in all positions Secondary disconnect wiring for auxiliary contacts - Push-in Disconnected: 1 STD and 0 LL CD Contact STD Connected: 1 Std CE Contact Test: 1 STD and 0 LL CT Contact Closing Coil XF Secondary disconnect wiring Shunt trip MX Spring charger motor MCH Wiring for ESM Module Cradle Rejection Kit - Standard Door Escutcheon included as Standard External voltage sensing OFF Push Button - Crank Interlock Standard Production test report | EA | EA |  | FALSE |  | P | FXG | 100
134657 | 2 | 3 | States | Champlin | Megan Swymeler | TRUE | 2026-07-09T00:00:00 | 2027-01-25T00:00:00 |  | 40 | 0 | 40 | 1940.54 | 182410.76 | 55316-3157 | USA | N30 | 44 | SCHNEIDER ELECTRIC USA INC. | 60673-1214 | 2CONNJDADNNNNANAAGBBNNNTNWNRCNNNNNNNNNNN | Cradle with backmold 2CONNJDADNNNNANAAGBBNNNTNWNRCNNNNNNNNNNN 3 Pole Device Rated 3000 Amps Top Termination 4 Hole RCTV Bottom Termination 4 Hole RCTV ULP Port No Provision For Keylock Locking in all positions Secondary disconnect wiring for auxiliary contacts - Push-in Disconnected: 1 STD and 0 LL CD Contact STD Connected: 1 Std CE Contact Test: 1 STD and 0 LL CT Contact Closing Coil XF Secondary disconnect wiring Shunt trip MX Spring charger motor MCH Wiring for ESM Module Cradle Rejection Kit - Standard Door Escutcheon included as Standard External voltage sensing OFF Push Button - Crank Interlock Standard Production test report | PUR | Cradle with backmold 2CONNJDADNNNNANAAGBBNNNTNWNRCNNNNNNNNNNN 3 Pole Device Rated 3000 Amps Top Termination 4 Hole RCTV Bottom Termination 4 Hole RCTV ULP Port No Provision For Keylock Locking in all positions Secondary disconnect wiring for auxiliary contacts - Push-in Disconnected: 1 STD and 0 LL CD Contact STD Connected: 1 Std CE Contact Test: 1 STD and 0 LL CT Contact Closing Coil XF Secondary disconnect wiring Shunt trip MX Spring charger motor MCH Wiring for ESM Module Cradle Rejection Kit - Standard Door Escutcheon included as Standard External voltage sensing OFF Push Button - Crank Interlock Standard Production test report | EA | EA |  | FALSE |  | P | FXG | 100
134657 | 2 | 4 | States | Champlin | Megan Swymeler | TRUE | 2026-07-09T00:00:00 | 2027-02-22T00:00:00 |  | 6 | 0 | 6 | 1940.54 | 182410.76 | 55316-3157 | USA | N30 | 44 | SCHNEIDER ELECTRIC USA INC. | 60673-1214 | 2CONNJDADNNNNANAAGBBNNNTNWNRCNNNNNNNNNNN | Cradle with backmold 2CONNJDADNNNNANAAGBBNNNTNWNRCNNNNNNNNNNN 3 Pole Device Rated 3000 Amps Top Termination 4 Hole RCTV Bottom Termination 4 Hole RCTV ULP Port No Provision For Keylock Locking in all positions Secondary disconnect wiring for auxiliary contacts - Push-in Disconnected: 1 STD and 0 LL CD Contact STD Connected: 1 Std CE Contact Test: 1 STD and 0 LL CT Contact Closing Coil XF Secondary disconnect wiring Shunt trip MX Spring charger motor MCH Wiring for ESM Module Cradle Rejection Kit - Standard Door Escutcheon included as Standard External voltage sensing OFF Push Button - Crank Interlock Standard Production test report | PUR | Cradle with backmold 2CONNJDADNNNNANAAGBBNNNTNWNRCNNNNNNNNNNN 3 Pole Device Rated 3000 Amps Top Termination 4 Hole RCTV Bottom Termination 4 Hole RCTV ULP Port No Provision For Keylock Locking in all positions Secondary disconnect wiring for auxiliary contacts - Push-in Disconnected: 1 STD and 0 LL CD Contact STD Connected: 1 Std CE Contact Test: 1 STD and 0 LL CT Contact Closing Coil XF Secondary disconnect wiring Shunt trip MX Spring charger motor MCH Wiring for ESM Module Cradle Rejection Kit - Standard Door Escutcheon included as Standard External voltage sensing OFF Push Button - Crank Interlock Standard Production test report | EA | EA |  | FALSE |  | P | FXG | 100
134657 | 3 | 1 | States | Champlin | Megan Swymeler | TRUE | 2026-07-09T00:00:00 | 2026-11-20T00:00:00 |  | 28 | 0 | 28 | 5818.54 | 546942.76 | 55316-3157 | USA | N30 | 44 | SCHNEIDER ELECTRIC USA INC. | 60673-1214 | 3CKNNJDDDNNNNANANGBBNNNTNWNRCNNNNNNNNNNN | Cradle with backmold 3CKNNJDDDNNNNANANGBBNNNTNWNRCNNNNNNNNNNN 3 Pole Device Rated 5000 Amps Top Termination 4 Hole RCTV Bottom Termination 4 Hole RCTV Embedded Ethernet Interface Module ULP Port No Provision For Keylock Locking in all positions Secondary disconnect wiring for auxiliary contacts - Push-in Disconnected: 1 STD and 0 LL CD Contact STD Connected: 1 Std CE Contact Closing Coil XF Secondary disconnect wiring Shunt trip MX Spring charger motor MCH Wiring for ESM Module Cradle Rejection Kit - Standard Door Escutcheon included as Standard External voltage sensing OFF Push Button - Crank Interlock Standard Production test report | PUR | Cradle with backmold 3CKNNJDDDNNNNANANGBBNNNTNWNRCNNNNNNNNNNN 3 Pole Device Rated 5000 Amps Top Termination 4 Hole RCTV Bottom Termination 4 Hole RCTV Embedded Ethernet Interface Module ULP Port No Provision For Keylock Locking in all positions Secondary disconnect wiring for auxiliary contacts - Push-in Disconnected: 1 STD and 0 LL CD Contact STD Connected: 1 Std CE Contact Closing Coil XF Secondary disconnect wiring Shunt trip MX Spring charger motor MCH Wiring for ESM Module Cradle Rejection Kit - Standard Door Escutcheon included as Standard External voltage sensing OFF Push Button - Crank Interlock Standard Production test report | EA | EA |  | FALSE |  | P | FXG | 100
134657 | 3 | 2 | States | Champlin | Megan Swymeler | TRUE | 2026-07-09T00:00:00 | 2026-12-23T00:00:00 |  | 20 | 0 | 20 | 5818.54 | 546942.76 | 55316-3157 | USA | N30 | 44 | SCHNEIDER ELECTRIC USA INC. | 60673-1214 | 3CKNNJDDDNNNNANANGBBNNNTNWNRCNNNNNNNNNNN | Cradle with backmold 3CKNNJDDDNNNNANANGBBNNNTNWNRCNNNNNNNNNNN 3 Pole Device Rated 5000 Amps Top Termination 4 Hole RCTV Bottom Termination 4 Hole RCTV Embedded Ethernet Interface Module ULP Port No Provision For Keylock Locking in all positions Secondary disconnect wiring for auxiliary contacts - Push-in Disconnected: 1 STD and 0 LL CD Contact STD Connected: 1 Std CE Contact Closing Coil XF Secondary disconnect wiring Shunt trip MX Spring charger motor MCH Wiring for ESM Module Cradle Rejection Kit - Standard Door Escutcheon included as Standard External voltage sensing OFF Push Button - Crank Interlock Standard Production test report | PUR | Cradle with backmold 3CKNNJDDDNNNNANANGBBNNNTNWNRCNNNNNNNNNNN 3 Pole Device Rated 5000 Amps Top Termination 4 Hole RCTV Bottom Termination 4 Hole RCTV Embedded Ethernet Interface Module ULP Port No Provision For Keylock Locking in all positions Secondary disconnect wiring for auxiliary contacts - Push-in Disconnected: 1 STD and 0 LL CD Contact STD Connected: 1 Std CE Contact Closing Coil XF Secondary disconnect wiring Shunt trip MX Spring charger motor MCH Wiring for ESM Module Cradle Rejection Kit - Standard Door Escutcheon included as Standard External voltage sensing OFF Push Button - Crank Interlock Standard Production test report | EA | EA |  | FALSE |  | P | FXG | 100
134657 | 3 | 3 | States | Champlin | Megan Swymeler | TRUE | 2026-07-09T00:00:00 | 2027-01-25T00:00:00 |  | 40 | 0 | 40 | 5818.54 | 546942.76 | 55316-3157 | USA | N30 | 44 | SCHNEIDER ELECTRIC USA INC. | 60673-1214 | 3CKNNJDDDNNNNANANGBBNNNTNWNRCNNNNNNNNNNN | Cradle with backmold 3CKNNJDDDNNNNANANGBBNNNTNWNRCNNNNNNNNNNN 3 Pole Device Rated 5000 Amps Top Termination 4 Hole RCTV Bottom Termination 4 Hole RCTV Embedded Ethernet Interface Module ULP Port No Provision For Keylock Locking in all positions Secondary disconnect wiring for auxiliary contacts - Push-in Disconnected: 1 STD and 0 LL CD Contact STD Connected: 1 Std CE Contact Closing Coil XF Secondary disconnect wiring Shunt trip MX Spring charger motor MCH Wiring for ESM Module Cradle Rejection Kit - Standard Door Escutcheon included as Standard External voltage sensing OFF Push Button - Crank Interlock Standard Production test report | PUR | Cradle with backmold 3CKNNJDDDNNNNANANGBBNNNTNWNRCNNNNNNNNNNN 3 Pole Device Rated 5000 Amps Top Termination 4 Hole RCTV Bottom Termination 4 Hole RCTV Embedded Ethernet Interface Module ULP Port No Provision For Keylock Locking in all positions Secondary disconnect wiring for auxiliary contacts - Push-in Disconnected: 1 STD and 0 LL CD Contact STD Connected: 1 Std CE Contact Closing Coil XF Secondary disconnect wiring Shunt trip MX Spring charger motor MCH Wiring for ESM Module Cradle Rejection Kit - Standard Door Escutcheon included as Standard External voltage sensing OFF Push Button - Crank Interlock Standard Production test report | EA | EA |  | FALSE |  | P | FXG | 100
134657 | 3 | 4 | States | Champlin | Megan Swymeler | TRUE | 2026-07-09T00:00:00 | 2027-02-22T00:00:00 |  | 6 | 0 | 6 | 5818.54 | 546942.76 | 55316-3157 | USA | N30 | 44 | SCHNEIDER ELECTRIC USA INC. | 60673-1214 | 3CKNNJDDDNNNNANANGBBNNNTNWNRCNNNNNNNNNNN | Cradle with backmold 3CKNNJDDDNNNNANANGBBNNNTNWNRCNNNNNNNNNNN 3 Pole Device Rated 5000 Amps Top Termination 4 Hole RCTV Bottom Termination 4 Hole RCTV Embedded Ethernet Interface Module ULP Port No Provision For Keylock Locking in all positions Secondary disconnect wiring for auxiliary contacts - Push-in Disconnected: 1 STD and 0 LL CD Contact STD Connected: 1 Std CE Contact Closing Coil XF Secondary disconnect wiring Shunt trip MX Spring charger motor MCH Wiring for ESM Module Cradle Rejection Kit - Standard Door Escutcheon included as Standard External voltage sensing OFF Push Button - Crank Interlock Standard Production test report | PUR | Cradle with backmold 3CKNNJDDDNNNNANANGBBNNNTNWNRCNNNNNNNNNNN 3 Pole Device Rated 5000 Amps Top Termination 4 Hole RCTV Bottom Termination 4 Hole RCTV Embedded Ethernet Interface Module ULP Port No Provision For Keylock Locking in all positions Secondary disconnect wiring for auxiliary contacts - Push-in Disconnected: 1 STD and 0 LL CD Contact STD Connected: 1 Std CE Contact Closing Coil XF Secondary disconnect wiring Shunt trip MX Spring charger motor MCH Wiring for ESM Module Cradle Rejection Kit - Standard Door Escutcheon included as Standard External voltage sensing OFF Push Button - Crank Interlock Standard Production test report | EA | EA |  | FALSE |  | P | FXG | 100
134657 | 4 | 1 | States | Champlin | Megan Swymeler | TRUE | 2026-07-09T00:00:00 | 2026-11-20T00:00:00 |  | 14 | 0 | 14 | 3282.66 | 154285.02 | 55316-3157 | USA | N30 | 44 | SCHNEIDER ELECTRIC USA INC. | 60673-1214 | CF20R63C | SWBD INTERIOR CU I-LINE SR 2000A | PUR | SWBD INTERIOR CU I-LINE SR 2000A | EA | EA |  | FALSE |  | P | FXG | 100
134657 | 4 | 2 | States | Champlin | Megan Swymeler | TRUE | 2026-07-09T00:00:00 | 2026-12-23T00:00:00 |  | 10 | 0 | 10 | 3282.66 | 154285.02 | 55316-3157 | USA | N30 | 44 | SCHNEIDER ELECTRIC USA INC. | 60673-1214 | CF20R63C | SWBD INTERIOR CU I-LINE SR 2000A | PUR | SWBD INTERIOR CU I-LINE SR 2000A | EA | EA |  | FALSE |  | P | FXG | 100
134657 | 4 | 3 | States | Champlin | Megan Swymeler | TRUE | 2026-07-09T00:00:00 | 2027-01-25T00:00:00 |  | 20 | 0 | 20 | 3282.66 | 154285.02 | 55316-3157 | USA | N30 | 44 | SCHNEIDER ELECTRIC USA INC. | 60673-1214 | CF20R63C | SWBD INTERIOR CU I-LINE SR 2000A | PUR | SWBD INTERIOR CU I-LINE SR 2000A | EA | EA |  | FALSE |  | P | FXG | 100
134657 | 4 | 4 | States | Champlin | Megan Swymeler | TRUE | 2026-07-09T00:00:00 | 2027-02-22T00:00:00 |  | 3 | 0 | 3 | 3282.66 | 154285.02 | 55316-3157 | USA | N30 | 44 | SCHNEIDER ELECTRIC USA INC. | 60673-1214 | CF20R63C | SWBD INTERIOR CU I-LINE SR 2000A | PUR | SWBD INTERIOR CU I-LINE SR 2000A | EA | EA |  | FALSE |  | P | FXG | 100
134657 | 5 | 1 | States | Champlin | Megan Swymeler | TRUE | 2026-07-09T00:00:00 | 2026-11-20T00:00:00 |  | 84 | 0 | 84 | 6899.62 | 1945692.84 | 55316-3157 | USA | N30 | 44 | SCHNEIDER ELECTRIC USA INC. | 60673-1214 | ECGJGGNANNNNNNNNNGBBNNNTWNARCNNNNCNNNNNA | Drawout Circuit Breaker ECGJGGNANNNNNNNNNGBBNNNTWNARCNNNNCNNNNNA Model No. MTZ2-20H 3-Pole UL489/ CSA C22.2 No.5 Rated UL489/ CSA C22.2 No.5 Rated Rated 2000 Amps, 100% Rated AIR - 100kA/100kA/85kA @ 240/480/600 Vac 1600 Amp Sensor Trip Unit Micrologic 6.0 Xi (LSIG) Trip Unit Energy Reduction Maintenance Settings Digital Module Installed Energy Reduction Maintenance Setting selected Trip Unit Wireless Communication has been removed Modbus Interface Module ULP Port Wiring 4 OF Contacts (standard) Spring Charging Motor - 24-30Vdc Shunt Trip - 24-30Vdc Closing Coil - 24-30Vdc Overcurrent Trip (SDE) contact standard Padlockable Push Button Cover No Locking Provision Provided with Padlock attachment Automatic Spring Discharged Interlock Standard External Voltage Sensing Wiring Production Test Report | PUR | Drawout Circuit Breaker ECGJGGNANNNNNNNNNGBBNNNTWNARCNNNNCNNNNNA Model No. MTZ2-20H 3-Pole UL489/ CSA C22.2 No.5 Rated UL489/ CSA C22.2 No.5 Rated Rated 2000 Amps, 100% Rated AIR - 100kA/100kA/85kA @ 240/480/600 Vac 1600 Amp Sensor Trip Unit Micrologic 6.0 Xi (LSIG) Trip Unit Energy Reduction Maintenance Settings Digital Module Installed Energy Reduction Maintenance Setting selected Trip Unit Wireless Communication has been removed Modbus Interface Module ULP Port Wiring 4 OF Contacts (standard) Spring Charging Motor - 24-30Vdc Shunt Trip - 24-30Vdc Closing Coil - 24-30Vdc Overcurrent Trip (SDE) contact standard Padlockable Push Button Cover No Locking Provision Provided with Padlock attachment Automatic Spring Discharged Interlock Standard External Voltage Sensing Wiring Production Test Report | EA | EA |  | FALSE |  | P | FXG | 100
134657 | 5 | 2 | States | Champlin | Megan Swymeler | TRUE | 2026-07-09T00:00:00 | 2026-12-23T00:00:00 |  | 60 | 0 | 60 | 6899.62 | 1945692.84 | 55316-3157 | USA | N30 | 44 | SCHNEIDER ELECTRIC USA INC. | 60673-1214 | ECGJGGNANNNNNNNNNGBBNNNTWNARCNNNNCNNNNNA | Drawout Circuit Breaker ECGJGGNANNNNNNNNNGBBNNNTWNARCNNNNCNNNNNA Model No. MTZ2-20H 3-Pole UL489/ CSA C22.2 No.5 Rated UL489/ CSA C22.2 No.5 Rated Rated 2000 Amps, 100% Rated AIR - 100kA/100kA/85kA @ 240/480/600 Vac 1600 Amp Sensor Trip Unit Micrologic 6.0 Xi (LSIG) Trip Unit Energy Reduction Maintenance Settings Digital Module Installed Energy Reduction Maintenance Setting selected Trip Unit Wireless Communication has been removed Modbus Interface Module ULP Port Wiring 4 OF Contacts (standard) Spring Charging Motor - 24-30Vdc Shunt Trip - 24-30Vdc Closing Coil - 24-30Vdc Overcurrent Trip (SDE) contact standard Padlockable Push Button Cover No Locking Provision Provided with Padlock attachment Automatic Spring Discharged Interlock Standard External Voltage Sensing Wiring Production Test Report | PUR | Drawout Circuit Breaker ECGJGGNANNNNNNNNNGBBNNNTWNARCNNNNCNNNNNA Model No. MTZ2-20H 3-Pole UL489/ CSA C22.2 No.5 Rated UL489/ CSA C22.2 No.5 Rated Rated 2000 Amps, 100% Rated AIR - 100kA/100kA/85kA @ 240/480/600 Vac 1600 Amp Sensor Trip Unit Micrologic 6.0 Xi (LSIG) Trip Unit Energy Reduction Maintenance Settings Digital Module Installed Energy Reduction Maintenance Setting selected Trip Unit Wireless Communication has been removed Modbus Interface Module ULP Port Wiring 4 OF Contacts (standard) Spring Charging Motor - 24-30Vdc Shunt Trip - 24-30Vdc Closing Coil - 24-30Vdc Overcurrent Trip (SDE) contact standard Padlockable Push Button Cover No Locking Provision Provided with Padlock attachment Automatic Spring Discharged Interlock Standard External Voltage Sensing Wiring Production Test Report | EA | EA |  | FALSE |  | P | FXG | 100
134657 | 5 | 3 | States | Champlin | Megan Swymeler | TRUE | 2026-07-09T00:00:00 | 2027-01-25T00:00:00 |  | 120 | 0 | 120 | 6899.62 | 1945692.84 | 55316-3157 | USA | N30 | 44 | SCHNEIDER ELECTRIC USA INC. | 60673-1214 | ECGJGGNANNNNNNNNNGBBNNNTWNARCNNNNCNNNNNA | Drawout Circuit Breaker ECGJGGNANNNNNNNNNGBBNNNTWNARCNNNNCNNNNNA Model No. MTZ2-20H 3-Pole UL489/ CSA C22.2 No.5 Rated UL489/ CSA C22.2 No.5 Rated Rated 2000 Amps, 100% Rated AIR - 100kA/100kA/85kA @ 240/480/600 Vac 1600 Amp Sensor Trip Unit Micrologic 6.0 Xi (LSIG) Trip Unit Energy Reduction Maintenance Settings Digital Module Installed Energy Reduction Maintenance Setting selected Trip Unit Wireless Communication has been removed Modbus Interface Module ULP Port Wiring 4 OF Contacts (standard) Spring Charging Motor - 24-30Vdc Shunt Trip - 24-30Vdc Closing Coil - 24-30Vdc Overcurrent Trip (SDE) contact standard Padlockable Push Button Cover No Locking Provision Provided with Padlock attachment Automatic Spring Discharged Interlock Standard External Voltage Sensing Wiring Production Test Report | PUR | Drawout Circuit Breaker ECGJGGNANNNNNNNNNGBBNNNTWNARCNNNNCNNNNNA Model No. MTZ2-20H 3-Pole UL489/ CSA C22.2 No.5 Rated UL489/ CSA C22.2 No.5 Rated Rated 2000 Amps, 100% Rated AIR - 100kA/100kA/85kA @ 240/480/600 Vac 1600 Amp Sensor Trip Unit Micrologic 6.0 Xi (LSIG) Trip Unit Energy Reduction Maintenance Settings Digital Module Installed Energy Reduction Maintenance Setting selected Trip Unit Wireless Communication has been removed Modbus Interface Module ULP Port Wiring 4 OF Contacts (standard) Spring Charging Motor - 24-30Vdc Shunt Trip - 24-30Vdc Closing Coil - 24-30Vdc Overcurrent Trip (SDE) contact standard Padlockable Push Button Cover No Locking Provision Provided with Padlock attachment Automatic Spring Discharged Interlock Standard External Voltage Sensing Wiring Production Test Report | EA | EA |  | FALSE |  | P | FXG | 100
134657 | 5 | 4 | States | Champlin | Megan Swymeler | TRUE | 2026-07-09T00:00:00 | 2027-02-22T00:00:00 |  | 18 | 0 | 18 | 6899.62 | 1945692.84 | 55316-3157 | USA | N30 | 44 | SCHNEIDER ELECTRIC USA INC. | 60673-1214 | ECGJGGNANNNNNNNNNGBBNNNTWNARCNNNNCNNNNNA | Drawout Circuit Breaker ECGJGGNANNNNNNNNNGBBNNNTWNARCNNNNCNNNNNA Model No. MTZ2-20H 3-Pole UL489/ CSA C22.2 No.5 Rated UL489/ CSA C22.2 No.5 Rated Rated 2000 Amps, 100% Rated AIR - 100kA/100kA/85kA @ 240/480/600 Vac 1600 Amp Sensor Trip Unit Micrologic 6.0 Xi (LSIG) Trip Unit Energy Reduction Maintenance Settings Digital Module Installed Energy Reduction Maintenance Setting selected Trip Unit Wireless Communication has been removed Modbus Interface Module ULP Port Wiring 4 OF Contacts (standard) Spring Charging Motor - 24-30Vdc Shunt Trip - 24-30Vdc Closing Coil - 24-30Vdc Overcurrent Trip (SDE) contact standard Padlockable Push Button Cover No Locking Provision Provided with Padlock attachment Automatic Spring Discharged Interlock Standard External Voltage Sensing Wiring Production Test Report | PUR | Drawout Circuit Breaker ECGJGGNANNNNNNNNNGBBNNNTWNARCNNNNCNNNNNA Model No. MTZ2-20H 3-Pole UL489/ CSA C22.2 No.5 Rated UL489/ CSA C22.2 No.5 Rated Rated 2000 Amps, 100% Rated AIR - 100kA/100kA/85kA @ 240/480/600 Vac 1600 Amp Sensor Trip Unit Micrologic 6.0 Xi (LSIG) Trip Unit Energy Reduction Maintenance Settings Digital Module Installed Energy Reduction Maintenance Setting selected Trip Unit Wireless Communication has been removed Modbus Interface Module ULP Port Wiring 4 OF Contacts (standard) Spring Charging Motor - 24-30Vdc Shunt Trip - 24-30Vdc Closing Coil - 24-30Vdc Overcurrent Trip (SDE) contact standard Padlockable Push Button Cover No Locking Provision Provided with Padlock attachment Automatic Spring Discharged Interlock Standard External Voltage Sensing Wiring Production Test Report | EA | EA |  | FALSE |  | P | FXG | 100
134657 | 6 | 1 | States | Champlin | Megan Swymeler | TRUE | 2026-07-09T00:00:00 | 2026-11-20T00:00:00 |  | 28 | 0 | 28 | 10199.28 | 958732.32 | 55316-3157 | USA | N30 | 44 | SCHNEIDER ELECTRIC USA INC. | 60673-1214 | ECOLGGNANNANNNNNNGBBNNNTMNARCNNNNCNNNNNA | Drawout Circuit Breaker ECOLGGNANNANNNNNNGBBNNNTMNARCNNNNCNNNNNA Model No. MTZ2-30H 3-Pole UL489/ CSA C22.2 No.5 Rated UL489/ CSA C22.2 No.5 Rated Rated 3000 Amps, 100% Rated AIR - 100kA/100kA/85kA @ 240/480/600 Vac 2500 Amp Sensor Trip Unit Micrologic 6.0 Xi (LSIG) Trip Unit Energy Reduction Maintenance Settings Digital Module Installed Energy Reduction Maintenance Setting selected Trip Unit Wireless Communication has been removed Ethernet Interface Module w/ Gateway ULP Port Wiring 4 OF Contacts (standard) + 4 Additional OF Contacts Spring Charging Motor - 24-30Vdc Shunt Trip - 24-30Vdc Closing Coil - 24-30Vdc Overcurrent Trip (SDE) contact standard Padlockable Push Button Cover Provision Only For Kirk - No locks supplied with Padlock attachment Automatic Spring Discharged Interlock Standard External Voltage Sensing Wiring Production Test Report | PUR | Drawout Circuit Breaker ECOLGGNANNANNNNNNGBBNNNTMNARCNNNNCNNNNNA Model No. MTZ2-30H 3-Pole UL489/ CSA C22.2 No.5 Rated UL489/ CSA C22.2 No.5 Rated Rated 3000 Amps, 100% Rated AIR - 100kA/100kA/85kA @ 240/480/600 Vac 2500 Amp Sensor Trip Unit Micrologic 6.0 Xi (LSIG) Trip Unit Energy Reduction Maintenance Settings Digital Module Installed Energy Reduction Maintenance Setting selected Trip Unit Wireless Communication has been removed Ethernet Interface Module w/ Gateway ULP Port Wiring 4 OF Contacts (standard) + 4 Additional OF Contacts Spring Charging Motor - 24-30Vdc Shunt Trip - 24-30Vdc Closing Coil - 24-30Vdc Overcurrent Trip (SDE) contact standard Padlockable Push Button Cover Provision Only For Kirk - No locks supplied with Padlock attachment Automatic Spring Discharged Interlock Standard External Voltage Sensing Wiring Production Test Report | EA | EA |  | FALSE |  | P | FXG | 100
134657 | 6 | 2 | States | Champlin | Megan Swymeler | TRUE | 2026-07-09T00:00:00 | 2026-12-23T00:00:00 |  | 20 | 0 | 20 | 10199.28 | 958732.32 | 55316-3157 | USA | N30 | 44 | SCHNEIDER ELECTRIC USA INC. | 60673-1214 | ECOLGGNANNANNNNNNGBBNNNTMNARCNNNNCNNNNNA | Drawout Circuit Breaker ECOLGGNANNANNNNNNGBBNNNTMNARCNNNNCNNNNNA Model No. MTZ2-30H 3-Pole UL489/ CSA C22.2 No.5 Rated UL489/ CSA C22.2 No.5 Rated Rated 3000 Amps, 100% Rated AIR - 100kA/100kA/85kA @ 240/480/600 Vac 2500 Amp Sensor Trip Unit Micrologic 6.0 Xi (LSIG) Trip Unit Energy Reduction Maintenance Settings Digital Module Installed Energy Reduction Maintenance Setting selected Trip Unit Wireless Communication has been removed Ethernet Interface Module w/ Gateway ULP Port Wiring 4 OF Contacts (standard) + 4 Additional OF Contacts Spring Charging Motor - 24-30Vdc Shunt Trip - 24-30Vdc Closing Coil - 24-30Vdc Overcurrent Trip (SDE) contact standard Padlockable Push Button Cover Provision Only For Kirk - No locks supplied with Padlock attachment Automatic Spring Discharged Interlock Standard External Voltage Sensing Wiring Production Test Report | PUR | Drawout Circuit Breaker ECOLGGNANNANNNNNNGBBNNNTMNARCNNNNCNNNNNA Model No. MTZ2-30H 3-Pole UL489/ CSA C22.2 No.5 Rated UL489/ CSA C22.2 No.5 Rated Rated 3000 Amps, 100% Rated AIR - 100kA/100kA/85kA @ 240/480/600 Vac 2500 Amp Sensor Trip Unit Micrologic 6.0 Xi (LSIG) Trip Unit Energy Reduction Maintenance Settings Digital Module Installed Energy Reduction Maintenance Setting selected Trip Unit Wireless Communication has been removed Ethernet Interface Module w/ Gateway ULP Port Wiring 4 OF Contacts (standard) + 4 Additional OF Contacts Spring Charging Motor - 24-30Vdc Shunt Trip - 24-30Vdc Closing Coil - 24-30Vdc Overcurrent Trip (SDE) contact standard Padlockable Push Button Cover Provision Only For Kirk - No locks supplied with Padlock attachment Automatic Spring Discharged Interlock Standard External Voltage Sensing Wiring Production Test Report | EA | EA |  | FALSE |  | P | FXG | 100
134657 | 6 | 3 | States | Champlin | Megan Swymeler | TRUE | 2026-07-09T00:00:00 | 2027-01-25T00:00:00 |  | 40 | 0 | 40 | 10199.28 | 958732.32 | 55316-3157 | USA | N30 | 44 | SCHNEIDER ELECTRIC USA INC. | 60673-1214 | ECOLGGNANNANNNNNNGBBNNNTMNARCNNNNCNNNNNA | Drawout Circuit Breaker ECOLGGNANNANNNNNNGBBNNNTMNARCNNNNCNNNNNA Model No. MTZ2-30H 3-Pole UL489/ CSA C22.2 No.5 Rated UL489/ CSA C22.2 No.5 Rated Rated 3000 Amps, 100% Rated AIR - 100kA/100kA/85kA @ 240/480/600 Vac 2500 Amp Sensor Trip Unit Micrologic 6.0 Xi (LSIG) Trip Unit Energy Reduction Maintenance Settings Digital Module Installed Energy Reduction Maintenance Setting selected Trip Unit Wireless Communication has been removed Ethernet Interface Module w/ Gateway ULP Port Wiring 4 OF Contacts (standard) + 4 Additional OF Contacts Spring Charging Motor - 24-30Vdc Shunt Trip - 24-30Vdc Closing Coil - 24-30Vdc Overcurrent Trip (SDE) contact standard Padlockable Push Button Cover Provision Only For Kirk - No locks supplied with Padlock attachment Automatic Spring Discharged Interlock Standard External Voltage Sensing Wiring Production Test Report | PUR | Drawout Circuit Breaker ECOLGGNANNANNNNNNGBBNNNTMNARCNNNNCNNNNNA Model No. MTZ2-30H 3-Pole UL489/ CSA C22.2 No.5 Rated UL489/ CSA C22.2 No.5 Rated Rated 3000 Amps, 100% Rated AIR - 100kA/100kA/85kA @ 240/480/600 Vac 2500 Amp Sensor Trip Unit Micrologic 6.0 Xi (LSIG) Trip Unit Energy Reduction Maintenance Settings Digital Module Installed Energy Reduction Maintenance Setting selected Trip Unit Wireless Communication has been removed Ethernet Interface Module w/ Gateway ULP Port Wiring 4 OF Contacts (standard) + 4 Additional OF Contacts Spring Charging Motor - 24-30Vdc Shunt Trip - 24-30Vdc Closing Coil - 24-30Vdc Overcurrent Trip (SDE) contact standard Padlockable Push Button Cover Provision Only For Kirk - No locks supplied with Padlock attachment Automatic Spring Discharged Interlock Standard External Voltage Sensing Wiring Production Test Report | EA | EA |  | FALSE |  | P | FXG | 100
134657 | 6 | 4 | States | Champlin | Megan Swymeler | TRUE | 2026-07-09T00:00:00 | 2027-02-22T00:00:00 |  | 6 | 0 | 6 | 10199.28 | 958732.32 | 55316-3157 | USA | N30 | 44 | SCHNEIDER ELECTRIC USA INC. | 60673-1214 | ECOLGGNANNANNNNNNGBBNNNTMNARCNNNNCNNNNNA | Drawout Circuit Breaker ECOLGGNANNANNNNNNGBBNNNTMNARCNNNNCNNNNNA Model No. MTZ2-30H 3-Pole UL489/ CSA C22.2 No.5 Rated UL489/ CSA C22.2 No.5 Rated Rated 3000 Amps, 100% Rated AIR - 100kA/100kA/85kA @ 240/480/600 Vac 2500 Amp Sensor Trip Unit Micrologic 6.0 Xi (LSIG) Trip Unit Energy Reduction Maintenance Settings Digital Module Installed Energy Reduction Maintenance Setting selected Trip Unit Wireless Communication has been removed Ethernet Interface Module w/ Gateway ULP Port Wiring 4 OF Contacts (standard) + 4 Additional OF Contacts Spring Charging Motor - 24-30Vdc Shunt Trip - 24-30Vdc Closing Coil - 24-30Vdc Overcurrent Trip (SDE) contact standard Padlockable Push Button Cover Provision Only For Kirk - No locks supplied with Padlock attachment Automatic Spring Discharged Interlock Standard External Voltage Sensing Wiring Production Test Report | PUR | Drawout Circuit Breaker ECOLGGNANNANNNNNNGBBNNNTMNARCNNNNCNNNNNA Model No. MTZ2-30H 3-Pole UL489/ CSA C22.2 No.5 Rated UL489/ CSA C22.2 No.5 Rated Rated 3000 Amps, 100% Rated AIR - 100kA/100kA/85kA @ 240/480/600 Vac 2500 Amp Sensor Trip Unit Micrologic 6.0 Xi (LSIG) Trip Unit Energy Reduction Maintenance Settings Digital Module Installed Energy Reduction Maintenance Setting selected Trip Unit Wireless Communication has been removed Ethernet Interface Module w/ Gateway ULP Port Wiring 4 OF Contacts (standard) + 4 Additional OF Contacts Spring Charging Motor - 24-30Vdc Shunt Trip - 24-30Vdc Closing Coil - 24-30Vdc Overcurrent Trip (SDE) contact standard Padlockable Push Button Cover Provision Only For Kirk - No locks supplied with Padlock attachment Automatic Spring Discharged Interlock Standard External Voltage Sensing Wiring Production Test Report | EA | EA |  | FALSE |  | P | FXG | 100
134657 | 7 | 1 | States | Champlin | Megan Swymeler | TRUE | 2026-07-09T00:00:00 | 2026-11-20T00:00:00 |  | 112 | 0 | 112 | 712.39 | 267858.64 | 55316-3157 | USA | N30 | 44 | SCHNEIDER ELECTRIC USA INC. | 60673-1214 | EMS59440 | Kit of 3 self-powered thermal sensor TH110 with velcro strap | PUR | Kit of 3 self-powered thermal sensor TH110 with velcro strap | EA | EA |  | FALSE |  | P | FXG | 100
134657 | 8 | 1 | States | Champlin | Megan Swymeler | TRUE | 2026-07-09T00:00:00 | 2026-11-20T00:00:00 |  | 28 | 0 | 28 | 16626.12 | 1562855.28 | 55316-3157 | USA | N30 | 44 | SCHNEIDER ELECTRIC USA INC. | 60673-1214 | FCKSGGNANNANNNNNNGBBNNNTWNARCNNNNCNNNNNA | Drawout Circuit Breaker FCKSGGNANNANNNNNNGBBNNNTWNARCNNNNCNNNNNA Model No. MTZ3-50H 3-Pole UL489/ CSA C22.2 No.5 Rated UL489/ CSA C22.2 No.5 Rated Rated 5000 Amps, 100% Rated AIR - 100kA/100kA/85kA @ 240/480/600 Vac 5000 Amp Sensor Trip Unit Micrologic 6.0 Xi (LSIG) Trip Unit Energy Reduction Maintenance Settings Digital Module Installed Energy Reduction Maintenance Setting selected Trip Unit Wireless Communication has been removed Embedded Ethernet Interface Module ULP Port Wiring 4 OF Contacts (standard) + 4 Additional OF Contacts Spring Charging Motor - 24-30Vdc Shunt Trip - 24-30Vdc Closing Coil - 24-30Vdc Overcurrent Trip (SDE) contact standard Padlockable Push Button Cover No Locking Provision Provided with Padlock attachment Automatic Spring Discharged Interlock Standard External Voltage Sensing Wiring Production Test Report | PUR | Drawout Circuit Breaker FCKSGGNANNANNNNNNGBBNNNTWNARCNNNNCNNNNNA Model No. MTZ3-50H 3-Pole UL489/ CSA C22.2 No.5 Rated UL489/ CSA C22.2 No.5 Rated Rated 5000 Amps, 100% Rated AIR - 100kA/100kA/85kA @ 240/480/600 Vac 5000 Amp Sensor Trip Unit Micrologic 6.0 Xi (LSIG) Trip Unit Energy Reduction Maintenance Settings Digital Module Installed Energy Reduction Maintenance Setting selected Trip Unit Wireless Communication has been removed Embedded Ethernet Interface Module ULP Port Wiring 4 OF Contacts (standard) + 4 Additional OF Contacts Spring Charging Motor - 24-30Vdc Shunt Trip - 24-30Vdc Closing Coil - 24-30Vdc Overcurrent Trip (SDE) contact standard Padlockable Push Button Cover No Locking Provision Provided with Padlock attachment Automatic Spring Discharged Interlock Standard External Voltage Sensing Wiring Production Test Report | EA | EA |  | FALSE |  | P | FXG | 100
134515 | 1 | 1 | States | Champlin | Megan Swymeler | TRUE | 2026-07-02T00:00:00 | 2026-07-16T00:00:00 | 2026-07-16T00:00:00 | 4 | 0 | 4 | 2.55 | 10.2 | 55316-3157 | USA | N30 | 44 | SCHNEIDER ELECTRIC USA INC. | 60673-1214 | XACA9412 | Harmony, round head for push button, spring return, black, booted | PUR | Harmony, round head for push button, spring return, black, booted | EA | EA |  | TRUE |  | P | FXG | 100
134515 | 3 | 1 | States | Champlin | Megan Swymeler | TRUE | 2026-07-02T00:00:00 | 2026-08-04T00:00:00 | 2026-08-04T00:00:00 | 4 | 0 | 4 | 1.3 | 5.2 | 55316-3157 | USA | N30 | 44 | SCHNEIDER ELECTRIC USA INC. | 60673-1214 | ZBY2326 | Legend holder, Harmony XB4, 30 x 40mm, plastic, 8 x 27mm legend, white marked POWER ON | PUR | Legend holder, Harmony XB4, 30 x 40mm, plastic, 8 x 27mm legend, white marked POWER ON | EA | EA |  | TRUE |  | P | FXG | 100
134255 | 7 | 1 | States | Champlin | Megan Swymeler | TRUE | 2026-06-22T00:00:00 | 2026-09-08T00:00:00 |  | 1 | 0 | 1 | 1946.25 | 1946.25 | 55316-3157 | USA | N30 | 44 | SCHNEIDER ELECTRIC USA INC. | 60673-1214 | PJL36080U31A | 800A-480V MCCB 3P 65KA LI | PUR | 800A-480V MCCB 3P 65KA LI | EA | EA |  | FALSE |  | P | FXG | 100
134255 | 6 | 1 | States | Champlin | Megan Swymeler | TRUE | 2026-06-22T00:00:00 | 2026-09-08T00:00:00 |  | 1 | 0 | 1 | 885.2 | 885.2 | 55316-3157 | USA | N30 | 44 | SCHNEIDER ELECTRIC USA INC. | 60673-1214 | LV848182SP | NEUTRAL/GROUND FAULT PROTECT MTZ3 40/63 | PUR | NEUTRAL/GROUND FAULT PROTECT MTZ3 40/63 | EA | EA |  | FALSE |  | P | FXG | 100
134255 | 5 | 1 | States | Champlin | Megan Swymeler | TRUE | 2026-06-22T00:00:00 | 2026-09-08T00:00:00 |  | 1 | 0 | 1 | 408.8 | 408.8 | 55316-3157 | USA | N30 | 44 | SCHNEIDER ELECTRIC USA INC. | 60673-1214 | LV834035SP | NEUTRAL CT 400/2000A SENSOR MTZ2 | PUR | NEUTRAL CT 400/2000A SENSOR MTZ2 | EA | EA |  | FALSE |  | P | FXG | 100
134255 | 2 | 1 | States | Champlin | Megan Swymeler | TRUE | 2026-06-22T00:00:00 | 2026-09-08T00:00:00 |  | 1 | 0 | 1 | 13871.62 | 13871.62 | 55316-3157 | USA | N30 | 44 | SCHNEIDER ELECTRIC USA INC. | 60673-1214 | FCJRGADADNNNNNNNNNNDNNNNWNNNENNNNCNNNNNN | 4000AT / 4000AF, 3P, 480V, UL489/CSA C22.2 85kAIC, MicroLogic 6.0, 100% Rated ACB Provided with the following STANDARD features: • MicroLogic 6.0 LSIG Protection • EMRS • Shunt Trip 100-130VAC • 4 AUX Contacts | PUR | 4000AT / 4000AF, 3P, 480V, UL489/CSA C22.2 85kAIC, MicroLogic 6.0, 100% Rated ACB Provided with the following STANDARD features: • MicroLogic 6.0 LSIG Protection • EMRS • Shunt Trip 100-130VAC • 4 AUX Contacts | EA | EA |  | FALSE |  | P | FXG | 100
134255 | 1 | 1 | States | Champlin | Megan Swymeler | TRUE | 2026-06-22T00:00:00 | 2026-09-08T00:00:00 |  | 1 | 0 | 1 | 4720.52 | 4720.52 | 55316-3157 | USA | N30 | 44 | SCHNEIDER ELECTRIC USA INC. | 60673-1214 | ECFJGABABNNNNNNNNNNDNNNNWNNNENNNNCNNNNNN | 16000AT / 1600AF, 3P, 480V, UL489/CSA C22.2 85kAIC, MicroLogic 6.0, 100% Rated ACB • MicroLogic 6.0 LSIG Protection • ERMS | PUR | 16000AT / 1600AF, 3P, 480V, UL489/CSA C22.2 85kAIC, MicroLogic 6.0, 100% Rated ACB • MicroLogic 6.0 LSIG Protection • ERMS | EA | EA |  | FALSE |  | P | FXG | 100
134386 | 30 | 1 | States | MGM TRANSFORMER | Megan Swymeler | TRUE | 2026-06-29T00:00:00 | 2026-12-23T00:00:00 |  | 39 | 0 | 39 | 21.45 | 836.55 | 92154 | USA | N30 | 44 | SCHNEIDER ELECTRIC USA INC. | 60673-1214 | TRV00880 | ULP terminator for use with ERMS switch | PUR | ULP terminator for use with ERMS switch | EA | 10pk |  | FALSE |  | P | FXG | 100
134386 | 29 | 1 | States | MGM TRANSFORMER | Megan Swymeler | TRUE | 2026-06-29T00:00:00 | 2026-12-23T00:00:00 |  | 70 | 0 | 70 | 3695.88 | 258711.6 | 92154 | USA | N30 | 44 | SCHNEIDER ELECTRIC USA INC. | 60673-1214 | PLP34120U64AE1ABYQ | Molded Case Circuit Breaker UL/CSA RatedPowerPact P FrameLugs "OFF" EndTerminal Nut Kit "ON" End1200 Amp Capacity3 Pole Device480 Vac Rated80% Rated - Standard ratedInterrupting Rating125kA @ 240Vac/100kA @ 480VacMicrologic Power Trip Unit - LSIGUL Rating Plug AModbus Communications2 Form C Auxiliary SwitchHandle padlock attachment - OFF position only | PUR | Molded Case Circuit Breaker UL/CSA RatedPowerPact P FrameLugs "OFF" EndTerminal Nut Kit "ON" End1200 Amp Capacity3 Pole Device480 Vac Rated80% Rated - Standard ratedInterrupting Rating125kA @ 240Vac/100kA @ 480VacMicrologic Power Trip Unit - LSIGUL Rating Plug AModbus Communications2 Form C Auxiliary SwitchHandle padlock attachment - OFF position only | EA | EA |  | FALSE |  | P | FXG | 100
134386 | 28 | 1 | States | MGM TRANSFORMER | Megan Swymeler | TRUE | 2026-06-29T00:00:00 | 2026-12-23T00:00:00 |  | 280 | 0 | 280 | 4983.6 | 1395408 | 92154 | USA | N30 | 44 | SCHNEIDER ELECTRIC USA INC. | 60673-1214 | PLP34120CU63AE1ABYQ | Molded Case Circuit Breaker UL/CSA Rated PowerPact P Frame Lugs ""OFF"" End Terminal Nut Kit ""ON"" End 1200 Amp Capacity 3 Pole Device 480 Vac Rated 100% Rated Interrupting Rating 125kA @ 240Vac/100kA @ 480Vac Micrologic Power Trip - LSI UL Rating Plug A Modbus Communications 2 Form C Auxiliary Switch Handle padlock attachment - OFF position only | PUR | Molded Case Circuit Breaker UL/CSA Rated PowerPact P Frame Lugs ""OFF"" End Terminal Nut Kit ""ON"" End 1200 Amp Capacity 3 Pole Device 480 Vac Rated 100% Rated Interrupting Rating 125kA @ 240Vac/100kA @ 480Vac Micrologic Power Trip - LSI UL Rating Plug A Modbus Communications 2 Form C Auxiliary Switch Handle padlock attachment - OFF position only | EA | EA |  | FALSE |  | P | FXG | 100
134386 | 27 | 1 | States | MGM TRANSFORMER | Megan Swymeler | TRUE | 2026-06-29T00:00:00 | 2026-12-23T00:00:00 |  | 12 | 0 | 12 | 3551.64 | 42619.68 | 92154 | USA | N30 | 44 | SCHNEIDER ELECTRIC USA INC. | 60673-1214 | PJP36120U64AE1ABYQ | Molded Case Circuit Breaker UL/CSA RatedPowerPact P FrameLugs "OFF" EndTerminal Nut Kit "ON" End1200 Amp Capacity3 Pole Device600 Vac Rated80% Rated - Standard ratedInterrupting Rating100kA @ 240Vac/65kA @ 480Vac/25kA @ 600VacMicrologic Power Trip Unit - LSIGUL Rating Plug AModbus Communications2 Form C Auxiliary SwitchHandle padlock attachment - OFF position only | PUR | Molded Case Circuit Breaker UL/CSA RatedPowerPact P FrameLugs "OFF" EndTerminal Nut Kit "ON" End1200 Amp Capacity3 Pole Device600 Vac Rated80% Rated - Standard ratedInterrupting Rating100kA @ 240Vac/65kA @ 480Vac/25kA @ 600VacMicrologic Power Trip Unit - LSIGUL Rating Plug AModbus Communications2 Form C Auxiliary SwitchHandle padlock attachment - OFF position only | EA | EA |  | FALSE |  | P | FXG | 100
134386 | 26 | 1 | States | MGM TRANSFORMER | Megan Swymeler | TRUE | 2026-06-29T00:00:00 | 2026-12-23T00:00:00 |  | 6 | 0 | 6 | 4832.04 | 28992.24 | 92154 | USA | N30 | 44 | SCHNEIDER ELECTRIC USA INC. | 60673-1214 | PJP36120CU64AE1ABYQ | Molded Case Circuit Breaker UL/CSA RatedPowerPact P FrameLugs "OFF" EndTerminal Nut Kit "ON" End1200 Amp Capacity3 Pole Device600 Vac Rated100% RatedInterrupting Rating100kA @ 240Vac/65kA @ 480Vac/25kA @ 600VacMicrologic Power Trip Unit - LSIGUL Rating Plug AModbus Communications2 Form C Auxiliary SwitchHandle padlock attachment - OFF position only | PUR | Molded Case Circuit Breaker UL/CSA RatedPowerPact P FrameLugs "OFF" EndTerminal Nut Kit "ON" End1200 Amp Capacity3 Pole Device600 Vac Rated100% RatedInterrupting Rating100kA @ 240Vac/65kA @ 480Vac/25kA @ 600VacMicrologic Power Trip Unit - LSIGUL Rating Plug AModbus Communications2 Form C Auxiliary SwitchHandle padlock attachment - OFF position only | EA | EA |  | FALSE |  | P | FXG | 100
134386 | 25 | 1 | States | MGM TRANSFORMER | Megan Swymeler | TRUE | 2026-06-29T00:00:00 | 2026-12-23T00:00:00 |  | 6 | 0 | 6 | 4800 | 28800 | 92154 | USA | N30 | 44 | SCHNEIDER ELECTRIC USA INC. | 60673-1214 | PJP36120CU63AE1ABSAYQ | Molded Case Circuit Breaker UL/CSA RatedPowerPact P FrameLugs "OFF" EndTerminal Nut Kit "ON" End1200 Amp Capacity3 Pole Device600 Vac Rated100% RatedInterrupting Rating100kA @ 240Vac/65kA @ 480Vac/25kA @ 600VacMicrologic Power Trip - LSIUL Rating Plug AModbus Communications2 Form C Auxiliary SwitchShunt Trip 110-130Vac/125VdcHandle padlock attachment - OFF position only | PUR | Molded Case Circuit Breaker UL/CSA RatedPowerPact P FrameLugs "OFF" EndTerminal Nut Kit "ON" End1200 Amp Capacity3 Pole Device600 Vac Rated100% RatedInterrupting Rating100kA @ 240Vac/65kA @ 480Vac/25kA @ 600VacMicrologic Power Trip - LSIUL Rating Plug AModbus Communications2 Form C Auxiliary SwitchShunt Trip 110-130Vac/125VdcHandle padlock attachment - OFF position only | EA | EA |  | FALSE |  | P | FXG | 100
134386 | 24 | 1 | States | MGM TRANSFORMER | Megan Swymeler | TRUE | 2026-06-29T00:00:00 | 2026-12-23T00:00:00 |  | 6 | 0 | 6 | 4447.08 | 26682.48 | 92154 | USA | N30 | 44 | SCHNEIDER ELECTRIC USA INC. | 60673-1214 | PJP36100CU43AE1ABJA | Molded Case Circuit Breaker UL/CSA RatedPowerPact P FrameLugs "OFF" EndTerminal Nut Kit "ON" End1000 Amp Capacity3 Pole Device600 Vac Rated100% RatedInterrupting Rating100kA @ 240Vac/65kA @ 480Vac/25kA @ 600VacMicrologic Ammeter Trip Unit - LSIUL Rating Plug AKeylock options:Provision onlyProvision for Kirk or Schneider ElectricKeyingVertical MountModbus Communications2 Form C Auxiliary Switch | PUR | Molded Case Circuit Breaker UL/CSA RatedPowerPact P FrameLugs "OFF" EndTerminal Nut Kit "ON" End1000 Amp Capacity3 Pole Device600 Vac Rated100% RatedInterrupting Rating100kA @ 240Vac/65kA @ 480Vac/25kA @ 600VacMicrologic Ammeter Trip Unit - LSIUL Rating Plug AKeylock options:Provision onlyProvision for Kirk or Schneider ElectricKeyingVertical MountModbus Communications2 Form C Auxiliary Switch | EA | EA |  | FALSE |  | P | FXG | 100
134386 | 23 | 1 | States | MGM TRANSFORMER | Megan Swymeler | TRUE | 2026-06-29T00:00:00 | 2026-12-23T00:00:00 |  | 6 | 0 | 6 | 3400.08 | 20400.48 | 92154 | USA | N30 | 44 | SCHNEIDER ELECTRIC USA INC. | 60673-1214 | PJP36080CU43AE1ABSAYQ | Molded Case Circuit Breaker UL/CSA RatedPowerPact P FrameLugs "OFF" EndTerminal Nut Kit "ON" End3 Pole Device600 Vac Rated800 Amp Capacity100% RatedInterrupting Rating100kA @ 240Vac/65kA @ 480Vac/25kA @ 600VacMicrologic Ammeter Trip Unit - LSIUL Rating Plug AModbus Communications2 Form C Auxiliary SwitchShunt Trip 110-130Vac/125VdcHandle padlock attachment - OFF position only | PUR | Molded Case Circuit Breaker UL/CSA RatedPowerPact P FrameLugs "OFF" EndTerminal Nut Kit "ON" End3 Pole Device600 Vac Rated800 Amp Capacity100% RatedInterrupting Rating100kA @ 240Vac/65kA @ 480Vac/25kA @ 600VacMicrologic Ammeter Trip Unit - LSIUL Rating Plug AModbus Communications2 Form C Auxiliary SwitchShunt Trip 110-130Vac/125VdcHandle padlock attachment - OFF position only | EA | EA |  | FALSE |  | P | FXG | 100
134386 | 22 | 1 | States | MGM TRANSFORMER | Megan Swymeler | TRUE | 2026-06-29T00:00:00 | 2026-12-23T00:00:00 |  | 6 | 0 | 6 | 3333.6 | 20001.6 | 92154 | USA | N30 | 44 | SCHNEIDER ELECTRIC USA INC. | 60673-1214 | PJP36080CU43AE1ABJA | Molded Case Circuit Breaker UL/CSA RatedPowerPact P FrameLugs "OFF" EndTerminal Nut Kit "ON" End3 Pole Device600 Vac Rated800 Amp Capacity100% RatedInterrupting Rating100kA @ 240Vac/65kA @ 480Vac/25kA @ 600VacMicrologic Ammeter Trip Unit - LSIUL Rating Plug AKeylock options:Provision onlyProvision for Kirk or Schneider ElectricKeyingVertical MountModbus Communications2 Form C Auxiliary Switch | PUR | Molded Case Circuit Breaker UL/CSA RatedPowerPact P FrameLugs "OFF" EndTerminal Nut Kit "ON" End3 Pole Device600 Vac Rated800 Amp Capacity100% RatedInterrupting Rating100kA @ 240Vac/65kA @ 480Vac/25kA @ 600VacMicrologic Ammeter Trip Unit - LSIUL Rating Plug AKeylock options:Provision onlyProvision for Kirk or Schneider ElectricKeyingVertical MountModbus Communications2 Form C Auxiliary Switch | EA | EA |  | FALSE |  | P | FXG | 100
134386 | 21 | 1 | States | MGM TRANSFORMER | Megan Swymeler | TRUE | 2026-06-29T00:00:00 | 2026-12-23T00:00:00 |  | 2 | 0 | 2 | 3096.12 | 6192.24 | 92154 | USA | N30 | 44 | SCHNEIDER ELECTRIC USA INC. | 60673-1214 | PJP36060CU43AABYQ | Molded Case Circuit Breaker UL/CSA RatedPowerPact P FrameLugs "OFF" EndTerminal Nut Kit "ON" End3 Pole Device600 Amp Capacity600 Vac Rated100% RatedInterrupting Rating100kA @ 240Vac/65kA @ 480Vac/25kA @ 600VacMicrologic Ammeter Trip Unit - LSIUL Rating Plug A2 Form C Auxiliary SwitchHandle padlock attachment - OFF position only | PUR | Molded Case Circuit Breaker UL/CSA RatedPowerPact P FrameLugs "OFF" EndTerminal Nut Kit "ON" End3 Pole Device600 Amp Capacity600 Vac Rated100% RatedInterrupting Rating100kA @ 240Vac/65kA @ 480Vac/25kA @ 600VacMicrologic Ammeter Trip Unit - LSIUL Rating Plug A2 Form C Auxiliary SwitchHandle padlock attachment - OFF position only | EA | EA |  | FALSE |  | P | FXG | 100
134386 | 20 | 1 | States | MGM TRANSFORMER | Megan Swymeler | TRUE | 2026-06-29T00:00:00 | 2026-12-23T00:00:00 |  | 374 | 0 | 374 | 59.4 | 22215.6 | 92154 | USA | N30 | 44 | SCHNEIDER ELECTRIC USA INC. | 60673-1214 | LV434196 | "Designation : Feeder Trip Unit to IO Product Details: LV434196-CIRCUIT BREAKER ULP CORD L-1.3M (4.27FT)" | PUR | "Designation : Feeder Trip Unit to IO Product Details: LV434196-CIRCUIT BREAKER ULP CORD L-1.3M (4.27FT)" | EA | EA |  | FALSE |  | P | FXG | 100
134386 | 19 | 1 | States | MGM TRANSFORMER | Megan Swymeler | TRUE | 2026-06-29T00:00:00 | 2026-12-23T00:00:00 |  | 374 | 0 | 374 | 247.5 | 92565 | 92154 | USA | N30 | 44 | SCHNEIDER ELECTRIC USA INC. | 60673-1214 | LV434063 | I/O (input/output) application module, Enerlin'X | PUR | I/O (input/output) application module, Enerlin'X | EA | EA |  | FALSE |  | P | FXG | 100
134386 | 18 | 1 | States | MGM TRANSFORMER | Megan Swymeler | TRUE | 2026-06-29T00:00:00 | 2026-12-23T00:00:00 |  | 70 | 0 | 70 | 1925.88 | 134811.6 | 92154 | USA | N30 | 44 | SCHNEIDER ELECTRIC USA INC. | 60673-1214 | LLP36600U44XABYQ | Molded Case Circuit Breaker UL/CSA RatedPowerPact L FrameLugs "OFF" EndTerminal Nut Kit "ON" End3 Pole Device600 Amp Capacity600 Vac Rated80% Rated - Standard ratedInterrupting Rating125kA @ 240Vac/100kA @ 480Vac/50kA @ 600VacMicrologic Ammeter Trip Unit - LSIG2 Form C Auxiliary SwitchHandle padlock attachment - OFF position only | PUR | Molded Case Circuit Breaker UL/CSA RatedPowerPact L FrameLugs "OFF" EndTerminal Nut Kit "ON" End3 Pole Device600 Amp Capacity600 Vac Rated80% Rated - Standard ratedInterrupting Rating125kA @ 240Vac/100kA @ 480Vac/50kA @ 600VacMicrologic Ammeter Trip Unit - LSIG2 Form C Auxiliary SwitchHandle padlock attachment - OFF position only | EA | EA |  | FALSE |  | P | FXG | 100
134386 | 17 | 1 | States | MGM TRANSFORMER | Megan Swymeler | TRUE | 2026-06-29T00:00:00 | 2026-12-23T00:00:00 |  | 70 | 0 | 70 | 1456.2 | 101934 | 92154 | USA | N30 | 44 | SCHNEIDER ELECTRIC USA INC. | 60673-1214 | LLP36400U43XABYQ | Molded Case Circuit Breaker UL/CSA RatedPowerPact L FrameLugs "OFF" EndTerminal Nut Kit "ON" End3 Pole Device400 Amp Capacity600 Vac Rated80% Rated - Standard ratedInterrupting Rating125kA @ 240Vac/100kA @ 480Vac/50kA @ 600VacMicrologic Ammeter Trip Unit - LSI2 Form C Auxiliary SwitchHandle padlock attachment - OFF position only | PUR | Molded Case Circuit Breaker UL/CSA RatedPowerPact L FrameLugs "OFF" EndTerminal Nut Kit "ON" End3 Pole Device400 Amp Capacity600 Vac Rated80% Rated - Standard ratedInterrupting Rating125kA @ 240Vac/100kA @ 480Vac/50kA @ 600VacMicrologic Ammeter Trip Unit - LSI2 Form C Auxiliary SwitchHandle padlock attachment - OFF position only | EA | EA |  | FALSE |  | P | FXG | 100
134386 | 16 | 1 | States | MGM TRANSFORMER | Megan Swymeler | TRUE | 2026-06-29T00:00:00 | 2026-12-23T00:00:00 |  | 6 | 0 | 6 | 1770.36 | 10622.16 | 92154 | USA | N30 | 44 | SCHNEIDER ELECTRIC USA INC. | 60673-1214 | LJP36600U44XABYQ | LJP36600U44XABYQ-Molded Case Circuit BreakerLJP36600U44XABYQUL/CSA RatedPowerPact L FrameLugs "OFF" EndTerminal Nut Kit "ON" End3 Pole Device600 Amp Capacity600 Vac Rated80% Rated - Standard ratedInterrupting Rating100kA @ 240Vac/65kA @ 480Vac/25kA @ 600VacMicrologic Ammeter Trip Unit - LSIG2 Form C Auxiliary SwitchHandle padlock attachment - OFF position onlyRevision - 5/20/2026 - (P20260306/S20260306)Source -Selector | PUR | LJP36600U44XABYQ-Molded Case Circuit BreakerLJP36600U44XABYQUL/CSA RatedPowerPact L FrameLugs "OFF" EndTerminal Nut Kit "ON" End3 Pole Device600 Amp Capacity600 Vac Rated80% Rated - Standard ratedInterrupting Rating100kA @ 240Vac/65kA @ 480Vac/25kA @ 600VacMicrologic Ammeter Trip Unit - LSIG2 Form C Auxiliary SwitchHandle padlock attachment - OFF position onlyRevision - 5/20/2026 - (P20260306/S20260306)Source -Selector | EA | EA |  | FALSE |  | P | FXG | 100
134386 | 15 | 1 | States | MGM TRANSFORMER | Megan Swymeler | TRUE | 2026-06-29T00:00:00 | 2026-12-23T00:00:00 |  | 18 | 0 | 18 | 1283.4 | 23101.2 | 92154 | USA | N30 | 44 | SCHNEIDER ELECTRIC USA INC. | 60673-1214 | LJP36400U43XABYQ | LJP36400U43XABYQ-Molded Case Circuit BreakerLJP36400U43XABYQUL/CSA RatedPowerPact L FrameLugs "OFF" EndTerminal Nut Kit "ON" End3 Pole Device400 Amp Capacity600 Vac Rated80% Rated - Standard ratedInterrupting Rating100kA @ 240Vac/65kA @ 480Vac/25kA @ 600VacMicrologic Ammeter Trip Unit - LSI2 Form C Auxiliary SwitchHandle padlock attachment - OFF position onlyRevision - 5/22/2026 - (P20260306/S20260306)Source -Selector | PUR | LJP36400U43XABYQ-Molded Case Circuit BreakerLJP36400U43XABYQUL/CSA RatedPowerPact L FrameLugs "OFF" EndTerminal Nut Kit "ON" End3 Pole Device400 Amp Capacity600 Vac Rated80% Rated - Standard ratedInterrupting Rating100kA @ 240Vac/65kA @ 480Vac/25kA @ 600VacMicrologic Ammeter Trip Unit - LSI2 Form C Auxiliary SwitchHandle padlock attachment - OFF position onlyRevision - 5/22/2026 - (P20260306/S20260306)Source -Selector | EA | EA |  | FALSE |  | P | FXG | 100
134386 | 14 | 1 | States | MGM TRANSFORMER | Megan Swymeler | TRUE | 2026-06-29T00:00:00 | 2026-12-23T00:00:00 |  | 8 | 0 | 8 | 1456.32 | 11650.56 | 92154 | USA | N30 | 44 | SCHNEIDER ELECTRIC USA INC. | 60673-1214 | LJP36400CU43XABYQ | Molded Case Circuit Breaker UL/CSA RatedPowerPact L FrameLugs "OFF" EndTerminal Nut Kit "ON" End3 Pole Device400 Amp Capacity600 Vac Rated100% RatedInterrupting Rating100kA @ 240Vac/65kA @ 480Vac/25kA @ 600VacMicrologic Ammeter Trip Unit - LSI2 Form C Auxiliary SwitchHandle padlock attachment - OFF position only | PUR | Molded Case Circuit Breaker UL/CSA RatedPowerPact L FrameLugs "OFF" EndTerminal Nut Kit "ON" End3 Pole Device400 Amp Capacity600 Vac Rated100% RatedInterrupting Rating100kA @ 240Vac/65kA @ 480Vac/25kA @ 600VacMicrologic Ammeter Trip Unit - LSI2 Form C Auxiliary SwitchHandle padlock attachment - OFF position only | EA | EA |  | FALSE |  | P | FXG | 100
134386 | 13 | 1 | States | MGM TRANSFORMER | Megan Swymeler | TRUE | 2026-06-29T00:00:00 | 2026-12-23T00:00:00 |  | 70 | 0 | 70 | 10591.05 | 741373.5 | 92154 | USA | N30 | 44 | SCHNEIDER ELECTRIC USA INC. | 60673-1214 | LGJRGAXAXNANNNNNNNNNNNNTWNANENNNNCNNNNNA | Square D Masterpact MTZ Unit Mount Circuit Breaker Model No. MTZ2-40H3 3-Pole ANSI C37/UL1066/CSA C22.2 No.268 Rated Rated 4000 Amps, 100% Rated AIR - 100kA/100kA/85kA @ 254/508/635 Vac Top Termination RCOV Bottom Termination RCOV 4000 Amp Sensor Trip Unit Micrologic 6.0 Xi (LSIG) Trip Unit Energy Reduction Maintenance Settings Digital Module Installed Energy Reduction Maintenance Setting selected Trip Unit Wireless Communication has been removed ULP Port 4 OF Contacts (standard) + 4 Additional OF Contacts Overcurrent Trip (SDE) contact standard Padlockable Push Button Cover No Locking Provision Provided with Padlock attachment Production Test Report Door Escutcheon included as Standard | PUR | Square D Masterpact MTZ Unit Mount Circuit Breaker Model No. MTZ2-40H3 3-Pole ANSI C37/UL1066/CSA C22.2 No.268 Rated Rated 4000 Amps, 100% Rated AIR - 100kA/100kA/85kA @ 254/508/635 Vac Top Termination RCOV Bottom Termination RCOV 4000 Amp Sensor Trip Unit Micrologic 6.0 Xi (LSIG) Trip Unit Energy Reduction Maintenance Settings Digital Module Installed Energy Reduction Maintenance Setting selected Trip Unit Wireless Communication has been removed ULP Port 4 OF Contacts (standard) + 4 Additional OF Contacts Overcurrent Trip (SDE) contact standard Padlockable Push Button Cover No Locking Provision Provided with Padlock attachment Production Test Report Door Escutcheon included as Standard | EA | EA |  | FALSE |  | P | FXG | 100
134386 | 12 | 1 | States | MGM TRANSFORMER | Megan Swymeler | TRUE | 2026-06-29T00:00:00 | 2026-12-23T00:00:00 |  | 70 | 0 | 70 | 10660.09 | 746206.3 | 92154 | USA | N30 | 44 | SCHNEIDER ELECTRIC USA INC. | 60673-1214 | LGJRGAXAXNANNNNNNNNDNNNTWNANENNNNCNNNNNA | Square D Masterpact MTZ Unit Mount Circuit BreakerModel No. MTZ2-40H3 3-Pole ANSIC37/UL1066/CSA C22.2 No.268 RatedRated 4000 Amps, 100% RatedAIR - 100kA/100kA/85kA @ 254/508/635 VacTop Termination RCOVBottom Termination RCOV4000 Amp SensorTrip UnitMicrologic 6.0 Xi (LSIG) Trip UnitEnergy Reduction Maintenance SettingsDigital Module InstalledEnergy Reduction Maintenance Setting selectedTrip Unit Wireless Communication has been removedULP Port4 OF Contacts (standard) + 4 Additional OF ContactsShunt Trip - 100-130VacOvercurrent Trip (SDE) contact standardPadlockable Push Button CoverNo Locking Provision Provided with Padlock attachmentProduction Test ReportDoor Escutcheon included as Standard | PUR | Square D Masterpact MTZ Unit Mount Circuit BreakerModel No. MTZ2-40H3 3-Pole ANSIC37/UL1066/CSA C22.2 No.268 RatedRated 4000 Amps, 100% RatedAIR - 100kA/100kA/85kA @ 254/508/635 VacTop Termination RCOVBottom Termination RCOV4000 Amp SensorTrip UnitMicrologic 6.0 Xi (LSIG) Trip UnitEnergy Reduction Maintenance SettingsDigital Module InstalledEnergy Reduction Maintenance Setting selectedTrip Unit Wireless Communication has been removedULP Port4 OF Contacts (standard) + 4 Additional OF ContactsShunt Trip - 100-130VacOvercurrent Trip (SDE) contact standardPadlockable Push Button CoverNo Locking Provision Provided with Padlock attachmentProduction Test ReportDoor Escutcheon included as Standard | EA | EA |  | FALSE |  | P | FXG | 100
134386 | 11 | 1 | States | MGM TRANSFORMER | Megan Swymeler | TRUE | 2026-06-29T00:00:00 | 2026-12-23T00:00:00 |  | 70 | 0 | 70 | 8819.55 | 617368.5 | 92154 | USA | N30 | 44 | SCHNEIDER ELECTRIC USA INC. | 60673-1214 | LGIPGAXAXNANNNNNNNNNNNNTWNANENNNNCNNNNNA | Square D Masterpact MTZ Unit Mount Circuit BreakerModel No. MTZ2-32H3 3-Pole ANSIC37/UL1066/CSA C22.2 No.268 RatedRated 3200 Amps, 100% RatedAIR - 100kA/100kA/85kA @ 254/508/635 VacTop Termination RCOVBottom Termination RCOV3200 Amp SensorTrip UnitMicrologic 6.0 Xi (LSIG) Trip UnitEnergy Reduction Maintenance SettingsDigital Module InstalledEnergy Reduction Maintenance Setting selectedTrip Unit Wireless Communication has been removedULP Port4 OF Contacts (standard) + 4 Additional OF ContactsOvercurrent Trip (SDE) contact standardPadlockable Push Button CoverNo Locking Provision Providedwith Padlock attachmentProduction Test ReportDoor Escutcheon included as Standard | PUR | Square D Masterpact MTZ Unit Mount Circuit BreakerModel No. MTZ2-32H3 3-Pole ANSIC37/UL1066/CSA C22.2 No.268 RatedRated 3200 Amps, 100% RatedAIR - 100kA/100kA/85kA @ 254/508/635 VacTop Termination RCOVBottom Termination RCOV3200 Amp SensorTrip UnitMicrologic 6.0 Xi (LSIG) Trip UnitEnergy Reduction Maintenance SettingsDigital Module InstalledEnergy Reduction Maintenance Setting selectedTrip Unit Wireless Communication has been removedULP Port4 OF Contacts (standard) + 4 Additional OF ContactsOvercurrent Trip (SDE) contact standardPadlockable Push Button CoverNo Locking Provision Providedwith Padlock attachmentProduction Test ReportDoor Escutcheon included as Standard | EA | EA |  | FALSE |  | P | FXG | 100
134386 | 10 | 1 | States | MGM TRANSFORMER | Megan Swymeler | TRUE | 2026-06-29T00:00:00 | 2026-12-23T00:00:00 |  | 140 | 0 | 140 | 8913.52 | 1247892.8 | 92154 | USA | N30 | 44 | SCHNEIDER ELECTRIC USA INC. | 60673-1214 | LGIPGAXAXNANNNNNNNNNNNNTMNANENNNNCNNNNNA | Square D Masterpact MTZ Unit Mount Circuit BreakerModel No. MTZ2-32H3 3-Pole ANSIC37/UL1066/CSA C22.2 No.268 RatedRated 3200 Amps, 100% RatedAIR - 100kA/100kA/85kA @ 254/508/635 VacTop Termination RCOVBottom Termination RCOV3200 Amp SensorTrip UnitMicrologic 6.0 Xi (LSIG) Trip UnitEnergy Reduction Maintenance SettingsDigital Module InstalledEnergy Reduction Maintenance Setting selectedTrip Unit Wireless Communication has been removedULP Port4 OF Contacts (standard) + 4 Additional OF ContactsOvercurrent Trip (SDE) contact standardPadlockable Push Button CoverProvision Only For Kirk - No locks supplied with Padlock attachmentProduction Test ReportDoor Escutcheon included as Standard | PUR | Square D Masterpact MTZ Unit Mount Circuit BreakerModel No. MTZ2-32H3 3-Pole ANSIC37/UL1066/CSA C22.2 No.268 RatedRated 3200 Amps, 100% RatedAIR - 100kA/100kA/85kA @ 254/508/635 VacTop Termination RCOVBottom Termination RCOV3200 Amp SensorTrip UnitMicrologic 6.0 Xi (LSIG) Trip UnitEnergy Reduction Maintenance SettingsDigital Module InstalledEnergy Reduction Maintenance Setting selectedTrip Unit Wireless Communication has been removedULP Port4 OF Contacts (standard) + 4 Additional OF ContactsOvercurrent Trip (SDE) contact standardPadlockable Push Button CoverProvision Only For Kirk - No locks supplied with Padlock attachmentProduction Test ReportDoor Escutcheon included as Standard | EA | EA |  | FALSE |  | P | FXG | 100
134386 | 9 | 1 | States | MGM TRANSFORMER | Megan Swymeler | TRUE | 2026-06-29T00:00:00 | 2026-12-23T00:00:00 |  | 6 | 0 | 6 | 9517.76 | 57106.56 | 92154 | USA | N30 | 44 | SCHNEIDER ELECTRIC USA INC. | 60673-1214 | LAJRGAXAXNANNNNNNNNNNNNTWNANENNNNCNNNNNA | Square D Masterpact MTZ Unit Mount Circuit BreakerModel No. MTZ2-40H1 3-Pole ANSIC37/UL1066/CSA C22.2 No.268 RatedRated 4000 Amps, 100% RatedAIR - 65kA/65kA/65kA @ 254/508/635 VacTop Termination RCOVBottom Termination RCOV4000 Amp SensorTrip UnitMicrologic 6.0 Xi (LSIG) Trip UnitEnergy Reduction Maintenance SettingsDigital Module InstalledEnergy Reduction Maintenance Setting selectedTrip Unit Wireless Communication has been removedULP Port4 OF Contacts (standard) + 4 Additional OF ContactsOvercurrent Trip (SDE) contact standardPadlockable Push Button CoverNo Locking Provision Provided with Padlock attachmentProduction Test ReportDoor Escutcheon included as Standard | PUR | Square D Masterpact MTZ Unit Mount Circuit BreakerModel No. MTZ2-40H1 3-Pole ANSIC37/UL1066/CSA C22.2 No.268 RatedRated 4000 Amps, 100% RatedAIR - 65kA/65kA/65kA @ 254/508/635 VacTop Termination RCOVBottom Termination RCOV4000 Amp SensorTrip UnitMicrologic 6.0 Xi (LSIG) Trip UnitEnergy Reduction Maintenance SettingsDigital Module InstalledEnergy Reduction Maintenance Setting selectedTrip Unit Wireless Communication has been removedULP Port4 OF Contacts (standard) + 4 Additional OF ContactsOvercurrent Trip (SDE) contact standardPadlockable Push Button CoverNo Locking Provision Provided with Padlock attachmentProduction Test ReportDoor Escutcheon included as Standard | EA | EA |  | FALSE |  | P | FXG | 100
134386 | 8 | 1 | States | MGM TRANSFORMER | Megan Swymeler | TRUE | 2026-06-29T00:00:00 | 2026-12-23T00:00:00 |  | 164 | 0 | 164 | 1249.65 | 204942.6 | 92154 | USA | N30 | 44 | SCHNEIDER ELECTRIC USA INC. | 60673-1214 | IMB43F | SPD Type 2 IMB 300KA 480Y 277V 3P4W (480Y/277V series also applies to the following voltages 380Y/220V, 400Y/230V and 415Y/240V) ( Can be used on 3-wire grounded Wye systems without neutral. Jumper the neutral and ground lugs using 10AWG wire) | PUR | SPD Type 2 IMB 300KA 480Y 277V 3P4W (480Y/277V series also applies to the following voltages 380Y/220V, 400Y/230V and 415Y/240V) ( Can be used on 3-wire grounded Wye systems without neutral. Jumper the neutral and ground lugs using 10AWG wire) | EA | EA |  | FALSE |  | P | FXG | 100
134386 | 7 | 1 | States | MGM TRANSFORMER | Megan Swymeler | TRUE | 2026-06-29T00:00:00 | 2026-12-23T00:00:00 |  | 50 | 0 | 50 | 751.63 | 37581.5 | 92154 | USA | N30 | 44 | SCHNEIDER ELECTRIC USA INC. | 60673-1214 | HJP36150U43XABYQ | HJP36150U43XABYQ-Molded Case Circuit BreakerHJP36150U43XABYQUL/CSA RatedPowerPact H FrameLugs "OFF" EndTerminal Nut Kit "ON" End150 Amp Capacity3 Pole Device600 Vac Rated80% Rated - Standard ratedInterrupting Rating100kA @ 240Vac/65kA @ 480Vac/25kA @ 600VacMicrologic Ammeter Trip Unit - LSI2 Form C Auxiliary SwitchHandle padlock attachment - OFF position onlyRevision - 5/20/2026 - (P20260306/S20260306)Source -Selector | PUR | HJP36150U43XABYQ-Molded Case Circuit BreakerHJP36150U43XABYQUL/CSA RatedPowerPact H FrameLugs "OFF" EndTerminal Nut Kit "ON" End150 Amp Capacity3 Pole Device600 Vac Rated80% Rated - Standard ratedInterrupting Rating100kA @ 240Vac/65kA @ 480Vac/25kA @ 600VacMicrologic Ammeter Trip Unit - LSI2 Form C Auxiliary SwitchHandle padlock attachment - OFF position onlyRevision - 5/20/2026 - (P20260306/S20260306)Source -Selector | EA | EA |  | FALSE |  | P | FXG | 100
134386 | 6 | 1 | States | MGM TRANSFORMER | Megan Swymeler | TRUE | 2026-06-29T00:00:00 | 2026-12-23T00:00:00 |  | 58 | 0 | 58 | 413.38 | 23976.04 | 92154 | USA | N30 | 44 | SCHNEIDER ELECTRIC USA INC. | 60673-1214 | HJP36100U43XABYQ | HJP36100U43XABYQ-Molded Case Circuit BreakerHJP36100U43XABYQUL/CSA RatedPowerPact H FrameLugs "OFF" EndTerminal Nut Kit "ON" End100 Amp Capacity3 Pole Device600 Vac Rated80% Rated - Standard ratedInterrupting Rating100kA @ 240Vac/65kA @ 480Vac/25kA @ 600VacMicrologic Ammeter Trip Unit - LSI2 Form C Auxiliary SwitchHandle padlock attachment - OFF position onlyRevision - 5/26/2026 - (P20260306/S20260306)Source -Selector | PUR | HJP36100U43XABYQ-Molded Case Circuit BreakerHJP36100U43XABYQUL/CSA RatedPowerPact H FrameLugs "OFF" EndTerminal Nut Kit "ON" End100 Amp Capacity3 Pole Device600 Vac Rated80% Rated - Standard ratedInterrupting Rating100kA @ 240Vac/65kA @ 480Vac/25kA @ 600VacMicrologic Ammeter Trip Unit - LSI2 Form C Auxiliary SwitchHandle padlock attachment - OFF position onlyRevision - 5/26/2026 - (P20260306/S20260306)Source -Selector | EA | EA |  | FALSE |  | P | FXG | 100
134386 | 5 | 1 | States | MGM TRANSFORMER | Megan Swymeler | TRUE | 2026-06-29T00:00:00 | 2026-12-23T00:00:00 |  | 10 | 0 | 10 | 2981.53 | 29815.3 | 92154 | USA | N30 | 44 | SCHNEIDER ELECTRIC USA INC. | 60673-1214 | DJEGGABABNNNNNNNNNNNNNNTWNANENNNNCNNNNNA | Square D Masterpact MTZ Unit Mount Circuit BreakerDJEGGABABNNNNNNNNNNNNNNTWNANENNNNCNNNNNAModel No. MTZ1-12L1 3-Pole UL489/ CSA C22.2No.5 RatedRated 1200 Amps, 100% RatedAIR - 100kA/65kA/NA @ 240/480/600 VacTop Termination 2 Hole RCTVBottom Termination 2 Hole RCTV1000 Amp SensorTrip UnitMicrologic 6.0 Xi (LSIG) Trip UnitEnergy Reduction Maintenance SettingsDigital Module InstalledEnergy Reduction Maintenance Setting selectedTrip Unit Wireless Communication has been removedULP Port4 OF Contacts (standard)Overcurrent Trip (SDE) contact standardPadlockable Push Button CoverNo Locking Provision Provided with Padlock attachmentProduction Test ReportDoor Escutcheon included as StandardRevision - 5/26/2026 - (P20260306/S20260306)Source -Selector | PUR | Square D Masterpact MTZ Unit Mount Circuit BreakerDJEGGABABNNNNNNNNNNNNNNTWNANENNNNCNNNNNAModel No. MTZ1-12L1 3-Pole UL489/ CSA C22.2No.5 RatedRated 1200 Amps, 100% RatedAIR - 100kA/65kA/NA @ 240/480/600 VacTop Termination 2 Hole RCTVBottom Termination 2 Hole RCTV1000 Amp SensorTrip UnitMicrologic 6.0 Xi (LSIG) Trip UnitEnergy Reduction Maintenance SettingsDigital Module InstalledEnergy Reduction Maintenance Setting selectedTrip Unit Wireless Communication has been removedULP Port4 OF Contacts (standard)Overcurrent Trip (SDE) contact standardPadlockable Push Button CoverNo Locking Provision Provided with Padlock attachmentProduction Test ReportDoor Escutcheon included as StandardRevision - 5/26/2026 - (P20260306/S20260306)Source -Selector | EA | EA |  | FALSE |  | P | FXG | 100
134386 | 4 | 1 | States | MGM TRANSFORMER | Megan Swymeler | TRUE | 2026-06-29T00:00:00 | 2026-12-23T00:00:00 |  | 10 | 0 | 10 | 2882.79 | 28827.9 | 92154 | USA | N30 | 44 | SCHNEIDER ELECTRIC USA INC. | 60673-1214 | DJEGCABABNNNNNNNNNNNNNNTCNANENNNNCNNNNNA | Square D Masterpact MTZ Unit Mount Circuit BreakerDJEGCABABNNNNNNNNNNNNNNTCNANENNNNCNNNNNAModel No. MTZ1-12L1 3-Pole UL489/ CSA C22.2No.5 RatedRated 1200 Amps, 100% RatedAIR - 100kA/65kA/NA @ 240/480/600 VacTop Termination 2 Hole RCTVBottom Termination 2 Hole RCTV1000 Amp SensorTrip UnitMicrologic 5.0 Xi (LSI) Trip UnitEnergy Reduction Maintenance SettingsDigital Module InstalledEnergy Reduction Maintenance Setting selectedTrip Unit Wireless Communication has been removedULP Port4 OF Contacts (standard)Overcurrent Trip (SDE) contact standardPadlockable Push Button CoverProvision Only For Kirk - No locks suppliedNo Padlock attachment includedProduction Test ReportDoor Escutcheon included as StandardRevision - 5/26/2026 - (P20260306/S20260306)Source -Selector | PUR | Square D Masterpact MTZ Unit Mount Circuit BreakerDJEGCABABNNNNNNNNNNNNNNTCNANENNNNCNNNNNAModel No. MTZ1-12L1 3-Pole UL489/ CSA C22.2No.5 RatedRated 1200 Amps, 100% RatedAIR - 100kA/65kA/NA @ 240/480/600 VacTop Termination 2 Hole RCTVBottom Termination 2 Hole RCTV1000 Amp SensorTrip UnitMicrologic 5.0 Xi (LSI) Trip UnitEnergy Reduction Maintenance SettingsDigital Module InstalledEnergy Reduction Maintenance Setting selectedTrip Unit Wireless Communication has been removedULP Port4 OF Contacts (standard)Overcurrent Trip (SDE) contact standardPadlockable Push Button CoverProvision Only For Kirk - No locks suppliedNo Padlock attachment includedProduction Test ReportDoor Escutcheon included as StandardRevision - 5/26/2026 - (P20260306/S20260306)Source -Selector | EA | EA |  | FALSE |  | P | FXG | 100
134386 | 3 | 1 | States | MGM TRANSFORMER | Megan Swymeler | TRUE | 2026-06-29T00:00:00 | 2026-12-23T00:00:00 |  | 2 | 0 | 2 | 2216.66 | 4433.32 | 92154 | USA | N30 | 44 | SCHNEIDER ELECTRIC USA INC. | 60673-1214 | DJCFGABABNNNNNNNNNNNNNNTWNANNNNNNNNNNNNA | Square D Masterpact MTZ Unit Mount Circuit BreakerModel No. MTZ1-08L1 3-Pole UL489/ CSA C22.2No.5 RatedRated 800 Amps, 100% RatedAIR - 100kA/65kA/NA @ 240/480/600 VacTop Termination 2 Hole RCTVBottom Termination 2 Hole RCTV800 Amp SensorTrip UnitMicrologic 6.0 Xi (LSIG) Trip UnitNo Digital Modules InstalledTrip Unit Wireless Communication has been removedULP Port4 OF Contacts (standard)Overcurrent Trip (SDE) contact standardPadlockable Push Button CoverNo Locking Provision Provided with Padlock attachmentProduction Test ReportDoor Escutcheon included as Standard | PUR | Square D Masterpact MTZ Unit Mount Circuit BreakerModel No. MTZ1-08L1 3-Pole UL489/ CSA C22.2No.5 RatedRated 800 Amps, 100% RatedAIR - 100kA/65kA/NA @ 240/480/600 VacTop Termination 2 Hole RCTVBottom Termination 2 Hole RCTV800 Amp SensorTrip UnitMicrologic 6.0 Xi (LSIG) Trip UnitNo Digital Modules InstalledTrip Unit Wireless Communication has been removedULP Port4 OF Contacts (standard)Overcurrent Trip (SDE) contact standardPadlockable Push Button CoverNo Locking Provision Provided with Padlock attachmentProduction Test ReportDoor Escutcheon included as Standard | EA | EA |  | FALSE |  | P | FXG | 100
134386 | 2 | 1 | States | MGM TRANSFORMER | Megan Swymeler | TRUE | 2026-06-29T00:00:00 | 2026-12-23T00:00:00 |  | 2 | 0 | 2 | 2777.84 | 5555.68 | 92154 | USA | N30 | 44 | SCHNEIDER ELECTRIC USA INC. | 60673-1214 | DJCFCABABNNNNNNNNNNNNNNTCNANENNNNCNNNNNA | Square D Masterpact MTZ Unit Mount Circuit BreakerDJCFCABABNNNNNNNNNNNNNNTCNANENNNNCNNNNNAModel No. MTZ1-08L1 3-Pole UL489/ CSA C22.2No.5 RatedRated 800 Amps, 100% RatedAIR - 100kA/65kA/NA @ 240/480/600 VacTop Termination 2 Hole RCTVBottom Termination 2 Hole RCTV800 Amp SensorTrip UnitMicrologic 5.0 Xi (LSI) Trip UnitEnergy Reduction Maintenance SettingsDigital Module InstalledEnergy Reduction Maintenance Setting selectedTrip Unit Wireless Communication has been removedULP Port4 OF Contacts (standard)Overcurrent Trip (SDE) contact standardPadlockable Push Button CoverProvision Only For Kirk - No locks suppliedNo Padlock attachment includedProduction Test ReportDoor Escutcheon included as StandardRevision - 5/26/2026 - (P20260306/S20260306)Source -Selector | PUR | Square D Masterpact MTZ Unit Mount Circuit BreakerDJCFCABABNNNNNNNNNNNNNNTCNANENNNNCNNNNNAModel No. MTZ1-08L1 3-Pole UL489/ CSA C22.2No.5 RatedRated 800 Amps, 100% RatedAIR - 100kA/65kA/NA @ 240/480/600 VacTop Termination 2 Hole RCTVBottom Termination 2 Hole RCTV800 Amp SensorTrip UnitMicrologic 5.0 Xi (LSI) Trip UnitEnergy Reduction Maintenance SettingsDigital Module InstalledEnergy Reduction Maintenance Setting selectedTrip Unit Wireless Communication has been removedULP Port4 OF Contacts (standard)Overcurrent Trip (SDE) contact standardPadlockable Push Button CoverProvision Only For Kirk - No locks suppliedNo Padlock attachment includedProduction Test ReportDoor Escutcheon included as StandardRevision - 5/26/2026 - (P20260306/S20260306)Source -Selector | EA | EA |  | FALSE |  | P | FXG | 100
134386 | 1 | 1 | States | MGM TRANSFORMER | Megan Swymeler | TRUE | 2026-06-29T00:00:00 | 2026-10-01T00:00:00 |  | 374 | 0 | 374 | 15.2 | 5684.8 | 92154 | USA | N30 | 44 | SCHNEIDER ELECTRIC USA INC. | 60673-1214 | 84956 | ENERGY REDUCTION MAINT SETTING INSTR KIT | PUR | ENERGY REDUCTION MAINT SETTING INSTR KIT | EA | EA |  | FALSE |  | P | FXG | 100
133071 | 1 | 1 | States | Champlin | Megan Swymeler | TRUE | 2026-05-07T00:00:00 | 2026-09-02T00:00:00 | 2026-08-20T00:00:00 | 1 | 0 | 1 | 13862.98 | 13862.98 | 55316-3157 | USA | N30 | 44 | SCHNEIDER ELECTRIC USA INC. | 60673-1214 | MDPAA110 | Designation : MDPAA110 Product Details: 1 - ILINE ML PNLB (INT BOX TRIM)-I-Line Panelboard Consisting of 480V 3Ph 3W 60Hz Wye Grounded SCCR: 65kA Fully Rated SPD 240kA per Phase/120kA per Mode SPD line to grd protect w/SPD Surge Counter w/SPD Dry Contacts Main Lug Only: 800A Branch Neutral Lug Material: Aluminum Incoming Conductors: 1 - (3) 3/0 - 500 kcmil Bus: 800A Rated Copper: Tin Plated CU Ground Bar 99"" of Mounting Inches Type 1,Box: 91H x 32W x 9.5D Incoming: Top Trim: Surface - Hinged Box Cat No: HC3291DB9 Front Cat No: HC3291TSHR Ref. Drawing: PBA470HR Type: HCJ Feeders: 4 - 150A/3P HJ 8 - 15A/3P BJ 1 - 30A/3P BJ Optional Features: Ship Completely Assembled,Copper Ground Bar,Standard Mains and Feeders Mechanically Restrained Branch User Placement | PUR | Designation : MDPAA110 Product Details: 1 - ILINE ML PNLB (INT BOX TRIM)-I-Line Panelboard Consisting of 480V 3Ph 3W 60Hz Wye Grounded SCCR: 65kA Fully Rated SPD 240kA per Phase/120kA per Mode SPD line to grd protect w/SPD Surge Counter w/SPD Dry Contacts Main Lug Only: 800A Branch Neutral Lug Material: Aluminum Incoming Conductors: 1 - (3) 3/0 - 500 kcmil Bus: 800A Rated Copper: Tin Plated CU Ground Bar 99"" of Mounting Inches Type 1,Box: 91H x 32W x 9.5D Incoming: Top Trim: Surface - Hinged Box Cat No: HC3291DB9 Front Cat No: HC3291TSHR Ref. Drawing: PBA470HR Type: HCJ Feeders: 4 - 150A/3P HJ 8 - 15A/3P BJ 1 - 30A/3P BJ Optional Features: Ship Completely Assembled,Copper Ground Bar,Standard Mains and Feeders Mechanically Restrained Branch User Placement | EA | EA |  | TRUE |  | P | FXG | 100
133071 | 2 | 1 | States | Champlin | Megan Swymeler | TRUE | 2026-05-07T00:00:00 | 2026-09-02T00:00:00 | 2026-08-20T00:00:00 | 1 | 0 | 1 | 13862.98 | 13862.98 | 55316-3157 | USA | N30 | 44 | SCHNEIDER ELECTRIC USA INC. | 60673-1214 | MDPAB110 | Designation : MDPAB110 Product Details: 1 - ILINE ML PNLB (INT BOX TRIM)-I-Line Panelboard Consisting of 480V 3Ph 3W 60Hz Wye Grounded SCCR: 65kA Fully Rated SPD 240kA per Phase/120kA per Mode SPD line to grd protect w/SPD Surge Counter w/SPD Dry Contacts Main Lug Only: 800A Branch Neutral Lug Material: Aluminum Incoming Conductors: 1 - (3) 3/0 - 500 kcmil Bus: 800A Rated Copper: Tin Plated CU Ground Bar 99"" of Mounting Inches Type 1,Box: 91H x 32W x 9.5D Incoming: Top Trim: Surface - Hinged Box Cat No: HC3291DB9 Front Cat No: HC3291TSHR Ref. Drawing: PBA470HR Type: HCJ Feeders: 4 - 150A/3P HJ 8 - 15A/3P BJ 1 - 30A/3P BJ Optional Features: Ship Completely Assembled,Copper Ground Bar,Standard Mains and Feeders Mechanically Restrained | PUR | Designation : MDPAB110 Product Details: 1 - ILINE ML PNLB (INT BOX TRIM)-I-Line Panelboard Consisting of 480V 3Ph 3W 60Hz Wye Grounded SCCR: 65kA Fully Rated SPD 240kA per Phase/120kA per Mode SPD line to grd protect w/SPD Surge Counter w/SPD Dry Contacts Main Lug Only: 800A Branch Neutral Lug Material: Aluminum Incoming Conductors: 1 - (3) 3/0 - 500 kcmil Bus: 800A Rated Copper: Tin Plated CU Ground Bar 99"" of Mounting Inches Type 1,Box: 91H x 32W x 9.5D Incoming: Top Trim: Surface - Hinged Box Cat No: HC3291DB9 Front Cat No: HC3291TSHR Ref. Drawing: PBA470HR Type: HCJ Feeders: 4 - 150A/3P HJ 8 - 15A/3P BJ 1 - 30A/3P BJ Optional Features: Ship Completely Assembled,Copper Ground Bar,Standard Mains and Feeders Mechanically Restrained | EA | EA |  | TRUE |  | P | FXG | 100
133071 | 3 | 1 | States | Champlin | Megan Swymeler | TRUE | 2026-05-07T00:00:00 | 2026-09-02T00:00:00 | 2026-08-20T00:00:00 | 1 | 0 | 1 | 13327.52 | 13327.52 | 55316-3157 | USA | N30 | 44 | SCHNEIDER ELECTRIC USA INC. | 60673-1214 | MDPAC110 | Designation : MDPAC110 Product Details: 1 - ILINE ML PNLB (INT BOX TRIM)-I-Line Panelboard Consisting of 480V 3Ph 3W 60Hz Wye Grounded SCCR: 65kA Fully Rated SPD 240kA per Phase/120kA per ModeProposal Name: EOEM - States Manufacturing - SPD line to grd protect w/SPD Surge Counter w/SPD Dry Contacts Main Lug Only: 800A Branch Neutral Lug Material: Aluminum Incoming Conductors: 1 - (3) 3/0 - 500 kcmil Bus: 800A Rated Copper: Tin Plated CU Ground Bar 99"" of Mounting Inches Type 1,Box: 91H x 32W x 9.5D Incoming: Top Trim: Surface - Hinged Box Cat No: HC3291DB9 Front Cat No: HC3291TSHR Ref. Drawing: PBA470HR Type: HCJ Feeders: 4 - 150A/3P HJ 8 - 15A/3P BJ Optional Features: Ship Completely Assembled,Copper Ground Bar,Standard Mains and Feeders Mechanically Restrained | PUR | Designation : MDPAC110 Product Details: 1 - ILINE ML PNLB (INT BOX TRIM)-I-Line Panelboard Consisting of 480V 3Ph 3W 60Hz Wye Grounded SCCR: 65kA Fully Rated SPD 240kA per Phase/120kA per ModeProposal Name: EOEM - States Manufacturing - SPD line to grd protect w/SPD Surge Counter w/SPD Dry Contacts Main Lug Only: 800A Branch Neutral Lug Material: Aluminum Incoming Conductors: 1 - (3) 3/0 - 500 kcmil Bus: 800A Rated Copper: Tin Plated CU Ground Bar 99"" of Mounting Inches Type 1,Box: 91H x 32W x 9.5D Incoming: Top Trim: Surface - Hinged Box Cat No: HC3291DB9 Front Cat No: HC3291TSHR Ref. Drawing: PBA470HR Type: HCJ Feeders: 4 - 150A/3P HJ 8 - 15A/3P BJ Optional Features: Ship Completely Assembled,Copper Ground Bar,Standard Mains and Feeders Mechanically Restrained | EA | EA |  | TRUE |  | P | FXG | 100
133071 | 4 | 1 | States | Champlin | Megan Swymeler | TRUE | 2026-05-07T00:00:00 | 2026-09-02T00:00:00 | 2026-08-27T00:00:00 | 1 | 0 | 1 | 13327.52 | 13327.52 | 55316-3157 | USA | N30 | 44 | SCHNEIDER ELECTRIC USA INC. | 60673-1214 | MDPAD110 | Designation : MDPAD110 Product Details: 1 - ILINE ML PNLB (INT BOX TRIM)-I-Line Panelboard Consisting of 480V 3Ph 3W 60Hz Wye Grounded SCCR: 65kA Fully Rated SPD 240kA per Phase/120kA per Mode SPD line to grd protect w/SPD Surge Counter w/SPD Dry Contacts Main Lug Only: 800A Branch Neutral Lug Material: Aluminum Incoming Conductors: 1 - (3) 3/0 - 500 kcmil Bus: 800A Rated Copper: Tin Plated CU Ground Bar 99"" of Mounting Inches Type 1,Box: 91H x 32W x 9.5D Incoming: Top Trim: Surface - Hinged Box Cat No: HC3291DB9 Front Cat No: HC3291TSHR Ref. Drawing: PBA470HR Type: HCJ Feeders: 4 - 150A/3P HJ 8 - 15A/3P BJ Optional Features: Ship Completely Assembled,Copper Ground Bar,Standard Mains and Feeders Mechanically Restrained | PUR | Designation : MDPAD110 Product Details: 1 - ILINE ML PNLB (INT BOX TRIM)-I-Line Panelboard Consisting of 480V 3Ph 3W 60Hz Wye Grounded SCCR: 65kA Fully Rated SPD 240kA per Phase/120kA per Mode SPD line to grd protect w/SPD Surge Counter w/SPD Dry Contacts Main Lug Only: 800A Branch Neutral Lug Material: Aluminum Incoming Conductors: 1 - (3) 3/0 - 500 kcmil Bus: 800A Rated Copper: Tin Plated CU Ground Bar 99"" of Mounting Inches Type 1,Box: 91H x 32W x 9.5D Incoming: Top Trim: Surface - Hinged Box Cat No: HC3291DB9 Front Cat No: HC3291TSHR Ref. Drawing: PBA470HR Type: HCJ Feeders: 4 - 150A/3P HJ 8 - 15A/3P BJ Optional Features: Ship Completely Assembled,Copper Ground Bar,Standard Mains and Feeders Mechanically Restrained | EA | EA |  | TRUE |  | P | FXG | 100
133071 | 5 | 1 | States | Champlin | Megan Swymeler | TRUE | 2026-05-07T00:00:00 | 2026-09-10T00:00:00 | 2026-08-27T00:00:00 | 1 | 0 | 1 | 13327.52 | 13327.52 | 55316-3157 | USA | N30 | 44 | SCHNEIDER ELECTRIC USA INC. | 60673-1214 | MDPAE110 | Designation : MDPAE110 Product Details: 1 - ILINE ML PNLB (INT BOX TRIM)-I-Line Panelboard Consisting of 480V 3Ph 3W 60Hz Wye Grounded SCCR: 65kA Fully Rated SPD 240kA per Phase/120kA per Mode SPD line to grd protect w/SPD Surge Counter w/SPD Dry Contacts Main Lug Only: 800A Branch Neutral Lug Material: Aluminum Incoming Conductors: 1 - (3) 3/0 - 500 kcmil Bus: 800A Rated Copper: Tin Plated CU Ground Bar 99"" of Mounting Inches Type 1,Box: 91H x 32W x 9.5D Incoming: Top Trim: Surface - Hinged Box Cat No: HC3291DB9 Front Cat No: HC3291TSHRProposal Name: EOEM - States Manufacturing - Ref. Drawing: PBA470HR Type: HCJ Feeders: 4 - 150A/3P HJ 8 - 15A/3P BJ Optional Features: Ship Completely Assembled,Copper Ground Bar,Standard Mains and Feeders Mechanically Restrained | PUR | Designation : MDPAE110 Product Details: 1 - ILINE ML PNLB (INT BOX TRIM)-I-Line Panelboard Consisting of 480V 3Ph 3W 60Hz Wye Grounded SCCR: 65kA Fully Rated SPD 240kA per Phase/120kA per Mode SPD line to grd protect w/SPD Surge Counter w/SPD Dry Contacts Main Lug Only: 800A Branch Neutral Lug Material: Aluminum Incoming Conductors: 1 - (3) 3/0 - 500 kcmil Bus: 800A Rated Copper: Tin Plated CU Ground Bar 99"" of Mounting Inches Type 1,Box: 91H x 32W x 9.5D Incoming: Top Trim: Surface - Hinged Box Cat No: HC3291DB9 Front Cat No: HC3291TSHRProposal Name: EOEM - States Manufacturing - Ref. Drawing: PBA470HR Type: HCJ Feeders: 4 - 150A/3P HJ 8 - 15A/3P BJ Optional Features: Ship Completely Assembled,Copper Ground Bar,Standard Mains and Feeders Mechanically Restrained | EA | EA |  | TRUE |  | P | FXG | 100
133071 | 6 | 1 | States | Champlin | Megan Swymeler | TRUE | 2026-05-07T00:00:00 | 2026-09-10T00:00:00 | 2026-08-27T00:00:00 | 1 | 0 | 1 | 13399.41 | 13399.41 | 55316-3157 | USA | N30 | 44 | SCHNEIDER ELECTRIC USA INC. | 60673-1214 | MDPAF110 | Designation : MDPAF110 Product Details: 1 - ILINE ML PNLB (INT BOX TRIM)-I-Line Panelboard Consisting of 480V 3Ph 3W 60Hz Wye Grounded SCCR: 65kA Fully Rated SPD 240kA per Phase/120kA per Mode SPD line to grd protect w/SPD Surge Counter w/SPD Dry Contacts Main Lug Only: 800A Branch Neutral Lug Material: Aluminum Incoming Conductors: 1 - (3) 3/0 - 500 kcmil Bus: 800A Rated Copper: Tin Plated CU Ground Bar 99"" of Mounting Inches Type 1,Box: 91H x 32W x 9.5D Incoming: Top Trim: Surface - Hinged Box Cat No: HC3291DB9 Front Cat No: HC3291TSHR Ref. Drawing: PBA470HR Type: HCJ Feeders: 4 - 150A/3P HJ 7 - 15A/3P BJ 1 - 70A/3P BJ Optional Features: Ship Completely Assembled,Copper Ground Bar,Standard Mains and Feeders Mechanically Restrained | PUR | Designation : MDPAF110 Product Details: 1 - ILINE ML PNLB (INT BOX TRIM)-I-Line Panelboard Consisting of 480V 3Ph 3W 60Hz Wye Grounded SCCR: 65kA Fully Rated SPD 240kA per Phase/120kA per Mode SPD line to grd protect w/SPD Surge Counter w/SPD Dry Contacts Main Lug Only: 800A Branch Neutral Lug Material: Aluminum Incoming Conductors: 1 - (3) 3/0 - 500 kcmil Bus: 800A Rated Copper: Tin Plated CU Ground Bar 99"" of Mounting Inches Type 1,Box: 91H x 32W x 9.5D Incoming: Top Trim: Surface - Hinged Box Cat No: HC3291DB9 Front Cat No: HC3291TSHR Ref. Drawing: PBA470HR Type: HCJ Feeders: 4 - 150A/3P HJ 7 - 15A/3P BJ 1 - 70A/3P BJ Optional Features: Ship Completely Assembled,Copper Ground Bar,Standard Mains and Feeders Mechanically Restrained | EA | EA |  | TRUE |  | P | FXG | 100
133071 | 7 | 1 | States | Champlin | Megan Swymeler | TRUE | 2026-05-07T00:00:00 | 2026-09-10T00:00:00 | 2026-08-27T00:00:00 | 1 | 0 | 1 | 11185.7 | 11185.7 | 55316-3157 | USA | N30 | 44 | SCHNEIDER ELECTRIC USA INC. | 60673-1214 | MDPAG110 | Designation : MDPAG110 Product Details: 1 - ILINE ML PNLB (INT BOX TRIM)-I-Line Panelboard Consisting of 480V 3Ph 3W 60Hz Wye Grounded SCCR: 65kA Fully Rated SPD 240kA per Phase/120kA per Mode SPD line to grd protect w/SPD Surge Counter w/SPD Dry Contacts Main Lug Only: 800A Branch Neutral Lug Material: Aluminum Incoming Conductors: 1 - (3) 3/0 - 500 kcmil Bus: 800A Rated Copper: Tin Plated CU Ground Bar 63"" of Mounting Inches Type 1,Box: 73H x 32W x 9.5D Incoming: Top Trim: Surface - Hinged Box Cat No: HC3273DB9 Front Cat No: HC3273TSHR Ref. Drawing: PBA470HR Type: HCJ Feeders: 4 - 150A/3P HJ 4 - 15A/3P BJ Optional Features: Ship Completely Assembled,Copper Ground Bar,Standard Mains and Feeders Mechanically Restrained | PUR | Designation : MDPAG110 Product Details: 1 - ILINE ML PNLB (INT BOX TRIM)-I-Line Panelboard Consisting of 480V 3Ph 3W 60Hz Wye Grounded SCCR: 65kA Fully Rated SPD 240kA per Phase/120kA per Mode SPD line to grd protect w/SPD Surge Counter w/SPD Dry Contacts Main Lug Only: 800A Branch Neutral Lug Material: Aluminum Incoming Conductors: 1 - (3) 3/0 - 500 kcmil Bus: 800A Rated Copper: Tin Plated CU Ground Bar 63"" of Mounting Inches Type 1,Box: 73H x 32W x 9.5D Incoming: Top Trim: Surface - Hinged Box Cat No: HC3273DB9 Front Cat No: HC3273TSHR Ref. Drawing: PBA470HR Type: HCJ Feeders: 4 - 150A/3P HJ 4 - 15A/3P BJ Optional Features: Ship Completely Assembled,Copper Ground Bar,Standard Mains and Feeders Mechanically Restrained | EA | EA |  | TRUE |  | P | FXG | 100
133071 | 8 | 1 | States | Champlin | Megan Swymeler | TRUE | 2026-05-07T00:00:00 | 2026-09-10T00:00:00 | 2026-08-27T00:00:00 | 1 | 0 | 1 | 11185.7 | 11185.7 | 55316-3157 | USA | N30 | 44 | SCHNEIDER ELECTRIC USA INC. | 60673-1214 | MDPAH110 | Designation : MDPAH110 Product Details: 1 - ILINE ML PNLB (INT BOX TRIM)-I-Line Panelboard Consisting of 480V 3Ph 3W 60Hz Wye Grounded SCCR: 65kA Fully Rated SPD 240kA per Phase/120kA per Mode SPD line to grd protect w/SPD Surge Counter w/SPD Dry Contacts Main Lug Only: 800A Branch Neutral Lug Material: Aluminum Incoming Conductors: 1 - (3) 3/0 - 500 kcmil Bus: 800A Rated Copper: Tin Plated CU Ground Bar 63"" of Mounting Inches Type 1,Box: 73H x 32W x 9.5D Incoming: Top Trim: Surface - Hinged Box Cat No: HC3273DB9 Front Cat No: HC3273TSHR Ref. Drawing: PBA470HR Type: HCJ Feeders: 4 - 150A/3P HJ 4 - 15A/3P BJ Optional Features: Ship Completely Assembled,Copper Ground Bar,Standard Mains and Feeders Mechanically Restrained Branch User Placement | PUR | Designation : MDPAH110 Product Details: 1 - ILINE ML PNLB (INT BOX TRIM)-I-Line Panelboard Consisting of 480V 3Ph 3W 60Hz Wye Grounded SCCR: 65kA Fully Rated SPD 240kA per Phase/120kA per Mode SPD line to grd protect w/SPD Surge Counter w/SPD Dry Contacts Main Lug Only: 800A Branch Neutral Lug Material: Aluminum Incoming Conductors: 1 - (3) 3/0 - 500 kcmil Bus: 800A Rated Copper: Tin Plated CU Ground Bar 63"" of Mounting Inches Type 1,Box: 73H x 32W x 9.5D Incoming: Top Trim: Surface - Hinged Box Cat No: HC3273DB9 Front Cat No: HC3273TSHR Ref. Drawing: PBA470HR Type: HCJ Feeders: 4 - 150A/3P HJ 4 - 15A/3P BJ Optional Features: Ship Completely Assembled,Copper Ground Bar,Standard Mains and Feeders Mechanically Restrained Branch User Placement | EA | EA |  | TRUE |  | P | FXG | 100
133071 | 9 | 1 | States | Champlin | Megan Swymeler | TRUE | 2026-05-07T00:00:00 | 2026-09-10T00:00:00 | 2026-08-28T00:00:00 | 1 | 0 | 1 | 16201.23 | 16201.23 | 55316-3157 | USA | N30 | 44 | SCHNEIDER ELECTRIC USA INC. | 60673-1214 | MDPAZ110 | Designation : MDPAZ110 Product Details: 1 - ILINE ML PNLB (INT BOX TRIM)-I-Line Panelboard Consisting of 480V 3Ph 3W 60Hz Wye Grounded SCCR: 65kA Fully Rated SPD 240kA per Phase/120kA per Mode SPD line to grd protect w/SPD Surge Counter w/SPD Dry Contacts Main Lug Only: 800A Branch Neutral Lug Material: Aluminum Incoming Conductors: 1 - (3) 3/0 - 500 kcmil Bus: 800A Rated Copper: Tin Plated CU Ground Bar 99"" of Mounting Inches Type 1,Box: 86H x 42W x 9.5D Incoming: Top Trim: Surface - Hinged Box Cat No: HC4286DB Front Cat No: HC4286TSHR Ref. Drawing: PBA418HR Type: HCP Feeders: 2 - 150A/3P HJ 1 - 125A/3P BJ 1 - 35A/3P BJ 1 - 30A/3P BJ 1 - 20A/3P BJ 9 - 15A/3P BJ 1 - 400AS/300AT/3P LJ Std. LI 80% Optional Features: Ship Completely Assembled,Copper Ground Bar,Standard Mains and Feeders Mechanically Restrained Branch User Placement | PUR | Designation : MDPAZ110 Product Details: 1 - ILINE ML PNLB (INT BOX TRIM)-I-Line Panelboard Consisting of 480V 3Ph 3W 60Hz Wye Grounded SCCR: 65kA Fully Rated SPD 240kA per Phase/120kA per Mode SPD line to grd protect w/SPD Surge Counter w/SPD Dry Contacts Main Lug Only: 800A Branch Neutral Lug Material: Aluminum Incoming Conductors: 1 - (3) 3/0 - 500 kcmil Bus: 800A Rated Copper: Tin Plated CU Ground Bar 99"" of Mounting Inches Type 1,Box: 86H x 42W x 9.5D Incoming: Top Trim: Surface - Hinged Box Cat No: HC4286DB Front Cat No: HC4286TSHR Ref. Drawing: PBA418HR Type: HCP Feeders: 2 - 150A/3P HJ 1 - 125A/3P BJ 1 - 35A/3P BJ 1 - 30A/3P BJ 1 - 20A/3P BJ 9 - 15A/3P BJ 1 - 400AS/300AT/3P LJ Std. LI 80% Optional Features: Ship Completely Assembled,Copper Ground Bar,Standard Mains and Feeders Mechanically Restrained Branch User Placement | EA | EA |  | TRUE |  | P | FXG | 100
133643 | 66 | 1 | States | MGM TRANSFORMER | Megan Swymeler | TRUE | 2026-05-27T00:00:00 | 2026-09-21T00:00:00 | 2026-09-21T00:00:00 | 1 | 0 | 1 | 3815.44 | 3815.44 | 92154 | USA | N30 | 44 | SCHNEIDER ELECTRIC USA INC. | 60673-1214 | PJP36100CU63AE1VABSAYQ | PJP36100CU63AE1VABSAYQ-Molded Case Circuit BreakerPJP36100CU63AE1VABSAYQUL/CSA RatedPowerPact P FrameLugs "OFF" EndTerminal Nut Kit "ON" End1000 Amp Capacity3 Pole Device600 Vac Rated100% RatedInterrupting Rating100kA @ 240Vac/65kA @ 480Vac/25kA @ 600VacMicrologic Power Trip - LSIUL Rating Plug A2 Programmable Contact ModuleModbus Communications2 Form C Auxiliary SwitchShunt Trip 110-130Vac/125VdcHandle padlock attachment - OFF position onlyRevision - 5/21/2026 - (P20260306/S20260306)Source -Selector | PUR | PJP36100CU63AE1VABSAYQ-Molded Case Circuit BreakerPJP36100CU63AE1VABSAYQUL/CSA RatedPowerPact P FrameLugs "OFF" EndTerminal Nut Kit "ON" End1000 Amp Capacity3 Pole Device600 Vac Rated100% RatedInterrupting Rating100kA @ 240Vac/65kA @ 480Vac/25kA @ 600VacMicrologic Power Trip - LSIUL Rating Plug A2 Programmable Contact ModuleModbus Communications2 Form C Auxiliary SwitchShunt Trip 110-130Vac/125VdcHandle padlock attachment - OFF position onlyRevision - 5/21/2026 - (P20260306/S20260306)Source -Selector | EA | EA |  | TRUE |  | P | FXG | 100
133643 | 65 | 1 | States | MGM TRANSFORMER | Megan Swymeler | TRUE | 2026-05-27T00:00:00 | 2026-09-21T00:00:00 | 2026-09-21T00:00:00 | 1 | 0 | 1 | 2906.07 | 2906.07 | 92154 | USA | N30 | 44 | SCHNEIDER ELECTRIC USA INC. | 60673-1214 | PJP36080CU63AE1VABJK | PJP36080CU63AE1VABJK-Molded Case Circuit BreakerPJP36080CU63AE1VABJKUL/CSA RatedPowerPact P FrameLugs "OFF" EndTerminal Nut Kit "ON" End3 Pole Device600 Vac Rated800 Amp Capacity100% RatedInterrupting Rating100kA @ 240Vac/65kA @ 480Vac/25kA @ 600VacMicrologic Power Trip - LSIUL Rating Plug A2 Programmable Contact ModuleKeylock options:Provision onlyKirk keyHorizontal MountModbus Communications2 Form C Auxiliary SwitchRevision - 5/21/2026 - (P20260306/S20260306)Source -Selector | PUR | PJP36080CU63AE1VABJK-Molded Case Circuit BreakerPJP36080CU63AE1VABJKUL/CSA RatedPowerPact P FrameLugs "OFF" EndTerminal Nut Kit "ON" End3 Pole Device600 Vac Rated800 Amp Capacity100% RatedInterrupting Rating100kA @ 240Vac/65kA @ 480Vac/25kA @ 600VacMicrologic Power Trip - LSIUL Rating Plug A2 Programmable Contact ModuleKeylock options:Provision onlyKirk keyHorizontal MountModbus Communications2 Form C Auxiliary SwitchRevision - 5/21/2026 - (P20260306/S20260306)Source -Selector | EA | EA |  | TRUE |  | P | FXG | 100
133643 | 64 | 1 | States | MGM TRANSFORMER | Megan Swymeler | TRUE | 2026-05-27T00:00:00 | 2026-11-18T00:00:00 | 2026-11-18T00:00:00 | 5 | 0 | 5 | 632.05 | 3160.25 | 92154 | USA | N30 | 44 | SCHNEIDER ELECTRIC USA INC. | 60673-1214 | HJP36150U43XABYQ | HJP36150U43XABYQ-Molded Case Circuit BreakerHJP36150U43XABYQUL/CSA RatedPowerPact H FrameLugs "OFF" EndTerminal Nut Kit "ON" End150 Amp Capacity3 Pole Device600 Vac Rated80% Rated - Standard ratedInterrupting Rating100kA @ 240Vac/65kA @ 480Vac/25kA @ 600VacMicrologic Ammeter Trip Unit - LSI2 Form C Auxiliary SwitchHandle padlock attachment - OFF position onlyRevision - 5/20/2026 - (P20260306/S20260306)Source -Selector | PUR | HJP36150U43XABYQ-Molded Case Circuit BreakerHJP36150U43XABYQUL/CSA RatedPowerPact H FrameLugs "OFF" EndTerminal Nut Kit "ON" End150 Amp Capacity3 Pole Device600 Vac Rated80% Rated - Standard ratedInterrupting Rating100kA @ 240Vac/65kA @ 480Vac/25kA @ 600VacMicrologic Ammeter Trip Unit - LSI2 Form C Auxiliary SwitchHandle padlock attachment - OFF position onlyRevision - 5/20/2026 - (P20260306/S20260306)Source -Selector | EA | EA |  | TRUE |  | P | FXG | 100
133643 | 63 | 1 | States | MGM TRANSFORMER | Megan Swymeler | TRUE | 2026-05-27T00:00:00 | 2026-11-18T00:00:00 | 2026-11-18T00:00:00 | 2 | 0 | 2 | 333.74 | 667.48 | 92154 | USA | N30 | 44 | SCHNEIDER ELECTRIC USA INC. | 60673-1214 | HJP36060U43XABYQ | HJP36060U43XABYQ-Molded Case Circuit BreakerHJP36060U43XABYQUL/CSA RatedPowerPact H FrameLugs "OFF" EndTerminal Nut Kit "ON" End3 Pole Device60 Amp Capacity600 Vac Rated80% Rated - Standard ratedInterrupting Rating100kA @ 240Vac/65kA @ 480Vac/25kA @ 600VacMicrologic Ammeter Trip Unit - LSI2 Form C Auxiliary SwitchHandle padlock attachment - OFF position onlyRevision - 5/20/2026 - (P20260306/S20260306)Source -Selector | PUR | HJP36060U43XABYQ-Molded Case Circuit BreakerHJP36060U43XABYQUL/CSA RatedPowerPact H FrameLugs "OFF" EndTerminal Nut Kit "ON" End3 Pole Device60 Amp Capacity600 Vac Rated80% Rated - Standard ratedInterrupting Rating100kA @ 240Vac/65kA @ 480Vac/25kA @ 600VacMicrologic Ammeter Trip Unit - LSI2 Form C Auxiliary SwitchHandle padlock attachment - OFF position onlyRevision - 5/20/2026 - (P20260306/S20260306)Source -Selector | EA | EA |  | TRUE |  | P | FXG | 100
133643 | 61 | 1 | States | MGM TRANSFORMER | Megan Swymeler | TRUE | 2026-05-27T00:00:00 | 2026-09-14T00:00:00 | 2026-09-14T00:00:00 | 2 | 0 | 2 | 2981.52 | 5963.04 | 92154 | USA | N30 | 44 | SCHNEIDER ELECTRIC USA INC. | 60673-1214 | DJEGGABABNNNNNNNNNNNNNNTWNANENNNNCNNNNNA | Square D Masterpact MTZ Unit Mount Circuit BreakerDJEGGABABNNNNNNNNNNNNNNTWNANENNNNCNNNNNAModel No. MTZ1-12L1 3-Pole UL489/ CSA C22.2No.5 RatedRated 1200 Amps, 100% RatedAIR - 100kA/65kA/NA @ 240/480/600 VacTop Termination 2 Hole RCTVBottom Termination 2 Hole RCTV1000 Amp SensorTrip UnitMicrologic 6.0 Xi (LSIG) Trip UnitEnergy Reduction Maintenance SettingsDigital Module InstalledEnergy Reduction Maintenance Setting selectedTrip Unit Wireless Communication has been removedULP Port4 OF Contacts (standard)Overcurrent Trip (SDE) contact standardPadlockable Push Button CoverNo Locking Provision Provided with Padlock attachmentProduction Test ReportDoor Escutcheon included as StandardRevision - 5/26/2026 - (P20260306/S20260306)Source -Selector | PUR | Square D Masterpact MTZ Unit Mount Circuit BreakerDJEGGABABNNNNNNNNNNNNNNTWNANENNNNCNNNNNAModel No. MTZ1-12L1 3-Pole UL489/ CSA C22.2No.5 RatedRated 1200 Amps, 100% RatedAIR - 100kA/65kA/NA @ 240/480/600 VacTop Termination 2 Hole RCTVBottom Termination 2 Hole RCTV1000 Amp SensorTrip UnitMicrologic 6.0 Xi (LSIG) Trip UnitEnergy Reduction Maintenance SettingsDigital Module InstalledEnergy Reduction Maintenance Setting selectedTrip Unit Wireless Communication has been removedULP Port4 OF Contacts (standard)Overcurrent Trip (SDE) contact standardPadlockable Push Button CoverNo Locking Provision Provided with Padlock attachmentProduction Test ReportDoor Escutcheon included as StandardRevision - 5/26/2026 - (P20260306/S20260306)Source -Selector | EA | EA |  | TRUE |  | P | FXG | 100
133643 | 60 | 1 | States | MGM TRANSFORMER | Megan Swymeler | TRUE | 2026-05-27T00:00:00 | 2026-09-02T00:00:00 | 2026-09-14T00:00:00 | 2 | 0 | 2 | 2882.78 | 5765.56 | 92154 | USA | N30 | 44 | SCHNEIDER ELECTRIC USA INC. | 60673-1214 | DJEGCABABNNNNNNNNNNNNNNTCNANENNNNCNNNNNA | Square D Masterpact MTZ Unit Mount Circuit BreakerDJEGCABABNNNNNNNNNNNNNNTCNANENNNNCNNNNNAModel No. MTZ1-12L1 3-Pole UL489/ CSA C22.2No.5 RatedRated 1200 Amps, 100% RatedAIR - 100kA/65kA/NA @ 240/480/600 VacTop Termination 2 Hole RCTVBottom Termination 2 Hole RCTV1000 Amp SensorTrip UnitMicrologic 5.0 Xi (LSI) Trip UnitEnergy Reduction Maintenance SettingsDigital Module InstalledEnergy Reduction Maintenance Setting selectedTrip Unit Wireless Communication has been removedULP Port4 OF Contacts (standard)Overcurrent Trip (SDE) contact standardPadlockable Push Button CoverProvision Only For Kirk - No locks suppliedNo Padlock attachment includedProduction Test ReportDoor Escutcheon included as StandardRevision - 5/26/2026 - (P20260306/S20260306)Source -Selector | PUR | Square D Masterpact MTZ Unit Mount Circuit BreakerDJEGCABABNNNNNNNNNNNNNNTCNANENNNNCNNNNNAModel No. MTZ1-12L1 3-Pole UL489/ CSA C22.2No.5 RatedRated 1200 Amps, 100% RatedAIR - 100kA/65kA/NA @ 240/480/600 VacTop Termination 2 Hole RCTVBottom Termination 2 Hole RCTV1000 Amp SensorTrip UnitMicrologic 5.0 Xi (LSI) Trip UnitEnergy Reduction Maintenance SettingsDigital Module InstalledEnergy Reduction Maintenance Setting selectedTrip Unit Wireless Communication has been removedULP Port4 OF Contacts (standard)Overcurrent Trip (SDE) contact standardPadlockable Push Button CoverProvision Only For Kirk - No locks suppliedNo Padlock attachment includedProduction Test ReportDoor Escutcheon included as StandardRevision - 5/26/2026 - (P20260306/S20260306)Source -Selector | EA | EA |  | TRUE |  | P | FXG | 100
133643 | 59 | 1 | States | MGM TRANSFORMER | Megan Swymeler | TRUE | 2026-05-27T00:00:00 | 2026-07-10T00:00:00 | 2026-07-10T00:00:00 | 4 | 0 | 4 | 989.29 | 3957.16 | 92154 | USA | N30 | 44 | SCHNEIDER ELECTRIC USA INC. | 60673-1214 | LJP36400U43XABYQ | LJP36400U43XABYQ-Molded Case Circuit BreakerLJP36400U43XABYQUL/CSA RatedPowerPact L FrameLugs "OFF" EndTerminal Nut Kit "ON" End3 Pole Device400 Amp Capacity600 Vac Rated80% Rated - Standard ratedInterrupting Rating100kA @ 240Vac/65kA @ 480Vac/25kA @ 600VacMicrologic Ammeter Trip Unit - LSI2 Form C Auxiliary SwitchHandle padlock attachment - OFF position onlyRevision - 5/22/2026 - (P20260306/S20260306)Source -Selector | PUR | LJP36400U43XABYQ-Molded Case Circuit BreakerLJP36400U43XABYQUL/CSA RatedPowerPact L FrameLugs "OFF" EndTerminal Nut Kit "ON" End3 Pole Device400 Amp Capacity600 Vac Rated80% Rated - Standard ratedInterrupting Rating100kA @ 240Vac/65kA @ 480Vac/25kA @ 600VacMicrologic Ammeter Trip Unit - LSI2 Form C Auxiliary SwitchHandle padlock attachment - OFF position onlyRevision - 5/22/2026 - (P20260306/S20260306)Source -Selector | EA | EA |  | TRUE |  | P | FXG | 100
133643 | 58 | 1 | States | MGM TRANSFORMER | Megan Swymeler | TRUE | 2026-05-27T00:00:00 | 2026-11-18T00:00:00 | 2026-11-18T00:00:00 | 4 | 0 | 4 | 632.05 | 2528.2 | 92154 | USA | N30 | 44 | SCHNEIDER ELECTRIC USA INC. | 60673-1214 | HJP36150U43XABYQ | HJP36150U43XABYQ-Molded Case Circuit BreakerHJP36150U43XABYQUL/CSA RatedPowerPact H FrameLugs "OFF" EndTerminal Nut Kit "ON" End150 Amp Capacity3 Pole Device600 Vac Rated80% Rated - Standard ratedInterrupting Rating100kA @ 240Vac/65kA @ 480Vac/25kA @ 600VacMicrologic Ammeter Trip Unit - LSI2 Form C Auxiliary SwitchHandle padlock attachment - OFF position onlyRevision - 5/20/2026 - (P20260306/S20260306)Source -Selector | PUR | HJP36150U43XABYQ-Molded Case Circuit BreakerHJP36150U43XABYQUL/CSA RatedPowerPact H FrameLugs "OFF" EndTerminal Nut Kit "ON" End150 Amp Capacity3 Pole Device600 Vac Rated80% Rated - Standard ratedInterrupting Rating100kA @ 240Vac/65kA @ 480Vac/25kA @ 600VacMicrologic Ammeter Trip Unit - LSI2 Form C Auxiliary SwitchHandle padlock attachment - OFF position onlyRevision - 5/20/2026 - (P20260306/S20260306)Source -Selector | EA | EA |  | TRUE |  | P | FXG | 100
133643 | 55 | 1 | States | MGM TRANSFORMER | Megan Swymeler | TRUE | 2026-05-27T00:00:00 | 2026-09-14T00:00:00 | 2026-09-14T00:00:00 | 2 | 0 | 2 | 2777.84 | 5555.68 | 92154 | USA | N30 | 44 | SCHNEIDER ELECTRIC USA INC. | 60673-1214 | DJCFCABABNNNNNNNNNNNNNNTCNANENNNNCNNNNNA | Square D Masterpact MTZ Unit Mount Circuit BreakerDJCFCABABNNNNNNNNNNNNNNTCNANENNNNCNNNNNAModel No. MTZ1-08L1 3-Pole UL489/ CSA C22.2No.5 RatedRated 800 Amps, 100% RatedAIR - 100kA/65kA/NA @ 240/480/600 VacTop Termination 2 Hole RCTVBottom Termination 2 Hole RCTV800 Amp SensorTrip UnitMicrologic 5.0 Xi (LSI) Trip UnitEnergy Reduction Maintenance SettingsDigital Module InstalledEnergy Reduction Maintenance Setting selectedTrip Unit Wireless Communication has been removedULP Port4 OF Contacts (standard)Overcurrent Trip (SDE) contact standardPadlockable Push Button CoverProvision Only For Kirk - No locks suppliedNo Padlock attachment includedProduction Test ReportDoor Escutcheon included as StandardRevision - 5/26/2026 - (P20260306/S20260306)Source -Selector | PUR | Square D Masterpact MTZ Unit Mount Circuit BreakerDJCFCABABNNNNNNNNNNNNNNTCNANENNNNCNNNNNAModel No. MTZ1-08L1 3-Pole UL489/ CSA C22.2No.5 RatedRated 800 Amps, 100% RatedAIR - 100kA/65kA/NA @ 240/480/600 VacTop Termination 2 Hole RCTVBottom Termination 2 Hole RCTV800 Amp SensorTrip UnitMicrologic 5.0 Xi (LSI) Trip UnitEnergy Reduction Maintenance SettingsDigital Module InstalledEnergy Reduction Maintenance Setting selectedTrip Unit Wireless Communication has been removedULP Port4 OF Contacts (standard)Overcurrent Trip (SDE) contact standardPadlockable Push Button CoverProvision Only For Kirk - No locks suppliedNo Padlock attachment includedProduction Test ReportDoor Escutcheon included as StandardRevision - 5/26/2026 - (P20260306/S20260306)Source -Selector | EA | EA |  | TRUE |  | P | FXG | 100
133643 | 54 | 1 | States | MGM TRANSFORMER | Megan Swymeler | TRUE | 2026-05-27T00:00:00 | 2026-09-21T00:00:00 | 2026-09-21T00:00:00 | 16 | 0 | 16 | 347.62 | 5561.92 | 92154 | USA | N30 | 44 | SCHNEIDER ELECTRIC USA INC. | 60673-1214 | HJP36100U43XABYQ | HJP36100U43XABYQ-Molded Case Circuit BreakerHJP36100U43XABYQUL/CSA RatedPowerPact H FrameLugs "OFF" EndTerminal Nut Kit "ON" End100 Amp Capacity3 Pole Device600 Vac Rated80% Rated - Standard ratedInterrupting Rating100kA @ 240Vac/65kA @ 480Vac/25kA @ 600VacMicrologic Ammeter Trip Unit - LSI2 Form C Auxiliary SwitchHandle padlock attachment - OFF position onlyRevision - 5/26/2026 - (P20260306/S20260306)Source -Selector | PUR | HJP36100U43XABYQ-Molded Case Circuit BreakerHJP36100U43XABYQUL/CSA RatedPowerPact H FrameLugs "OFF" EndTerminal Nut Kit "ON" End100 Amp Capacity3 Pole Device600 Vac Rated80% Rated - Standard ratedInterrupting Rating100kA @ 240Vac/65kA @ 480Vac/25kA @ 600VacMicrologic Ammeter Trip Unit - LSI2 Form C Auxiliary SwitchHandle padlock attachment - OFF position onlyRevision - 5/26/2026 - (P20260306/S20260306)Source -Selector | EA | EA |  | TRUE |  | P | FXG | 100
133643 | 51 | 1 | States | MGM TRANSFORMER | Megan Swymeler | TRUE | 2026-05-27T00:00:00 | 2026-09-14T00:00:00 | 2026-09-14T00:00:00 | 2 | 0 | 2 | 2777.84 | 5555.68 | 92154 | USA | N30 | 44 | SCHNEIDER ELECTRIC USA INC. | 60673-1214 | DJCFCABABNNNNNNNNNNNNNNTCNANENNNNCNNNNNA | Square D Masterpact MTZ Unit Mount Circuit BreakerDJCFCABABNNNNNNNNNNNNNNTCNANENNNNCNNNNNAModel No. MTZ1-08L1 3-Pole UL489/ CSA C22.2No.5 RatedRated 800 Amps, 100% RatedAIR - 100kA/65kA/NA @ 240/480/600 VacTop Termination 2 Hole RCTVBottom Termination 2 Hole RCTV800 Amp SensorTrip UnitMicrologic 5.0 Xi (LSI) Trip UnitEnergy Reduction Maintenance SettingsDigital Module InstalledEnergy Reduction Maintenance Setting selectedTrip Unit Wireless Communication has been removedULP Port4 OF Contacts (standard)Overcurrent Trip (SDE) contact standardPadlockable Push Button CoverProvision Only For Kirk - No locks suppliedNo Padlock attachment includedProduction Test ReportDoor Escutcheon included as StandardRevision - 5/26/2026 - (P20260306/S20260306)Source -Selector | PUR | Square D Masterpact MTZ Unit Mount Circuit BreakerDJCFCABABNNNNNNNNNNNNNNTCNANENNNNCNNNNNAModel No. MTZ1-08L1 3-Pole UL489/ CSA C22.2No.5 RatedRated 800 Amps, 100% RatedAIR - 100kA/65kA/NA @ 240/480/600 VacTop Termination 2 Hole RCTVBottom Termination 2 Hole RCTV800 Amp SensorTrip UnitMicrologic 5.0 Xi (LSI) Trip UnitEnergy Reduction Maintenance SettingsDigital Module InstalledEnergy Reduction Maintenance Setting selectedTrip Unit Wireless Communication has been removedULP Port4 OF Contacts (standard)Overcurrent Trip (SDE) contact standardPadlockable Push Button CoverProvision Only For Kirk - No locks suppliedNo Padlock attachment includedProduction Test ReportDoor Escutcheon included as StandardRevision - 5/26/2026 - (P20260306/S20260306)Source -Selector | EA | EA |  | TRUE |  | P | FXG | 100
133643 | 50 | 1 | States | MGM TRANSFORMER | Megan Swymeler | TRUE | 2026-05-27T00:00:00 | 2026-07-10T00:00:00 | 2026-07-10T00:00:00 | 2 | 0 | 2 | 989.29 | 1978.58 | 92154 | USA | N30 | 44 | SCHNEIDER ELECTRIC USA INC. | 60673-1214 | LJP36400U43XABYQ | LJP36400U43XABYQ-Molded Case Circuit BreakerLJP36400U43XABYQUL/CSA RatedPowerPact L FrameLugs "OFF" EndTerminal Nut Kit "ON" End3 Pole Device400 Amp Capacity600 Vac Rated80% Rated - Standard ratedInterrupting Rating100kA @ 240Vac/65kA @ 480Vac/25kA @ 600VacMicrologic Ammeter Trip Unit - LSI2 Form C Auxiliary SwitchHandle padlock attachment - OFF position onlyRevision - 5/22/2026 - (P20260306/S20260306)Source -Selector | PUR | LJP36400U43XABYQ-Molded Case Circuit BreakerLJP36400U43XABYQUL/CSA RatedPowerPact L FrameLugs "OFF" EndTerminal Nut Kit "ON" End3 Pole Device400 Amp Capacity600 Vac Rated80% Rated - Standard ratedInterrupting Rating100kA @ 240Vac/65kA @ 480Vac/25kA @ 600VacMicrologic Ammeter Trip Unit - LSI2 Form C Auxiliary SwitchHandle padlock attachment - OFF position onlyRevision - 5/22/2026 - (P20260306/S20260306)Source -Selector | EA | EA |  | TRUE |  | P | FXG | 100
133643 | 49 | 1 | States | MGM TRANSFORMER | Megan Swymeler | TRUE | 2026-05-27T00:00:00 | 2026-11-18T00:00:00 | 2026-11-18T00:00:00 | 2 | 0 | 2 | 632.05 | 1264.1 | 92154 | USA | N30 | 44 | SCHNEIDER ELECTRIC USA INC. | 60673-1214 | HJP36150U43XABYQ | HJP36150U43XABYQ-Molded Case Circuit BreakerHJP36150U43XABYQUL/CSA RatedPowerPact H FrameLugs "OFF" EndTerminal Nut Kit "ON" End150 Amp Capacity3 Pole Device600 Vac Rated80% Rated - Standard ratedInterrupting Rating100kA @ 240Vac/65kA @ 480Vac/25kA @ 600VacMicrologic Ammeter Trip Unit - LSI2 Form C Auxiliary SwitchHandle padlock attachment - OFF position onlyRevision - 5/20/2026 - (P20260306/S20260306)Source -Selector | PUR | HJP36150U43XABYQ-Molded Case Circuit BreakerHJP36150U43XABYQUL/CSA RatedPowerPact H FrameLugs "OFF" EndTerminal Nut Kit "ON" End150 Amp Capacity3 Pole Device600 Vac Rated80% Rated - Standard ratedInterrupting Rating100kA @ 240Vac/65kA @ 480Vac/25kA @ 600VacMicrologic Ammeter Trip Unit - LSI2 Form C Auxiliary SwitchHandle padlock attachment - OFF position onlyRevision - 5/20/2026 - (P20260306/S20260306)Source -Selector | EA | EA |  | TRUE |  | P | FXG | 100
133643 | 47 | 1 | States | MGM TRANSFORMER | Megan Swymeler | TRUE | 2026-05-27T00:00:00 | 2026-09-21T00:00:00 | 2026-09-21T00:00:00 | 1 | 0 | 1 | 3815.44 | 3815.44 | 92154 | USA | N30 | 44 | SCHNEIDER ELECTRIC USA INC. | 60673-1214 | PJP36100CU63AE1VABSAYQ | PJP36100CU63AE1VABSAYQ-Molded Case Circuit BreakerPJP36100CU63AE1VABSAYQUL/CSA RatedPowerPact P FrameLugs "OFF" EndTerminal Nut Kit "ON" End1000 Amp Capacity3 Pole Device600 Vac Rated100% RatedInterrupting Rating100kA @ 240Vac/65kA @ 480Vac/25kA @ 600VacMicrologic Power Trip - LSIUL Rating Plug A2 Programmable Contact ModuleModbus Communications2 Form C Auxiliary SwitchShunt Trip 110-130Vac/125VdcHandle padlock attachment - OFF position onlyRevision - 5/21/2026 - (P20260306/S20260306)Source -Selector | PUR | PJP36100CU63AE1VABSAYQ-Molded Case Circuit BreakerPJP36100CU63AE1VABSAYQUL/CSA RatedPowerPact P FrameLugs "OFF" EndTerminal Nut Kit "ON" End1000 Amp Capacity3 Pole Device600 Vac Rated100% RatedInterrupting Rating100kA @ 240Vac/65kA @ 480Vac/25kA @ 600VacMicrologic Power Trip - LSIUL Rating Plug A2 Programmable Contact ModuleModbus Communications2 Form C Auxiliary SwitchShunt Trip 110-130Vac/125VdcHandle padlock attachment - OFF position onlyRevision - 5/21/2026 - (P20260306/S20260306)Source -Selector | EA | EA |  | TRUE |  | P | FXG | 100
133643 | 2 | 1 | States | MGM TRANSFORMER | Megan Swymeler | TRUE | 2026-05-27T00:00:00 | 2026-11-18T00:00:00 | 2026-11-18T00:00:00 | 1 | 0 | 1 | 6989.26 | 6989.26 | 92154 | USA | N30 | 44 | SCHNEIDER ELECTRIC USA INC. | 60673-1214 | LAIPGAXAXNANNNNNNNNDNCNTWNANENNNNCNNNNNA | Square D Masterpact MTZ Unit Mount Circuit BreakerLAIPGAXAXNANNNNNNNNDNCNTWNANENNNNCNNNNNAModel No. MTZ2-32H1 3-Pole ANSIC37/UL1066/CSA C22.2 No.268 RatedRated 3200 Amps, 100% RatedAIR - 65kA/65kA/65kA @ 254/508/635 VacTop Termination RCOVBottom Termination RCOV3200 Amp SensorTrip UnitMicrologic 6.0 Xi (LSIG) Trip UnitEnergy Reduction Maintenance SettingsDigital Module InstalledEnergy Reduction Maintenance Setting selectedTrip Unit Wireless Communication has been removedULP Port4 OF Contacts (standard) + 4 Additional OF ContactsShunt Trip - 100-130VacOvercurrent Trip (SDE) contact standardPadlockable Push Button CoverNo Locking Provision Provided with Padlock attachmentProduction Test ReportDoor Escutcheon included as StandardRevision - 5/20/2026 - (P20260306/S20260306)Source -Selector | PUR | Square D Masterpact MTZ Unit Mount Circuit BreakerLAIPGAXAXNANNNNNNNNDNCNTWNANENNNNCNNNNNAModel No. MTZ2-32H1 3-Pole ANSIC37/UL1066/CSA C22.2 No.268 RatedRated 3200 Amps, 100% RatedAIR - 65kA/65kA/65kA @ 254/508/635 VacTop Termination RCOVBottom Termination RCOV3200 Amp SensorTrip UnitMicrologic 6.0 Xi (LSIG) Trip UnitEnergy Reduction Maintenance SettingsDigital Module InstalledEnergy Reduction Maintenance Setting selectedTrip Unit Wireless Communication has been removedULP Port4 OF Contacts (standard) + 4 Additional OF ContactsShunt Trip - 100-130VacOvercurrent Trip (SDE) contact standardPadlockable Push Button CoverNo Locking Provision Provided with Padlock attachmentProduction Test ReportDoor Escutcheon included as StandardRevision - 5/20/2026 - (P20260306/S20260306)Source -Selector | EA | EA |  | TRUE |  | P | FXG | 100
133643 | 3 | 1 | States | MGM TRANSFORMER | Megan Swymeler | TRUE | 2026-05-27T00:00:00 | 2026-11-18T00:00:00 | 2026-11-18T00:00:00 | 1 | 0 | 1 | 632.05 | 632.05 | 92154 | USA | N30 | 44 | SCHNEIDER ELECTRIC USA INC. | 60673-1214 | HJP36150U43XABYQ | HJP36150U43XABYQ-Molded Case Circuit BreakerHJP36150U43XABYQUL/CSA RatedPowerPact H FrameLugs "OFF" EndTerminal Nut Kit "ON" End150 Amp Capacity3 Pole Device600 Vac Rated80% Rated - Standard ratedInterrupting Rating100kA @ 240Vac/65kA @ 480Vac/25kA @ 600VacMicrologic Ammeter Trip Unit - LSI2 Form C Auxiliary SwitchHandle padlock attachment - OFF position onlyRevision - 5/20/2026 - (P20260306/S20260306)Source -Selector | PUR | HJP36150U43XABYQ-Molded Case Circuit BreakerHJP36150U43XABYQUL/CSA RatedPowerPact H FrameLugs "OFF" EndTerminal Nut Kit "ON" End150 Amp Capacity3 Pole Device600 Vac Rated80% Rated - Standard ratedInterrupting Rating100kA @ 240Vac/65kA @ 480Vac/25kA @ 600VacMicrologic Ammeter Trip Unit - LSI2 Form C Auxiliary SwitchHandle padlock attachment - OFF position onlyRevision - 5/20/2026 - (P20260306/S20260306)Source -Selector | EA | EA |  | TRUE |  | P | FXG | 100
133643 | 4 | 1 | States | MGM TRANSFORMER | Megan Swymeler | TRUE | 2026-05-27T00:00:00 | 2026-07-16T00:00:00 | 2026-07-16T00:00:00 | 3 | 0 | 3 | 333.74 | 1001.22 | 92154 | USA | N30 | 44 | SCHNEIDER ELECTRIC USA INC. | 60673-1214 | HJP36060U43XABYQ | HJP36060U43XABYQ-Molded Case Circuit BreakerHJP36060U43XABYQUL/CSA RatedPowerPact H FrameLugs "OFF" EndTerminal Nut Kit "ON" End3 Pole Device60 Amp Capacity600 Vac Rated80% Rated - Standard ratedInterrupting Rating100kA @ 240Vac/65kA @ 480Vac/25kA @ 600VacMicrologic Ammeter Trip Unit - LSI2 Form C Auxiliary SwitchHandle padlock attachment - OFF position onlyRevision - 5/20/2026 - (P20260306/S20260306)Source -Selector | PUR | HJP36060U43XABYQ-Molded Case Circuit BreakerHJP36060U43XABYQUL/CSA RatedPowerPact H FrameLugs "OFF" EndTerminal Nut Kit "ON" End3 Pole Device60 Amp Capacity600 Vac Rated80% Rated - Standard ratedInterrupting Rating100kA @ 240Vac/65kA @ 480Vac/25kA @ 600VacMicrologic Ammeter Trip Unit - LSI2 Form C Auxiliary SwitchHandle padlock attachment - OFF position onlyRevision - 5/20/2026 - (P20260306/S20260306)Source -Selector | EA | EA |  | TRUE |  | P | FXG | 100
133643 | 6 | 1 | States | MGM TRANSFORMER | Megan Swymeler | TRUE | 2026-05-27T00:00:00 | 2026-08-21T00:00:00 | 2026-08-21T00:00:00 | 1 | 0 | 1 | 3840.14 | 3840.14 | 92154 | USA | N30 | 44 | SCHNEIDER ELECTRIC USA INC. | 60673-1214 | PJP36120CU64AE1VABYQ | PJP36120CU64AE1VABYQ-Molded Case Circuit BreakerPJP36120CU64AE1VABYQUL/CSA RatedPowerPact P FrameLugs "OFF" EndTerminal Nut Kit "ON" End1200 Amp Capacity3 Pole Device600 Vac Rated100% RatedInterrupting Rating100kA @ 240Vac/65kA @ 480Vac/25kA @ 600VacMicrologic Power Trip Unit - LSIGUL Rating Plug A2 Programmable Contact ModuleModbus Communications2 Form C Auxiliary SwitchHandle padlock attachment - OFF position onlyRevision - 5/21/2026 - (P20260306/S20260306)Source -SelectoLV434063-Input/Output Interface for LV breaker | PUR | PJP36120CU64AE1VABYQ-Molded Case Circuit BreakerPJP36120CU64AE1VABYQUL/CSA RatedPowerPact P FrameLugs "OFF" EndTerminal Nut Kit "ON" End1200 Amp Capacity3 Pole Device600 Vac Rated100% RatedInterrupting Rating100kA @ 240Vac/65kA @ 480Vac/25kA @ 600VacMicrologic Power Trip Unit - LSIGUL Rating Plug A2 Programmable Contact ModuleModbus Communications2 Form C Auxiliary SwitchHandle padlock attachment - OFF position onlyRevision - 5/21/2026 - (P20260306/S20260306)Source -SelectoLV434063-Input/Output Interface for LV breaker | EA | EA |  | TRUE |  | P | FXG | 100
133643 | 9 | 1 | States | MGM TRANSFORMER | Megan Swymeler | TRUE | 2026-05-27T00:00:00 | 2026-07-21T00:00:00 | 2026-07-21T00:00:00 | 1 | 0 | 1 | 21.45 | 21.45 | 92154 | USA | N30 | 44 | SCHNEIDER ELECTRIC USA INC. | 60673-1214 | TRV00880-10 | ULP LINE TERMINATION | PUR | ULP LINE TERMINATION | EA | 10pk |  | TRUE |  | P | FXG | 100
133643 | 11 | 1 | States | MGM TRANSFORMER | Megan Swymeler | TRUE | 2026-05-27T00:00:00 | 2026-09-21T00:00:00 | 2026-09-21T00:00:00 | 1 | 0 | 1 | 3815.44 | 3815.44 | 92154 | USA | N30 | 44 | SCHNEIDER ELECTRIC USA INC. | 60673-1214 | PJP36100CU63AE1VABSAYQ | PJP36100CU63AE1VABSAYQ-Molded Case Circuit BreakerPJP36100CU63AE1VABSAYQUL/CSA RatedPowerPact P FrameLugs "OFF" EndTerminal Nut Kit "ON" End1000 Amp Capacity3 Pole Device600 Vac Rated100% RatedInterrupting Rating100kA @ 240Vac/65kA @ 480Vac/25kA @ 600VacMicrologic Power Trip - LSIUL Rating Plug A2 Programmable Contact ModuleModbus Communications2 Form C Auxiliary SwitchShunt Trip 110-130Vac/125VdcHandle padlock attachment - OFF position onlyRevision - 5/21/2026 - (P20260306/S20260306)Source -Selector | PUR | PJP36100CU63AE1VABSAYQ-Molded Case Circuit BreakerPJP36100CU63AE1VABSAYQUL/CSA RatedPowerPact P FrameLugs "OFF" EndTerminal Nut Kit "ON" End1000 Amp Capacity3 Pole Device600 Vac Rated100% RatedInterrupting Rating100kA @ 240Vac/65kA @ 480Vac/25kA @ 600VacMicrologic Power Trip - LSIUL Rating Plug A2 Programmable Contact ModuleModbus Communications2 Form C Auxiliary SwitchShunt Trip 110-130Vac/125VdcHandle padlock attachment - OFF position onlyRevision - 5/21/2026 - (P20260306/S20260306)Source -Selector | EA | EA |  | TRUE |  | P | FXG | 100
133643 | 12 | 1 | States | MGM TRANSFORMER | Megan Swymeler | TRUE | 2026-05-27T00:00:00 | 2026-09-21T00:00:00 | 2026-09-21T00:00:00 | 1 | 0 | 1 | 2853.16 | 2853.16 | 92154 | USA | N30 | 44 | SCHNEIDER ELECTRIC USA INC. | 60673-1214 | PJP36100U64AE1VABYQ | PJP36100U64AE1VABYQ-Molded Case Circuit BreakerPJP36100U64AE1VABYQUL/CSA RatedPowerPact P FrameLugs "OFF" EndTerminal Nut Kit "ON" End1000 Amp Capacity3 Pole Device600 Vac Rated80% Rated - Standard ratedInterrupting Rating100kA @ 240Vac/65kA @ 480Vac/25kA @ 600VacMicrologic Power Trip Unit - LSIGUL Rating Plug A2 Programmable Contact ModuleModbus Communications2 Form C Auxiliary SwitchHandle padlock attachment - OFF position onlyRevision - 5/21/2026 - (P20260306/S20260306)Source -Selector | PUR | PJP36100U64AE1VABYQ-Molded Case Circuit BreakerPJP36100U64AE1VABYQUL/CSA RatedPowerPact P FrameLugs "OFF" EndTerminal Nut Kit "ON" End1000 Amp Capacity3 Pole Device600 Vac Rated80% Rated - Standard ratedInterrupting Rating100kA @ 240Vac/65kA @ 480Vac/25kA @ 600VacMicrologic Power Trip Unit - LSIGUL Rating Plug A2 Programmable Contact ModuleModbus Communications2 Form C Auxiliary SwitchHandle padlock attachment - OFF position onlyRevision - 5/21/2026 - (P20260306/S20260306)Source -Selector | EA | EA |  | TRUE |  | P | FXG | 100
133643 | 13 | 1 | States | MGM TRANSFORMER | Megan Swymeler | TRUE | 2026-05-27T00:00:00 | 2026-09-21T00:00:00 | 2026-09-21T00:00:00 | 1 | 0 | 1 | 2906.07 | 2906.07 | 92154 | USA | N30 | 44 | SCHNEIDER ELECTRIC USA INC. | 60673-1214 | PJP36080CU63AE1VABJK | PJP36080CU63AE1VABJK-Molded Case Circuit BreakerPJP36080CU63AE1VABJKUL/CSA RatedPowerPact P FrameLugs "OFF" EndTerminal Nut Kit "ON" End3 Pole Device600 Vac Rated800 Amp Capacity100% RatedInterrupting Rating100kA @ 240Vac/65kA @ 480Vac/25kA @ 600VacMicrologic Power Trip - LSIUL Rating Plug A2 Programmable Contact ModuleKeylock options:Provision onlyKirk keyHorizontal MountModbus Communications2 Form C Auxiliary SwitchRevision - 5/21/2026 - (P20260306/S20260306)Source -Selector | PUR | PJP36080CU63AE1VABJK-Molded Case Circuit BreakerPJP36080CU63AE1VABJKUL/CSA RatedPowerPact P FrameLugs "OFF" EndTerminal Nut Kit "ON" End3 Pole Device600 Vac Rated800 Amp Capacity100% RatedInterrupting Rating100kA @ 240Vac/65kA @ 480Vac/25kA @ 600VacMicrologic Power Trip - LSIUL Rating Plug A2 Programmable Contact ModuleKeylock options:Provision onlyKirk keyHorizontal MountModbus Communications2 Form C Auxiliary SwitchRevision - 5/21/2026 - (P20260306/S20260306)Source -Selector | EA | EA |  | TRUE |  | P | FXG | 100
133643 | 14 | 1 | States | MGM TRANSFORMER | Megan Swymeler | TRUE | 2026-05-27T00:00:00 | 2026-08-21T00:00:00 | 2026-08-21T00:00:00 | 1 | 0 | 1 | 3786.86 | 3786.86 | 92154 | USA | N30 | 44 | SCHNEIDER ELECTRIC USA INC. | 60673-1214 | LAFJGABABNANNNNNNNNNNCNTWNANENNNNCNNNNNA | Square D Masterpact MTZ Unit Mount Circuit BreakerLAFJGABABNANNNNNNNNNNCNTWNANENNNNCNNNNNAModel No. MTZ2-16H1 3-Pole ANSIC37/UL1066/CSA C22.2 No.268 RatedRated 1600 Amps, 100% RatedAIR - 65kA/65kA/65kA @ 254/508/635 VacTop Termination 2 Hole RCTVBottom Termination 2 Hole RCTV1600 Amp SensorTrip UnitMicrologic 6.0 Xi (LSIG) Trip UnitEnergy Reduction Maintenance SettingsDigital Module InstalledEnergy Reduction Maintenance Setting selectedTrip Unit Wireless Communication has been removedULP Port4 OF Contacts (standard) + 4 Additional OF ContactsOvercurrent Trip (SDE) contact standardPadlockable Push Button CoverNo Locking Provision Provided with Padlock attachmentProduction Test ReportDoor Escutcheon included as StandardRevision - 5/21/2026 - (P20260306/S20260306)Source -Selector | PUR | Square D Masterpact MTZ Unit Mount Circuit BreakerLAFJGABABNANNNNNNNNNNCNTWNANENNNNCNNNNNAModel No. MTZ2-16H1 3-Pole ANSIC37/UL1066/CSA C22.2 No.268 RatedRated 1600 Amps, 100% RatedAIR - 65kA/65kA/65kA @ 254/508/635 VacTop Termination 2 Hole RCTVBottom Termination 2 Hole RCTV1600 Amp SensorTrip UnitMicrologic 6.0 Xi (LSIG) Trip UnitEnergy Reduction Maintenance SettingsDigital Module InstalledEnergy Reduction Maintenance Setting selectedTrip Unit Wireless Communication has been removedULP Port4 OF Contacts (standard) + 4 Additional OF ContactsOvercurrent Trip (SDE) contact standardPadlockable Push Button CoverNo Locking Provision Provided with Padlock attachmentProduction Test ReportDoor Escutcheon included as StandardRevision - 5/21/2026 - (P20260306/S20260306)Source -Selector | EA | EA |  | TRUE |  | P | FXG | 100
133643 | 16 | 1 | States | MGM TRANSFORMER | Megan Swymeler | TRUE | 2026-05-27T00:00:00 | 2026-08-21T00:00:00 | 2026-08-21T00:00:00 | 1 | 0 | 1 | 6989.26 | 6989.26 | 92154 | USA | N30 | 44 | SCHNEIDER ELECTRIC USA INC. | 60673-1214 | LAIPGAXAXNANNNNNNNNDNCNTWNANENNNNCNNNNNA | Square D Masterpact MTZ Unit Mount Circuit BreakerLAIPGAXAXNANNNNNNNNDNCNTWNANENNNNCNNNNNAModel No. MTZ2-32H1 3-Pole ANSIC37/UL1066/CSA C22.2 No.268 RatedRated 3200 Amps, 100% RatedAIR - 65kA/65kA/65kA @ 254/508/635 VacTop Termination RCOVBottom Termination RCOV3200 Amp SensorTrip UnitMicrologic 6.0 Xi (LSIG) Trip UnitEnergy Reduction Maintenance SettingsDigital Module InstalledEnergy Reduction Maintenance Setting selectedTrip Unit Wireless Communication has been removedULP Port4 OF Contacts (standard) + 4 Additional OF ContactsShunt Trip - 100-130VacOvercurrent Trip (SDE) contact standardPadlockable Push Button CoverNo Locking Provision Provided with Padlock attachmentProduction Test ReportDoor Escutcheon included as StandardRevision - 5/20/2026 - (P20260306/S20260306)Source -Selector | PUR | Square D Masterpact MTZ Unit Mount Circuit BreakerLAIPGAXAXNANNNNNNNNDNCNTWNANENNNNCNNNNNAModel No. MTZ2-32H1 3-Pole ANSIC37/UL1066/CSA C22.2 No.268 RatedRated 3200 Amps, 100% RatedAIR - 65kA/65kA/65kA @ 254/508/635 VacTop Termination RCOVBottom Termination RCOV3200 Amp SensorTrip UnitMicrologic 6.0 Xi (LSIG) Trip UnitEnergy Reduction Maintenance SettingsDigital Module InstalledEnergy Reduction Maintenance Setting selectedTrip Unit Wireless Communication has been removedULP Port4 OF Contacts (standard) + 4 Additional OF ContactsShunt Trip - 100-130VacOvercurrent Trip (SDE) contact standardPadlockable Push Button CoverNo Locking Provision Provided with Padlock attachmentProduction Test ReportDoor Escutcheon included as StandardRevision - 5/20/2026 - (P20260306/S20260306)Source -Selector | EA | EA |  | TRUE |  | P | FXG | 100
133643 | 17 | 1 | States | MGM TRANSFORMER | Megan Swymeler | TRUE | 2026-05-27T00:00:00 | 2026-11-18T00:00:00 | 2026-11-18T00:00:00 | 2 | 0 | 2 | 632.05 | 1264.1 | 92154 | USA | N30 | 44 | SCHNEIDER ELECTRIC USA INC. | 60673-1214 | HJP36150U43XABYQ | HJP36150U43XABYQ-Molded Case Circuit BreakerHJP36150U43XABYQUL/CSA RatedPowerPact H FrameLugs "OFF" EndTerminal Nut Kit "ON" End150 Amp Capacity3 Pole Device600 Vac Rated80% Rated - Standard ratedInterrupting Rating100kA @ 240Vac/65kA @ 480Vac/25kA @ 600VacMicrologic Ammeter Trip Unit - LSI2 Form C Auxiliary SwitchHandle padlock attachment - OFF position onlyRevision - 5/20/2026 - (P20260306/S20260306)Source -Selector | PUR | HJP36150U43XABYQ-Molded Case Circuit BreakerHJP36150U43XABYQUL/CSA RatedPowerPact H FrameLugs "OFF" EndTerminal Nut Kit "ON" End150 Amp Capacity3 Pole Device600 Vac Rated80% Rated - Standard ratedInterrupting Rating100kA @ 240Vac/65kA @ 480Vac/25kA @ 600VacMicrologic Ammeter Trip Unit - LSI2 Form C Auxiliary SwitchHandle padlock attachment - OFF position onlyRevision - 5/20/2026 - (P20260306/S20260306)Source -Selector | EA | EA |  | TRUE |  | P | FXG | 100
133643 | 18 | 1 | States | MGM TRANSFORMER | Megan Swymeler | TRUE | 2026-05-27T00:00:00 | 2026-11-18T00:00:00 | 2026-11-18T00:00:00 | 2 | 0 | 2 | 333.74 | 667.48 | 92154 | USA | N30 | 44 | SCHNEIDER ELECTRIC USA INC. | 60673-1214 | HJP36060U43XABYQ | HJP36060U43XABYQ-Molded Case Circuit BreakerHJP36060U43XABYQUL/CSA RatedPowerPact H FrameLugs "OFF" EndTerminal Nut Kit "ON" End3 Pole Device60 Amp Capacity600 Vac Rated80% Rated - Standard ratedInterrupting Rating100kA @ 240Vac/65kA @ 480Vac/25kA @ 600VacMicrologic Ammeter Trip Unit - LSI2 Form C Auxiliary SwitchHandle padlock attachment - OFF position onlyRevision - 5/20/2026 - (P20260306/S20260306)Source -Selector | PUR | HJP36060U43XABYQ-Molded Case Circuit BreakerHJP36060U43XABYQUL/CSA RatedPowerPact H FrameLugs "OFF" EndTerminal Nut Kit "ON" End3 Pole Device60 Amp Capacity600 Vac Rated80% Rated - Standard ratedInterrupting Rating100kA @ 240Vac/65kA @ 480Vac/25kA @ 600VacMicrologic Ammeter Trip Unit - LSI2 Form C Auxiliary SwitchHandle padlock attachment - OFF position onlyRevision - 5/20/2026 - (P20260306/S20260306)Source -Selector | EA | EA |  | TRUE |  | P | FXG | 100
133643 | 20 | 1 | States | MGM TRANSFORMER | Megan Swymeler | TRUE | 2026-05-27T00:00:00 | 2026-09-21T00:00:00 | 2026-09-21T00:00:00 | 1 | 0 | 1 | 3840.14 | 3840.14 | 92154 | USA | N30 | 44 | SCHNEIDER ELECTRIC USA INC. | 60673-1214 | PJP36120CU64AE1VABYQ | PJP36120CU64AE1VABYQ-Molded Case Circuit BreakerPJP36120CU64AE1VABYQUL/CSA RatedPowerPact P FrameLugs "OFF" EndTerminal Nut Kit "ON" End1200 Amp Capacity3 Pole Device600 Vac Rated100% RatedInterrupting Rating100kA @ 240Vac/65kA @ 480Vac/25kA @ 600VacMicrologic Power Trip Unit - LSIGUL Rating Plug A2 Programmable Contact ModuleModbus Communications2 Form C Auxiliary SwitchHandle padlock attachment - OFF position onlyRevision - 5/21/2026 - (P20260306/S20260306)Source -SelectoLV434063-Input/Output Interface for LV breaker | PUR | PJP36120CU64AE1VABYQ-Molded Case Circuit BreakerPJP36120CU64AE1VABYQUL/CSA RatedPowerPact P FrameLugs "OFF" EndTerminal Nut Kit "ON" End1200 Amp Capacity3 Pole Device600 Vac Rated100% RatedInterrupting Rating100kA @ 240Vac/65kA @ 480Vac/25kA @ 600VacMicrologic Power Trip Unit - LSIGUL Rating Plug A2 Programmable Contact ModuleModbus Communications2 Form C Auxiliary SwitchHandle padlock attachment - OFF position onlyRevision - 5/21/2026 - (P20260306/S20260306)Source -SelectoLV434063-Input/Output Interface for LV breaker | EA | EA |  | TRUE |  | P | FXG | 100
133643 | 22 | 1 | States | MGM TRANSFORMER | Megan Swymeler | TRUE | 2026-05-27T00:00:00 | 2026-09-21T00:00:00 | 2026-09-21T00:00:00 | 1 | 0 | 1 | 3815.44 | 3815.44 | 92154 | USA | N30 | 44 | SCHNEIDER ELECTRIC USA INC. | 60673-1214 | PJP36100CU63AE1VABSAYQ | PJP36100CU63AE1VABSAYQ-Molded Case Circuit BreakerPJP36100CU63AE1VABSAYQUL/CSA RatedPowerPact P FrameLugs "OFF" EndTerminal Nut Kit "ON" End1000 Amp Capacity3 Pole Device600 Vac Rated100% RatedInterrupting Rating100kA @ 240Vac/65kA @ 480Vac/25kA @ 600VacMicrologic Power Trip - LSIUL Rating Plug A2 Programmable Contact ModuleModbus Communications2 Form C Auxiliary SwitchShunt Trip 110-130Vac/125VdcHandle padlock attachment - OFF position onlyRevision - 5/21/2026 - (P20260306/S20260306)Source -Selector | PUR | PJP36100CU63AE1VABSAYQ-Molded Case Circuit BreakerPJP36100CU63AE1VABSAYQUL/CSA RatedPowerPact P FrameLugs "OFF" EndTerminal Nut Kit "ON" End1000 Amp Capacity3 Pole Device600 Vac Rated100% RatedInterrupting Rating100kA @ 240Vac/65kA @ 480Vac/25kA @ 600VacMicrologic Power Trip - LSIUL Rating Plug A2 Programmable Contact ModuleModbus Communications2 Form C Auxiliary SwitchShunt Trip 110-130Vac/125VdcHandle padlock attachment - OFF position onlyRevision - 5/21/2026 - (P20260306/S20260306)Source -Selector | EA | EA |  | TRUE |  | P | FXG | 100
133643 | 23 | 1 | States | MGM TRANSFORMER | Megan Swymeler | TRUE | 2026-05-27T00:00:00 | 2026-09-21T00:00:00 | 2026-09-21T00:00:00 | 1 | 0 | 1 | 2853.16 | 2853.16 | 92154 | USA | N30 | 44 | SCHNEIDER ELECTRIC USA INC. | 60673-1214 | PJP36100U64AE1VABYQ | PJP36100U64AE1VABYQ-Molded Case Circuit BreakerPJP36100U64AE1VABYQUL/CSA RatedPowerPact P FrameLugs "OFF" EndTerminal Nut Kit "ON" End1000 Amp Capacity3 Pole Device600 Vac Rated80% Rated - Standard ratedInterrupting Rating100kA @ 240Vac/65kA @ 480Vac/25kA @ 600VacMicrologic Power Trip Unit - LSIGUL Rating Plug A2 Programmable Contact ModuleModbus Communications2 Form C Auxiliary SwitchHandle padlock attachment - OFF position onlyRevision - 5/21/2026 - (P20260306/S20260306)Source -Selector | PUR | PJP36100U64AE1VABYQ-Molded Case Circuit BreakerPJP36100U64AE1VABYQUL/CSA RatedPowerPact P FrameLugs "OFF" EndTerminal Nut Kit "ON" End1000 Amp Capacity3 Pole Device600 Vac Rated80% Rated - Standard ratedInterrupting Rating100kA @ 240Vac/65kA @ 480Vac/25kA @ 600VacMicrologic Power Trip Unit - LSIGUL Rating Plug A2 Programmable Contact ModuleModbus Communications2 Form C Auxiliary SwitchHandle padlock attachment - OFF position onlyRevision - 5/21/2026 - (P20260306/S20260306)Source -Selector | EA | EA |  | TRUE |  | P | FXG | 100
133643 | 24 | 1 | States | MGM TRANSFORMER | Megan Swymeler | TRUE | 2026-05-27T00:00:00 | 2026-09-21T00:00:00 | 2026-09-21T00:00:00 | 1 | 0 | 1 | 2906.07 | 2906.07 | 92154 | USA | N30 | 44 | SCHNEIDER ELECTRIC USA INC. | 60673-1214 | PJP36080CU63AE1VABJK | PJP36080CU63AE1VABJK-Molded Case Circuit BreakerPJP36080CU63AE1VABJKUL/CSA RatedPowerPact P FrameLugs "OFF" EndTerminal Nut Kit "ON" End3 Pole Device600 Vac Rated800 Amp Capacity100% RatedInterrupting Rating100kA @ 240Vac/65kA @ 480Vac/25kA @ 600VacMicrologic Power Trip - LSIUL Rating Plug A2 Programmable Contact ModuleKeylock options:Provision onlyKirk keyHorizontal MountModbus Communications2 Form C Auxiliary SwitchRevision - 5/21/2026 - (P20260306/S20260306)Source -Selector | PUR | PJP36080CU63AE1VABJK-Molded Case Circuit BreakerPJP36080CU63AE1VABJKUL/CSA RatedPowerPact P FrameLugs "OFF" EndTerminal Nut Kit "ON" End3 Pole Device600 Vac Rated800 Amp Capacity100% RatedInterrupting Rating100kA @ 240Vac/65kA @ 480Vac/25kA @ 600VacMicrologic Power Trip - LSIUL Rating Plug A2 Programmable Contact ModuleKeylock options:Provision onlyKirk keyHorizontal MountModbus Communications2 Form C Auxiliary SwitchRevision - 5/21/2026 - (P20260306/S20260306)Source -Selector | EA | EA |  | TRUE |  | P | FXG | 100
133643 | 25 | 1 | States | MGM TRANSFORMER | Megan Swymeler | TRUE | 2026-05-27T00:00:00 | 2026-09-21T00:00:00 | 2026-09-21T00:00:00 | 1 | 0 | 1 | 1364.66 | 1364.66 | 92154 | USA | N30 | 44 | SCHNEIDER ELECTRIC USA INC. | 60673-1214 | LJP36600U44XABYQ | LJP36600U44XABYQ-Molded Case Circuit BreakerLJP36600U44XABYQUL/CSA RatedPowerPact L FrameLugs "OFF" EndTerminal Nut Kit "ON" End3 Pole Device600 Amp Capacity600 Vac Rated80% Rated - Standard ratedInterrupting Rating100kA @ 240Vac/65kA @ 480Vac/25kA @ 600VacMicrologic Ammeter Trip Unit - LSIG2 Form C Auxiliary SwitchHandle padlock attachment - OFF position onlyRevision - 5/20/2026 - (P20260306/S20260306)Source -Selector | PUR | LJP36600U44XABYQ-Molded Case Circuit BreakerLJP36600U44XABYQUL/CSA RatedPowerPact L FrameLugs "OFF" EndTerminal Nut Kit "ON" End3 Pole Device600 Amp Capacity600 Vac Rated80% Rated - Standard ratedInterrupting Rating100kA @ 240Vac/65kA @ 480Vac/25kA @ 600VacMicrologic Ammeter Trip Unit - LSIG2 Form C Auxiliary SwitchHandle padlock attachment - OFF position onlyRevision - 5/20/2026 - (P20260306/S20260306)Source -Selector | EA | EA |  | TRUE |  | P | FXG | 100
133643 | 26 | 1 | States | MGM TRANSFORMER | Megan Swymeler | TRUE | 2026-05-27T00:00:00 | 2026-11-18T00:00:00 | 2026-11-18T00:00:00 | 1 | 0 | 1 | 693.1 | 693.1 | 92154 | USA | N30 | 44 | SCHNEIDER ELECTRIC USA INC. | 60673-1214 | JJP36250U43XABYQ | JJP36250U43XABYQ-Molded Case Circuit BreakerJJP36250U43XABYQUL/CSA RatedPowerPact J FrameLugs "OFF" EndTerminal Nut Kit "ON" End250 Amp Capacity3 Pole Device600 Vac Rated80% Rated - Standard ratedInterrupting Rating100kA @ 240Vac/65kA @ 480Vac/25kA @ 600VacMicrologic Ammeter Trip Unit - LSI2 Form C Auxiliary SwitchHandle padlock attachment - OFF position onlyRevision - 5/22/2026 - (P20260306/S20260306)Source -Selector | PUR | JJP36250U43XABYQ-Molded Case Circuit BreakerJJP36250U43XABYQUL/CSA RatedPowerPact J FrameLugs "OFF" EndTerminal Nut Kit "ON" End250 Amp Capacity3 Pole Device600 Vac Rated80% Rated - Standard ratedInterrupting Rating100kA @ 240Vac/65kA @ 480Vac/25kA @ 600VacMicrologic Ammeter Trip Unit - LSI2 Form C Auxiliary SwitchHandle padlock attachment - OFF position onlyRevision - 5/22/2026 - (P20260306/S20260306)Source -Selector | EA | EA |  | TRUE |  | P | FXG | 100
133643 | 28 | 1 | States | MGM TRANSFORMER | Megan Swymeler | TRUE | 2026-05-27T00:00:00 | 2026-08-21T00:00:00 | 2026-08-21T00:00:00 | 2 | 0 | 2 | 6989.26 | 13978.52 | 92154 | USA | N30 | 44 | SCHNEIDER ELECTRIC USA INC. | 60673-1214 | LAIPGAXAXNANNNNNNNNDNCNTWNANENNNNCNNNNNA | Square D Masterpact MTZ Unit Mount Circuit BreakerLAIPGAXAXNANNNNNNNNDNCNTWNANENNNNCNNNNNAModel No. MTZ2-32H1 3-Pole ANSIC37/UL1066/CSA C22.2 No.268 RatedRated 3200 Amps, 100% RatedAIR - 65kA/65kA/65kA @ 254/508/635 VacTop Termination RCOVBottom Termination RCOV3200 Amp SensorTrip UnitMicrologic 6.0 Xi (LSIG) Trip UnitEnergy Reduction Maintenance SettingsDigital Module InstalledEnergy Reduction Maintenance Setting selectedTrip Unit Wireless Communication has been removedULP Port4 OF Contacts (standard) + 4 Additional OF ContactsShunt Trip - 100-130VacOvercurrent Trip (SDE) contact standardPadlockable Push Button CoverNo Locking Provision Provided with Padlock attachmentProduction Test ReportDoor Escutcheon included as StandardRevision - 5/20/2026 - (P20260306/S20260306)Source -Selector | PUR | Square D Masterpact MTZ Unit Mount Circuit BreakerLAIPGAXAXNANNNNNNNNDNCNTWNANENNNNCNNNNNAModel No. MTZ2-32H1 3-Pole ANSIC37/UL1066/CSA C22.2 No.268 RatedRated 3200 Amps, 100% RatedAIR - 65kA/65kA/65kA @ 254/508/635 VacTop Termination RCOVBottom Termination RCOV3200 Amp SensorTrip UnitMicrologic 6.0 Xi (LSIG) Trip UnitEnergy Reduction Maintenance SettingsDigital Module InstalledEnergy Reduction Maintenance Setting selectedTrip Unit Wireless Communication has been removedULP Port4 OF Contacts (standard) + 4 Additional OF ContactsShunt Trip - 100-130VacOvercurrent Trip (SDE) contact standardPadlockable Push Button CoverNo Locking Provision Provided with Padlock attachmentProduction Test ReportDoor Escutcheon included as StandardRevision - 5/20/2026 - (P20260306/S20260306)Source -Selector | EA | EA |  | TRUE |  | P | FXG | 100
133643 | 29 | 1 | States | MGM TRANSFORMER | Megan Swymeler | TRUE | 2026-05-27T00:00:00 | 2026-09-21T00:00:00 | 2026-09-21T00:00:00 | 2 | 0 | 2 | 2853.16 | 5706.32 | 92154 | USA | N30 | 44 | SCHNEIDER ELECTRIC USA INC. | 60673-1214 | PJP36100U64AE1VABYQ | PJP36100U64AE1VABYQ-Molded Case Circuit BreakerPJP36100U64AE1VABYQUL/CSA RatedPowerPact P FrameLugs "OFF" EndTerminal Nut Kit "ON" End1000 Amp Capacity3 Pole Device600 Vac Rated80% Rated - Standard ratedInterrupting Rating100kA @ 240Vac/65kA @ 480Vac/25kA @ 600VacMicrologic Power Trip Unit - LSIGUL Rating Plug A2 Programmable Contact ModuleModbus Communications2 Form C Auxiliary SwitchHandle padlock attachment - OFF position onlyRevision - 5/21/2026 - (P20260306/S20260306)Source -Selector | PUR | PJP36100U64AE1VABYQ-Molded Case Circuit BreakerPJP36100U64AE1VABYQUL/CSA RatedPowerPact P FrameLugs "OFF" EndTerminal Nut Kit "ON" End1000 Amp Capacity3 Pole Device600 Vac Rated80% Rated - Standard ratedInterrupting Rating100kA @ 240Vac/65kA @ 480Vac/25kA @ 600VacMicrologic Power Trip Unit - LSIGUL Rating Plug A2 Programmable Contact ModuleModbus Communications2 Form C Auxiliary SwitchHandle padlock attachment - OFF position onlyRevision - 5/21/2026 - (P20260306/S20260306)Source -Selector | EA | EA |  | TRUE |  | P | FXG | 100
133643 | 30 | 1 | States | MGM TRANSFORMER | Megan Swymeler | TRUE | 2026-05-27T00:00:00 | 2026-09-21T00:00:00 | 2026-09-21T00:00:00 | 2 | 0 | 2 | 3815.44 | 7630.88 | 92154 | USA | N30 | 44 | SCHNEIDER ELECTRIC USA INC. | 60673-1214 | PJP36100CU63AE1VABSAYQ | PJP36100CU63AE1VABSAYQ-Molded Case Circuit BreakerPJP36100CU63AE1VABSAYQUL/CSA RatedPowerPact P FrameLugs "OFF" EndTerminal Nut Kit "ON" End1000 Amp Capacity3 Pole Device600 Vac Rated100% RatedInterrupting Rating100kA @ 240Vac/65kA @ 480Vac/25kA @ 600VacMicrologic Power Trip - LSIUL Rating Plug A2 Programmable Contact ModuleModbus Communications2 Form C Auxiliary SwitchShunt Trip 110-130Vac/125VdcHandle padlock attachment - OFF position onlyRevision - 5/21/2026 - (P20260306/S20260306)Source -Selector | PUR | PJP36100CU63AE1VABSAYQ-Molded Case Circuit BreakerPJP36100CU63AE1VABSAYQUL/CSA RatedPowerPact P FrameLugs "OFF" EndTerminal Nut Kit "ON" End1000 Amp Capacity3 Pole Device600 Vac Rated100% RatedInterrupting Rating100kA @ 240Vac/65kA @ 480Vac/25kA @ 600VacMicrologic Power Trip - LSIUL Rating Plug A2 Programmable Contact ModuleModbus Communications2 Form C Auxiliary SwitchShunt Trip 110-130Vac/125VdcHandle padlock attachment - OFF position onlyRevision - 5/21/2026 - (P20260306/S20260306)Source -Selector | EA | EA |  | TRUE |  | P | FXG | 100
133643 | 31 | 1 | States | MGM TRANSFORMER | Megan Swymeler | TRUE | 2026-05-27T00:00:00 | 2026-09-21T00:00:00 | 2026-09-21T00:00:00 | 2 | 0 | 2 | 3764.2 | 7528.4 | 92154 | USA | N30 | 44 | SCHNEIDER ELECTRIC USA INC. | 60673-1214 | PJP36100CU63AE1VABJA | PJP36100CU63AE1VABJA-Molded Case Circuit BreakerPJP36100CU63AE1VABJAUL/CSA RatedPowerPact P FrameLugs "OFF" EndTerminal Nut Kit "ON" End1000 Amp Capacity3 Pole Device600 Vac Rated100% RatedInterrupting Rating100kA @ 240Vac/65kA @ 480Vac/25kA @ 600VacMicrologic Power Trip - LSIUL Rating Plug A2 Programmable Contact ModuleKeylock options:Provision onlyProvision for Kirk or Schneider Electric KeyingVertical MountModbus Communications2 Form C Auxiliary SwitchRevision - 5/26/2026 - (P20260306/S20260306)Source -Selector | PUR | PJP36100CU63AE1VABJA-Molded Case Circuit BreakerPJP36100CU63AE1VABJAUL/CSA RatedPowerPact P FrameLugs "OFF" EndTerminal Nut Kit "ON" End1000 Amp Capacity3 Pole Device600 Vac Rated100% RatedInterrupting Rating100kA @ 240Vac/65kA @ 480Vac/25kA @ 600VacMicrologic Power Trip - LSIUL Rating Plug A2 Programmable Contact ModuleKeylock options:Provision onlyProvision for Kirk or Schneider Electric KeyingVertical MountModbus Communications2 Form C Auxiliary SwitchRevision - 5/26/2026 - (P20260306/S20260306)Source -Selector | EA | EA |  | TRUE |  | P | FXG | 100
133643 | 32 | 1 | States | MGM TRANSFORMER | Megan Swymeler | TRUE | 2026-05-27T00:00:00 | 2026-11-18T00:00:00 | 2026-11-18T00:00:00 | 2 | 0 | 2 | 693.1 | 1386.2 | 92154 | USA | N30 | 44 | SCHNEIDER ELECTRIC USA INC. | 60673-1214 | JJP36250U43XABYQ | JJP36250U43XABYQ-Molded Case Circuit BreakerJJP36250U43XABYQUL/CSA RatedPowerPact J FrameLugs "OFF" EndTerminal Nut Kit "ON" End250 Amp Capacity3 Pole Device600 Vac Rated80% Rated - Standard ratedInterrupting Rating100kA @ 240Vac/65kA @ 480Vac/25kA @ 600VacMicrologic Ammeter Trip Unit - LSI2 Form C Auxiliary SwitchHandle padlock attachment - OFF position onlyRevision - 5/22/2026 - (P20260306/S20260306)Source -Selector | PUR | JJP36250U43XABYQ-Molded Case Circuit BreakerJJP36250U43XABYQUL/CSA RatedPowerPact J FrameLugs "OFF" EndTerminal Nut Kit "ON" End250 Amp Capacity3 Pole Device600 Vac Rated80% Rated - Standard ratedInterrupting Rating100kA @ 240Vac/65kA @ 480Vac/25kA @ 600VacMicrologic Ammeter Trip Unit - LSI2 Form C Auxiliary SwitchHandle padlock attachment - OFF position onlyRevision - 5/22/2026 - (P20260306/S20260306)Source -Selector | EA | EA |  | TRUE |  | P | FXG | 100
133643 | 33 | 1 | States | MGM TRANSFORMER | Megan Swymeler | TRUE | 2026-05-27T00:00:00 | 2026-07-09T00:00:00 | 2026-07-09T00:00:00 | 2 | 0 | 2 | 1364.66 | 2729.32 | 92154 | USA | N30 | 44 | SCHNEIDER ELECTRIC USA INC. | 60673-1214 | LJP36600U44XABYQ | LJP36600U44XABYQ-Molded Case Circuit BreakerLJP36600U44XABYQUL/CSA RatedPowerPact L FrameLugs "OFF" EndTerminal Nut Kit "ON" End3 Pole Device600 Amp Capacity600 Vac Rated80% Rated - Standard ratedInterrupting Rating100kA @ 240Vac/65kA @ 480Vac/25kA @ 600VacMicrologic Ammeter Trip Unit - LSIG2 Form C Auxiliary SwitchHandle padlock attachment - OFF position onlyRevision - 5/20/2026 - (P20260306/S20260306)Source -Selector | PUR | LJP36600U44XABYQ-Molded Case Circuit BreakerLJP36600U44XABYQUL/CSA RatedPowerPact L FrameLugs "OFF" EndTerminal Nut Kit "ON" End3 Pole Device600 Amp Capacity600 Vac Rated80% Rated - Standard ratedInterrupting Rating100kA @ 240Vac/65kA @ 480Vac/25kA @ 600VacMicrologic Ammeter Trip Unit - LSIG2 Form C Auxiliary SwitchHandle padlock attachment - OFF position onlyRevision - 5/20/2026 - (P20260306/S20260306)Source -Selector | EA | EA |  | TRUE |  | P | FXG | 100
133643 | 34 | 1 | States | MGM TRANSFORMER | Megan Swymeler | TRUE | 2026-05-27T00:00:00 | 2026-11-18T00:00:00 | 2026-11-18T00:00:00 | 10 | 0 | 10 | 333.74 | 3337.4 | 92154 | USA | N30 | 44 | SCHNEIDER ELECTRIC USA INC. | 60673-1214 | HJP36060U43XABYQ | HJP36060U43XABYQ-Molded Case Circuit BreakerHJP36060U43XABYQUL/CSA RatedPowerPact H FrameLugs "OFF" EndTerminal Nut Kit "ON" End3 Pole Device60 Amp Capacity600 Vac Rated80% Rated - Standard ratedInterrupting Rating100kA @ 240Vac/65kA @ 480Vac/25kA @ 600VacMicrologic Ammeter Trip Unit - LSI2 Form C Auxiliary SwitchHandle padlock attachment - OFF position onlyRevision - 5/20/2026 - (P20260306/S20260306)Source -Selector | PUR | HJP36060U43XABYQ-Molded Case Circuit BreakerHJP36060U43XABYQUL/CSA RatedPowerPact H FrameLugs "OFF" EndTerminal Nut Kit "ON" End3 Pole Device60 Amp Capacity600 Vac Rated80% Rated - Standard ratedInterrupting Rating100kA @ 240Vac/65kA @ 480Vac/25kA @ 600VacMicrologic Ammeter Trip Unit - LSI2 Form C Auxiliary SwitchHandle padlock attachment - OFF position onlyRevision - 5/20/2026 - (P20260306/S20260306)Source -Selector | EA | EA |  | TRUE |  | P | FXG | 100
133643 | 35 | 1 | States | MGM TRANSFORMER | Megan Swymeler | TRUE | 2026-05-27T00:00:00 | 2026-11-18T00:00:00 | 2026-11-18T00:00:00 | 4 | 0 | 4 | 632.05 | 2528.2 | 92154 | USA | N30 | 44 | SCHNEIDER ELECTRIC USA INC. | 60673-1214 | HJP36150U43XABYQ | HJP36150U43XABYQ-Molded Case Circuit BreakerHJP36150U43XABYQUL/CSA RatedPowerPact H FrameLugs "OFF" EndTerminal Nut Kit "ON" End150 Amp Capacity3 Pole Device600 Vac Rated80% Rated - Standard ratedInterrupting Rating100kA @ 240Vac/65kA @ 480Vac/25kA @ 600VacMicrologic Ammeter Trip Unit - LSI2 Form C Auxiliary SwitchHandle padlock attachment - OFF position onlyRevision - 5/20/2026 - (P20260306/S20260306)Source -Selector | PUR | HJP36150U43XABYQ-Molded Case Circuit BreakerHJP36150U43XABYQUL/CSA RatedPowerPact H FrameLugs "OFF" EndTerminal Nut Kit "ON" End150 Amp Capacity3 Pole Device600 Vac Rated80% Rated - Standard ratedInterrupting Rating100kA @ 240Vac/65kA @ 480Vac/25kA @ 600VacMicrologic Ammeter Trip Unit - LSI2 Form C Auxiliary SwitchHandle padlock attachment - OFF position onlyRevision - 5/20/2026 - (P20260306/S20260306)Source -Selector | EA | EA |  | TRUE |  | P | FXG | 100
133643 | 38 | 1 | States | MGM TRANSFORMER | Megan Swymeler | TRUE | 2026-05-27T00:00:00 | 2026-08-21T00:00:00 | 2026-08-21T00:00:00 | 1 | 0 | 1 | 3855.89 | 3855.89 | 92154 | USA | N30 | 44 | SCHNEIDER ELECTRIC USA INC. | 60673-1214 | LAFJGABABNANNNNNNNNDNCNTWNANENNNNCNNNNNA | Square D Masterpact MTZ Unit Mount Circuit BreakerLAFJGABABNANNNNNNNNDNCNTWNANENNNNCNNNNNAModel No. MTZ2-16H1 3-Pole ANSIC37/UL1066/CSA C22.2 No.268 RatedRated 1600 Amps, 100% RatedAIR - 65kA/65kA/65kA @ 254/508/635 VacTop Termination 2 Hole RCTVBottom Termination 2 Hole RCTV1600 Amp SensorTrip UnitMicrologic 6.0 Xi (LSIG) Trip UnitEnergy Reduction Maintenance SettingsDigital Module InstalledEnergy Reduction Maintenance Setting selectedTrip Unit Wireless Communication has been removedULP Port4 OF Contacts (standard) + 4 Additional OF ContactsShunt Trip - 100-130VacOvercurrent Trip (SDE) contact standardPadlockable Push Button CoverNo Locking Provision Provided with Padlock attachmentProduction Test ReportDoor Escutcheon included as StandardRevision - 5/26/2026 - (P20260306/S20260306)Source -Selector | PUR | Square D Masterpact MTZ Unit Mount Circuit BreakerLAFJGABABNANNNNNNNNDNCNTWNANENNNNCNNNNNAModel No. MTZ2-16H1 3-Pole ANSIC37/UL1066/CSA C22.2 No.268 RatedRated 1600 Amps, 100% RatedAIR - 65kA/65kA/65kA @ 254/508/635 VacTop Termination 2 Hole RCTVBottom Termination 2 Hole RCTV1600 Amp SensorTrip UnitMicrologic 6.0 Xi (LSIG) Trip UnitEnergy Reduction Maintenance SettingsDigital Module InstalledEnergy Reduction Maintenance Setting selectedTrip Unit Wireless Communication has been removedULP Port4 OF Contacts (standard) + 4 Additional OF ContactsShunt Trip - 100-130VacOvercurrent Trip (SDE) contact standardPadlockable Push Button CoverNo Locking Provision Provided with Padlock attachmentProduction Test ReportDoor Escutcheon included as StandardRevision - 5/26/2026 - (P20260306/S20260306)Source -Selector | EA | EA |  | TRUE |  | P | FXG | 100
133643 | 39 | 1 | States | MGM TRANSFORMER | Megan Swymeler | TRUE | 2026-05-27T00:00:00 | 2026-11-18T00:00:00 | 2026-11-18T00:00:00 | 2 | 0 | 2 | 632.05 | 1264.1 | 92154 | USA | N30 | 44 | SCHNEIDER ELECTRIC USA INC. | 60673-1214 | HJP36150U43XABYQ | HJP36150U43XABYQ-Molded Case Circuit BreakerHJP36150U43XABYQUL/CSA RatedPowerPact H FrameLugs "OFF" EndTerminal Nut Kit "ON" End150 Amp Capacity3 Pole Device600 Vac Rated80% Rated - Standard ratedInterrupting Rating100kA @ 240Vac/65kA @ 480Vac/25kA @ 600VacMicrologic Ammeter Trip Unit - LSI2 Form C Auxiliary SwitchHandle padlock attachment - OFF position onlyRevision - 5/20/2026 - (P20260306/S20260306)Source -Selector | PUR | HJP36150U43XABYQ-Molded Case Circuit BreakerHJP36150U43XABYQUL/CSA RatedPowerPact H FrameLugs "OFF" EndTerminal Nut Kit "ON" End150 Amp Capacity3 Pole Device600 Vac Rated80% Rated - Standard ratedInterrupting Rating100kA @ 240Vac/65kA @ 480Vac/25kA @ 600VacMicrologic Ammeter Trip Unit - LSI2 Form C Auxiliary SwitchHandle padlock attachment - OFF position onlyRevision - 5/20/2026 - (P20260306/S20260306)Source -Selector | EA | EA |  | TRUE |  | P | FXG | 100
133643 | 40 | 1 | States | MGM TRANSFORMER | Megan Swymeler | TRUE | 2026-05-27T00:00:00 | 2026-11-18T00:00:00 | 2026-11-18T00:00:00 | 2 | 0 | 2 | 347.62 | 695.24 | 92154 | USA | N30 | 44 | SCHNEIDER ELECTRIC USA INC. | 60673-1214 | HJP36100U43XABYQ | HJP36100U43XABYQ-Molded Case Circuit BreakerHJP36100U43XABYQUL/CSA RatedPowerPact H FrameLugs "OFF" EndTerminal Nut Kit "ON" End100 Amp Capacity3 Pole Device600 Vac Rated80% Rated - Standard ratedInterrupting Rating100kA @ 240Vac/65kA @ 480Vac/25kA @ 600VacMicrologic Ammeter Trip Unit - LSI2 Form C Auxiliary SwitchHandle padlock attachment - OFF position onlyRevision - 5/26/2026 - (P20260306/S20260306)Source -Selector | PUR | HJP36100U43XABYQ-Molded Case Circuit BreakerHJP36100U43XABYQUL/CSA RatedPowerPact H FrameLugs "OFF" EndTerminal Nut Kit "ON" End100 Amp Capacity3 Pole Device600 Vac Rated80% Rated - Standard ratedInterrupting Rating100kA @ 240Vac/65kA @ 480Vac/25kA @ 600VacMicrologic Ammeter Trip Unit - LSI2 Form C Auxiliary SwitchHandle padlock attachment - OFF position onlyRevision - 5/26/2026 - (P20260306/S20260306)Source -Selector | EA | EA |  | TRUE |  | P | FXG | 100
133643 | 41 | 1 | States | MGM TRANSFORMER | Megan Swymeler | TRUE | 2026-05-27T00:00:00 | 2026-11-18T00:00:00 | 2026-11-18T00:00:00 | 2 | 0 | 2 | 693.1 | 1386.2 | 92154 | USA | N30 | 44 | SCHNEIDER ELECTRIC USA INC. | 60673-1214 | JJP36250U43XABYQ | JJP36250U43XABYQ-Molded Case Circuit BreakerJJP36250U43XABYQUL/CSA RatedPowerPact J FrameLugs "OFF" EndTerminal Nut Kit "ON" End250 Amp Capacity3 Pole Device600 Vac Rated80% Rated - Standard ratedInterrupting Rating100kA @ 240Vac/65kA @ 480Vac/25kA @ 600VacMicrologic Ammeter Trip Unit - LSI2 Form C Auxiliary SwitchHandle padlock attachment - OFF position onlyRevision - 5/22/2026 - (P20260306/S20260306)Source -Selector | PUR | JJP36250U43XABYQ-Molded Case Circuit BreakerJJP36250U43XABYQUL/CSA RatedPowerPact J FrameLugs "OFF" EndTerminal Nut Kit "ON" End250 Amp Capacity3 Pole Device600 Vac Rated80% Rated - Standard ratedInterrupting Rating100kA @ 240Vac/65kA @ 480Vac/25kA @ 600VacMicrologic Ammeter Trip Unit - LSI2 Form C Auxiliary SwitchHandle padlock attachment - OFF position onlyRevision - 5/22/2026 - (P20260306/S20260306)Source -Selector | EA | EA |  | TRUE |  | P | FXG | 100
133643 | 44 | 1 | States | MGM TRANSFORMER | Megan Swymeler | TRUE | 2026-05-27T00:00:00 | 2026-11-18T00:00:00 | 2026-11-18T00:00:00 | 1 | 0 | 1 | 333.74 | 333.74 | 92154 | USA | N30 | 44 | SCHNEIDER ELECTRIC USA INC. | 60673-1214 | HJP36060U43XABYQ | HJP36060U43XABYQ-Molded Case Circuit BreakerHJP36060U43XABYQUL/CSA RatedPowerPact H FrameLugs "OFF" EndTerminal Nut Kit "ON" End3 Pole Device60 Amp Capacity600 Vac Rated80% Rated - Standard ratedInterrupting Rating100kA @ 240Vac/65kA @ 480Vac/25kA @ 600VacMicrologic Ammeter Trip Unit - LSI2 Form C Auxiliary SwitchHandle padlock attachment - OFF position onlyRevision - 5/20/2026 - (P20260306/S20260306)Source -Selector | PUR | HJP36060U43XABYQ-Molded Case Circuit BreakerHJP36060U43XABYQUL/CSA RatedPowerPact H FrameLugs "OFF" EndTerminal Nut Kit "ON" End3 Pole Device60 Amp Capacity600 Vac Rated80% Rated - Standard ratedInterrupting Rating100kA @ 240Vac/65kA @ 480Vac/25kA @ 600VacMicrologic Ammeter Trip Unit - LSI2 Form C Auxiliary SwitchHandle padlock attachment - OFF position onlyRevision - 5/20/2026 - (P20260306/S20260306)Source -Selector | EA | EA |  | TRUE |  | P | FXG | 100
133643 | 45 | 1 | States | MGM TRANSFORMER | Megan Swymeler | TRUE | 2026-05-27T00:00:00 | 2026-11-18T00:00:00 | 2026-11-18T00:00:00 | 6 | 0 | 6 | 632.05 | 3792.3 | 92154 | USA | N30 | 44 | SCHNEIDER ELECTRIC USA INC. | 60673-1214 | HJP36150U43XABYQ | HJP36150U43XABYQ-Molded Case Circuit BreakerHJP36150U43XABYQUL/CSA RatedPowerPact H FrameLugs "OFF" EndTerminal Nut Kit "ON" End150 Amp Capacity3 Pole Device600 Vac Rated80% Rated - Standard ratedInterrupting Rating100kA @ 240Vac/65kA @ 480Vac/25kA @ 600VacMicrologic Ammeter Trip Unit - LSI2 Form C Auxiliary SwitchHandle padlock attachment - OFF position onlyRevision - 5/20/2026 - (P20260306/S20260306)Source -Selector | PUR | HJP36150U43XABYQ-Molded Case Circuit BreakerHJP36150U43XABYQUL/CSA RatedPowerPact H FrameLugs "OFF" EndTerminal Nut Kit "ON" End150 Amp Capacity3 Pole Device600 Vac Rated80% Rated - Standard ratedInterrupting Rating100kA @ 240Vac/65kA @ 480Vac/25kA @ 600VacMicrologic Ammeter Trip Unit - LSI2 Form C Auxiliary SwitchHandle padlock attachment - OFF position onlyRevision - 5/20/2026 - (P20260306/S20260306)Source -Selector | EA | EA |  | TRUE |  | P | FXG | 100
133643 | 46 | 1 | States | MGM TRANSFORMER | Megan Swymeler | TRUE | 2026-05-27T00:00:00 | 2026-09-21T00:00:00 | 2026-09-21T00:00:00 | 1 | 0 | 1 | 2906.07 | 2906.07 | 92154 | USA | N30 | 44 | SCHNEIDER ELECTRIC USA INC. | 60673-1214 | PJP36080CU63AE1VABJK | PJP36080CU63AE1VABJK-Molded Case Circuit BreakerPJP36080CU63AE1VABJKUL/CSA RatedPowerPact P FrameLugs "OFF" EndTerminal Nut Kit "ON" End3 Pole Device600 Vac Rated800 Amp Capacity100% RatedInterrupting Rating100kA @ 240Vac/65kA @ 480Vac/25kA @ 600VacMicrologic Power Trip - LSIUL Rating Plug A2 Programmable Contact ModuleKeylock options:Provision onlyKirk keyHorizontal MountModbus Communications2 Form C Auxiliary SwitchRevision - 5/21/2026 - (P20260306/S20260306)Source -Selector | PUR | PJP36080CU63AE1VABJK-Molded Case Circuit BreakerPJP36080CU63AE1VABJKUL/CSA RatedPowerPact P FrameLugs "OFF" EndTerminal Nut Kit "ON" End3 Pole Device600 Vac Rated800 Amp Capacity100% RatedInterrupting Rating100kA @ 240Vac/65kA @ 480Vac/25kA @ 600VacMicrologic Power Trip - LSIUL Rating Plug A2 Programmable Contact ModuleKeylock options:Provision onlyKirk keyHorizontal MountModbus Communications2 Form C Auxiliary SwitchRevision - 5/21/2026 - (P20260306/S20260306)Source -Selector | EA | EA |  | TRUE |  | P | FXG | 100
132542 | 4 | 1 | States | Champlin | Megan Swymeler | TRUE | 2026-04-16T00:00:00 | 2026-09-10T00:00:00 | 2026-05-13T00:00:00 | 1 | 0 | 1 | 13629.3 | 13629.3 | 55316-3157 | USA | N30 | 44 | SCHNEIDER ELECTRIC USA INC. | 60673-1214 | BL3HGR63A3GFBFWXCAT | "Masterpact Drawout Circuit Breaker Model No. NW30H 4-Pole UL489/CSA Rated TYPE 5.0P Masterpact Drawout Circuit Breaker Model No. NW30H 4-Pole UL489/CSA Rated Rated 3000 Amps, 100% Rated AIR - 100kA/100kA/85kA @ 240/480/600 Vac 2500 Amp Sensor Plug UL Type A Plug Trip Unit Type 5.0P with: Zone Selective Protection (LSI) Residual Ground Fault Protection Ground Fault Alarm Only Power Meter Modbus Communication Module 8 Auxiliary Contacts 2 Programmable Contact Modules Spring Charging Motor - 100-130Vac Shunt Trip - 24-30Vdc Closing Coil - 100-130Vac Overcurrent Trip (SDE) contact standard Second Overcurrent Trip (SDE) Padlockable Push Button Cover Open position padlock provision - No locks supplied with Padlock attachment Automatic Spring Discharged Interlock Standard Left Hand Neutral Production Test Report Revision - 12/12/2025 - (S20251023/S20251023) Source -Selector " | PUR | "Masterpact Drawout Circuit Breaker Model No. NW30H 4-Pole UL489/CSA Rated TYPE 5.0P Masterpact Drawout Circuit Breaker Model No. NW30H 4-Pole UL489/CSA Rated Rated 3000 Amps, 100% Rated AIR - 100kA/100kA/85kA @ 240/480/600 Vac 2500 Amp Sensor Plug UL Type A Plug Trip Unit Type 5.0P with: Zone Selective Protection (LSI) Residual Ground Fault Protection Ground Fault Alarm Only Power Meter Modbus Communication Module 8 Auxiliary Contacts 2 Programmable Contact Modules Spring Charging Motor - 100-130Vac Shunt Trip - 24-30Vdc Closing Coil - 100-130Vac Overcurrent Trip (SDE) contact standard Second Overcurrent Trip (SDE) Padlockable Push Button Cover Open position padlock provision - No locks supplied with Padlock attachment Automatic Spring Discharged Interlock Standard Left Hand Neutral Production Test Report Revision - 12/12/2025 - (S20251023/S20251023) Source -Selector " | EA | EA |  | TRUE |  | P | FXG | 100
132542 | 5 | 1 | States | Champlin | Megan Swymeler | TRUE | 2026-04-16T00:00:00 | 2026-09-10T00:00:00 | 2026-05-13T00:00:00 | 1 | 0 | 1 | 13725 | 13725 | 55316-3157 | USA | N30 | 44 | SCHNEIDER ELECTRIC USA INC. | 60673-1214 | BL3HGR64A3CFBFWXCAT | "Masterpact Drawout Circuit Breaker Model No. NW30H 4-Pole UL489/CSA Rated TYPE 6.0A Masterpact Drawout Circuit Breaker Model No. NW30H 4-Pole UL489/CSA Rated Rated 3000 Amps, 100% Rated AIR - 100kA/100kA/85kA @ 240/480/600 Vac 2500 Amp Sensor Plug UL Type A Plug Trip Unit Type 6.0P with: Zone Selective Protection (LSI) Residual Ground Fault Protection Ground Fault Trip Only Power Meter Modbus Communication Module 8 Auxiliary Contacts Spring Charging Motor - 100-130Vac Shunt Trip - 24-30Vdc Closing Coil - 100-130Vac Overcurrent Trip (SDE) contact standard Second Overcurrent Trip (SDE) Padlockable Push Button Cover Open position padlock provision - No locks supplied with Padlock attachment Automatic Spring Discharged Interlock Standard Left Hand Neutral Production Test Report Revision - 12/12/2025 - (S20251023/S20251023) Source -Selector" | PUR | "Masterpact Drawout Circuit Breaker Model No. NW30H 4-Pole UL489/CSA Rated TYPE 6.0A Masterpact Drawout Circuit Breaker Model No. NW30H 4-Pole UL489/CSA Rated Rated 3000 Amps, 100% Rated AIR - 100kA/100kA/85kA @ 240/480/600 Vac 2500 Amp Sensor Plug UL Type A Plug Trip Unit Type 6.0P with: Zone Selective Protection (LSI) Residual Ground Fault Protection Ground Fault Trip Only Power Meter Modbus Communication Module 8 Auxiliary Contacts Spring Charging Motor - 100-130Vac Shunt Trip - 24-30Vdc Closing Coil - 100-130Vac Overcurrent Trip (SDE) contact standard Second Overcurrent Trip (SDE) Padlockable Push Button Cover Open position padlock provision - No locks supplied with Padlock attachment Automatic Spring Discharged Interlock Standard Left Hand Neutral Production Test Report Revision - 12/12/2025 - (S20251023/S20251023) Source -Selector" | EA | EA |  | TRUE |  | P | FXG | 100
132542 | 6 | 1 | States | Champlin | Megan Swymeler | TRUE | 2026-04-16T00:00:00 | 2026-09-10T00:00:00 | 2026-05-13T00:00:00 | 1 | 0 | 1 | 2785.8 | 2785.8 | 55316-3157 | USA | N30 | 44 | SCHNEIDER ELECTRIC USA INC. | 60673-1214 | CBLNCC2AGNABXDXFXHT | "Cradle with backmold 4 Pole Device UL Listed Rated 3000 Amps Rear connected T-vertical terminations (bottom) Rear connected T-vertical terminations (top) Shutters Bottom Fed 3000 Amp Metering Current Transformer Secondary disconnect wiring for auxiliary contacts - Ring-tongue Connected: 1 N.O. Contact (1a) Disconnected: 1 N.O. Contact (1a) Test: 1 N.O. Contact (1a) 2nd Alarm or Electric Reset Wiring Aux Contacts and Switch Communication wiring Shunt Trip, Shunt Close, Spring Charging Motor Wiring ZSI/MDGF/Neutral Sensor/24Vdc supply Additional 2A+2B contacts (total 8 OF) Cradle Rejection Kit - Standard Door Escutcheon included as Standard OFF Push Button - Crank Interlock Standard Production test report Racking handle Revision - 12/12/2025 - (S20251023/S20251023)" | PUR | "Cradle with backmold 4 Pole Device UL Listed Rated 3000 Amps Rear connected T-vertical terminations (bottom) Rear connected T-vertical terminations (top) Shutters Bottom Fed 3000 Amp Metering Current Transformer Secondary disconnect wiring for auxiliary contacts - Ring-tongue Connected: 1 N.O. Contact (1a) Disconnected: 1 N.O. Contact (1a) Test: 1 N.O. Contact (1a) 2nd Alarm or Electric Reset Wiring Aux Contacts and Switch Communication wiring Shunt Trip, Shunt Close, Spring Charging Motor Wiring ZSI/MDGF/Neutral Sensor/24Vdc supply Additional 2A+2B contacts (total 8 OF) Cradle Rejection Kit - Standard Door Escutcheon included as Standard OFF Push Button - Crank Interlock Standard Production test report Racking handle Revision - 12/12/2025 - (S20251023/S20251023)" | EA | EA |  | TRUE |  | P | FXG | 100
132542 | 7 | 1 | States | Champlin | Megan Swymeler | TRUE | 2026-04-16T00:00:00 | 2026-09-10T00:00:00 | 2026-05-13T00:00:00 | 1 | 0 | 1 | 2785.8 | 2785.8 | 55316-3157 | USA | N30 | 44 | SCHNEIDER ELECTRIC USA INC. | 60673-1214 | CBLNCC2APNABCDXFXHT | "Cradle with backmold 4 Pole Device UL Listed Rated 3000 Amps Rear connected T-vertical terminations (bottom) Rear connected T-vertical terminations (top) Shutters Top Fed 3000 Amp Metering Current Transformer Secondary disconnect wiring for auxiliary contacts - Ring-tongue Connected: 1 N.O. Contact (1a) Disconnected: 1 N.O. Contact (1a) Test: 1 N.O. Contact (1a) 2nd Alarm or Electric Reset Wiring Aux Contacts and Switch Communication wiring Shunt Trip, Shunt Close, Spring Charging Motor Wiring Wiring for PCM (2 or 6) ZSI/MDGF/Neutral Sensor/24Vdc supply Additional 2A+2B contacts (total 8 OF) Cradle Rejection Kit - Standard Door Escutcheon included as Standard OFF Push Button - Crank Interlock Standard Production test report Racking handle Revision - 12/12/2025 - (S20251023/S20251023) " | PUR | "Cradle with backmold 4 Pole Device UL Listed Rated 3000 Amps Rear connected T-vertical terminations (bottom) Rear connected T-vertical terminations (top) Shutters Top Fed 3000 Amp Metering Current Transformer Secondary disconnect wiring for auxiliary contacts - Ring-tongue Connected: 1 N.O. Contact (1a) Disconnected: 1 N.O. Contact (1a) Test: 1 N.O. Contact (1a) 2nd Alarm or Electric Reset Wiring Aux Contacts and Switch Communication wiring Shunt Trip, Shunt Close, Spring Charging Motor Wiring Wiring for PCM (2 or 6) ZSI/MDGF/Neutral Sensor/24Vdc supply Additional 2A+2B contacts (total 8 OF) Cradle Rejection Kit - Standard Door Escutcheon included as Standard OFF Push Button - Crank Interlock Standard Production test report Racking handle Revision - 12/12/2025 - (S20251023/S20251023) " | EA | EA |  | TRUE |  | P | FXG | 100
131880 | 7 | 1 | States | Champlin | Megan Swymeler | TRUE | 2026-03-18T00:00:00 | 2026-08-18T00:00:00 |  | 1 | 0 | 1 | 10008.88 | 10008.88 | 55316-3157 | USA | N30 | 44 | SCHNEIDER ELECTRIC USA INC. | 60673-1214 | ECOMGGNANNANNNNNNGBBNNNTWNNMENNNNCNNNNNN | Square D Masterpact MTZ Drawout Circuit Breaker Model No. MTZ2-30H 3-Pole UL489/ CSA C22.2 No.5 Rated UL489/ CSA C22.2 No.5 Rated Rated 3000 Amps, 100% Rated AIR - 100kA/100kA/85kA @ 240/480/600 Vac 3000 Amp Sensor Trip Unit Micrologic 6.0 X (LSIG) Trip Unit Energy Reduction Maintenance Settings Digital Module Installed Energy Reduction Maintenance Setting selected ULP Port Wiring 4 OF Contacts (standard) + 4 Additional OF Contacts Spring Charging Motor - 24-30Vdc Shunt Trip - 24-30Vdc Closing Coil - 24-30Vdc Overcurrent Trip (SDE) contact standard No Locking Provision Provided with Padlock attachment Automatic Spring Discharged Interlock Standard Production Test Report Revision - 1/14/2026 - (S20230908/S20251023) Source -Selector | PUR | Square D Masterpact MTZ Drawout Circuit Breaker Model No. MTZ2-30H 3-Pole UL489/ CSA C22.2 No.5 Rated UL489/ CSA C22.2 No.5 Rated Rated 3000 Amps, 100% Rated AIR - 100kA/100kA/85kA @ 240/480/600 Vac 3000 Amp Sensor Trip Unit Micrologic 6.0 X (LSIG) Trip Unit Energy Reduction Maintenance Settings Digital Module Installed Energy Reduction Maintenance Setting selected ULP Port Wiring 4 OF Contacts (standard) + 4 Additional OF Contacts Spring Charging Motor - 24-30Vdc Shunt Trip - 24-30Vdc Closing Coil - 24-30Vdc Overcurrent Trip (SDE) contact standard No Locking Provision Provided with Padlock attachment Automatic Spring Discharged Interlock Standard Production Test Report Revision - 1/14/2026 - (S20230908/S20251023) Source -Selector | EA | EA |  | FALSE |  | P | FXG | 100
131880 | 6 | 1 | States | Champlin | Megan Swymeler | TRUE | 2026-03-18T00:00:00 | 2026-08-18T00:00:00 |  | 1 | 0 | 1 | 537.6 | 537.6 | 55316-3157 | USA | N30 | 44 | SCHNEIDER ELECTRIC USA INC. | 60673-1214 | LV848891SP | MDGF SUMMING MODULE | PUR | MDGF SUMMING MODULE | EA | EA |  | FALSE |  | P | FXG | 100
131880 | 1 | 1 | States | Champlin | Megan Swymeler | TRUE | 2026-03-18T00:00:00 | 2026-07-15T00:00:00 | 2026-05-13T00:00:00 | 2 | 1 | 1 | 2233.98 | 4467.96 | 55316-3157 | USA | N30 | 44 | SCHNEIDER ELECTRIC USA INC. | 60673-1214 | 2CONNJDADGANNRNNNGBBNNNNNNNMENNNNNNNNNNN | Cradle with backmold 3 Pole Device Rated 3000 Amps Top Termination 4 Hole RCTV Bottom Termination 4 Hole RCTV Shutters Bottom Fed 3000 Amp Metering Current Transformer ULP Port No Provision For Keylock No Position Locking Secondary disconnect wiring for auxiliary contacts - Ring-tongue Closing Coil XF Secondary disconnect wiring Shunt trip MX Spring charger motor MCH Wiring for ESM Module Cradle Rejection Kit - Standard Door Escutcheon included as Standard OFF Push Button - Crank Interlock Standard Revision - 1/14/2026 - (S20230908/S20251023) Source -Selector | PUR | Cradle with backmold 3 Pole Device Rated 3000 Amps Top Termination 4 Hole RCTV Bottom Termination 4 Hole RCTV Shutters Bottom Fed 3000 Amp Metering Current Transformer ULP Port No Provision For Keylock No Position Locking Secondary disconnect wiring for auxiliary contacts - Ring-tongue Closing Coil XF Secondary disconnect wiring Shunt trip MX Spring charger motor MCH Wiring for ESM Module Cradle Rejection Kit - Standard Door Escutcheon included as Standard OFF Push Button - Crank Interlock Standard Revision - 1/14/2026 - (S20230908/S20251023) Source -Selector | EA | EA |  | FALSE |  | P | FXG | 100
134653 | 1 | 1 | States | Dayton | Megan Swymeler | TRUE | 2026-07-09T00:00:00 | 2026-12-21T00:00:00 |  | 17 | 0 | 17 | 8084.3 | 379962.1 | 55369-6417 | USA | N30 | 44 | SCHNEIDER ELECTRIC USA INC. | 60673-1214 | HMIP67BA0N30AN7N00 | HMIP67BA0N30AN7N00 ADVNCD i7 16GB M.2 | PUR | HMIP67BA0N30AN7N00 ADVNCD i7 16GB M.2 | EA | EA |  | FALSE |  | P | FXG | DAYTON
134653 | 1 | 2 | States | Dayton | Megan Swymeler | TRUE | 2026-07-09T00:00:00 | 2027-02-22T00:00:00 |  | 30 | 0 | 30 | 8084.3 | 379962.1 | 55369-6417 | USA | N30 | 44 | SCHNEIDER ELECTRIC USA INC. | 60673-1214 | HMIP67BA0N30AN7N00 | HMIP67BA0N30AN7N00 ADVNCD i7 16GB M.2 | PUR | HMIP67BA0N30AN7N00 ADVNCD i7 16GB M.2 | EA | EA |  | FALSE |  | P | FXG | DAYTON
134653 | 2 | 1 | States | Dayton | Megan Swymeler | TRUE | 2026-07-09T00:00:00 | 2026-12-21T00:00:00 |  | 102 | 0 | 102 | 75.47 | 21282.54 | 55369-6417 | USA | N30 | 44 | SCHNEIDER ELECTRIC USA INC. | 60673-1214 | METSEHD300A30 | Split Core Current Transformer HDPM6000, 300A, 1"x1", 30ft lead | PUR | Split Core Current Transformer HDPM6000, 300A, 1"x1", 30ft lead | EA | EA |  | FALSE |  | P | FXG | DAYTON
134653 | 2 | 2 | States | Dayton | Megan Swymeler | TRUE | 2026-07-09T00:00:00 | 2027-02-22T00:00:00 |  | 180 | 0 | 180 | 75.47 | 21282.54 | 55369-6417 | USA | N30 | 44 | SCHNEIDER ELECTRIC USA INC. | 60673-1214 | METSEHD300A30 | Split Core Current Transformer HDPM6000, 300A, 1"x1", 30ft lead | PUR | Split Core Current Transformer HDPM6000, 300A, 1"x1", 30ft lead | EA | EA |  | FALSE |  | P | FXG | DAYTON
134653 | 3 | 1 | States | Dayton | Megan Swymeler | TRUE | 2026-07-09T00:00:00 | 2026-12-21T00:00:00 |  | 17 | 0 | 17 | 1733.16 | 81458.52 | 55369-6417 | USA | N30 | 44 | SCHNEIDER ELECTRIC USA INC. | 60673-1214 | METSEHDPM6R42 | 42 Ckt Module | PUR | 42 Ckt Module | EA | EA |  | FALSE |  | P | FXG | DAYTON
134653 | 3 | 2 | States | Dayton | Megan Swymeler | TRUE | 2026-07-09T00:00:00 | 2027-02-22T00:00:00 |  | 30 | 0 | 30 | 1733.16 | 81458.52 | 55369-6417 | USA | N30 | 44 | SCHNEIDER ELECTRIC USA INC. | 60673-1214 | METSEHDPM6R42 | 42 Ckt Module | PUR | 42 Ckt Module | EA | EA |  | FALSE |  | P | FXG | DAYTON
134653 | 4 | 1 | States | Dayton | Megan Swymeler | TRUE | 2026-07-09T00:00:00 | 2026-12-21T00:00:00 |  | 17 | 0 | 17 | 2059.86 | 96813.42 | 55369-6417 | USA | N30 | 44 | SCHNEIDER ELECTRIC USA INC. | 60673-1214 | METSEHDPM6S480VC | PowerLogic HDPM6000, Head unit | PUR | PowerLogic HDPM6000, Head unit | EA | EA |  | FALSE |  | P | FXG | DAYTON
134653 | 4 | 2 | States | Dayton | Megan Swymeler | TRUE | 2026-07-09T00:00:00 | 2027-02-22T00:00:00 |  | 30 | 0 | 30 | 2059.86 | 96813.42 | 55369-6417 | USA | N30 | 44 | SCHNEIDER ELECTRIC USA INC. | 60673-1214 | METSEHDPM6S480VC | PowerLogic HDPM6000, Head unit | PUR | PowerLogic HDPM6000, Head unit | EA | EA |  | FALSE |  | P | FXG | DAYTON
134653 | 5 | 1 | States | Dayton | Megan Swymeler | TRUE | 2026-07-09T00:00:00 | 2026-12-21T00:00:00 |  | 306 | 0 | 306 | 34.03 | 28789.38 | 55369-6417 | USA | N30 | 44 | SCHNEIDER ELECTRIC USA INC. | 60673-1214 | METSEHDPM75A30 | Split Core Current Transformer HDPM6000, 75 A, 30ft lead | PUR | Split Core Current Transformer HDPM6000, 75 A, 30ft lead | EA | EA |  | FALSE |  | P | FXG | DAYTON
134653 | 5 | 2 | States | Dayton | Megan Swymeler | TRUE | 2026-07-09T00:00:00 | 2027-02-22T00:00:00 |  | 540 | 0 | 540 | 34.03 | 28789.38 | 55369-6417 | USA | N30 | 44 | SCHNEIDER ELECTRIC USA INC. | 60673-1214 | METSEHDPM75A30 | Split Core Current Transformer HDPM6000, 75 A, 30ft lead | PUR | Split Core Current Transformer HDPM6000, 75 A, 30ft lead | EA | EA |  | FALSE |  | P | FXG | DAYTON
134218 | 30 | 1 | States | MGM TRANSFORMER | Megan Swymeler | TRUE | 2026-06-18T00:00:00 | 2026-07-22T00:00:00 | 2026-07-22T00:00:00 | 39 | 0 | 39 | 21.45 | 836.55 | 92154 | USA | N30 | 44 | SCHNEIDER ELECTRIC USA INC. | 60673-1214 | TRV00880 | ULP terminator for use with ERMS switch | PUR | ULP terminator for use with ERMS switch | EA | 10pk |  | FALSE |  | P | FXG | 100
134218 | 29 | 1 | States | MGM TRANSFORMER | Megan Swymeler | TRUE | 2026-06-18T00:00:00 | 2026-09-24T00:00:00 |  | 70 | 0 | 70 | 3695.88 | 258711.6 | 92154 | USA | N30 | 44 | SCHNEIDER ELECTRIC USA INC. | 60673-1214 | PLP34120U64AE1ABYQ | Molded Case Circuit Breaker UL/CSA RatedPowerPact P FrameLugs "OFF" EndTerminal Nut Kit "ON" End1200 Amp Capacity3 Pole Device480 Vac Rated80% Rated - Standard ratedInterrupting Rating125kA @ 240Vac/100kA @ 480VacMicrologic Power Trip Unit - LSIGUL Rating Plug AModbus Communications2 Form C Auxiliary SwitchHandle padlock attachment - OFF position only | PUR | Molded Case Circuit Breaker UL/CSA RatedPowerPact P FrameLugs "OFF" EndTerminal Nut Kit "ON" End1200 Amp Capacity3 Pole Device480 Vac Rated80% Rated - Standard ratedInterrupting Rating125kA @ 240Vac/100kA @ 480VacMicrologic Power Trip Unit - LSIGUL Rating Plug AModbus Communications2 Form C Auxiliary SwitchHandle padlock attachment - OFF position only | EA | EA |  | FALSE |  | P | FXG | 100
134218 | 28 | 1 | States | MGM TRANSFORMER | Megan Swymeler | TRUE | 2026-06-18T00:00:00 | 2026-09-24T00:00:00 |  | 280 | 0 | 280 | 4983.6 | 1395408 | 92154 | USA | N30 | 44 | SCHNEIDER ELECTRIC USA INC. | 60673-1214 | PLP34120CU63AE1ABYQ | Molded Case Circuit Breaker UL/CSA Rated PowerPact P Frame Lugs ""OFF"" End Terminal Nut Kit ""ON"" End 1200 Amp Capacity 3 Pole Device 480 Vac Rated 100% Rated Interrupting Rating 125kA @ 240Vac/100kA @ 480Vac Micrologic Power Trip - LSI UL Rating Plug A Modbus Communications 2 Form C Auxiliary Switch Handle padlock attachment - OFF position only | PUR | Molded Case Circuit Breaker UL/CSA Rated PowerPact P Frame Lugs ""OFF"" End Terminal Nut Kit ""ON"" End 1200 Amp Capacity 3 Pole Device 480 Vac Rated 100% Rated Interrupting Rating 125kA @ 240Vac/100kA @ 480Vac Micrologic Power Trip - LSI UL Rating Plug A Modbus Communications 2 Form C Auxiliary Switch Handle padlock attachment - OFF position only | EA | EA |  | FALSE |  | P | FXG | 100
134218 | 27 | 1 | States | MGM TRANSFORMER | Megan Swymeler | TRUE | 2026-06-18T00:00:00 | 2026-09-24T00:00:00 |  | 12 | 0 | 12 | 3551.64 | 42619.68 | 92154 | USA | N30 | 44 | SCHNEIDER ELECTRIC USA INC. | 60673-1214 | PJP36120U64AE1ABYQ | Molded Case Circuit Breaker UL/CSA RatedPowerPact P FrameLugs "OFF" EndTerminal Nut Kit "ON" End1200 Amp Capacity3 Pole Device600 Vac Rated80% Rated - Standard ratedInterrupting Rating100kA @ 240Vac/65kA @ 480Vac/25kA @ 600VacMicrologic Power Trip Unit - LSIGUL Rating Plug AModbus Communications2 Form C Auxiliary SwitchHandle padlock attachment - OFF position only | PUR | Molded Case Circuit Breaker UL/CSA RatedPowerPact P FrameLugs "OFF" EndTerminal Nut Kit "ON" End1200 Amp Capacity3 Pole Device600 Vac Rated80% Rated - Standard ratedInterrupting Rating100kA @ 240Vac/65kA @ 480Vac/25kA @ 600VacMicrologic Power Trip Unit - LSIGUL Rating Plug AModbus Communications2 Form C Auxiliary SwitchHandle padlock attachment - OFF position only | EA | EA |  | FALSE |  | P | FXG | 100
134218 | 26 | 1 | States | MGM TRANSFORMER | Megan Swymeler | TRUE | 2026-06-18T00:00:00 | 2026-09-24T00:00:00 |  | 6 | 0 | 6 | 4832.04 | 28992.24 | 92154 | USA | N30 | 44 | SCHNEIDER ELECTRIC USA INC. | 60673-1214 | PJP36120CU64AE1ABYQ | Molded Case Circuit Breaker UL/CSA RatedPowerPact P FrameLugs "OFF" EndTerminal Nut Kit "ON" End1200 Amp Capacity3 Pole Device600 Vac Rated100% RatedInterrupting Rating100kA @ 240Vac/65kA @ 480Vac/25kA @ 600VacMicrologic Power Trip Unit - LSIGUL Rating Plug AModbus Communications2 Form C Auxiliary SwitchHandle padlock attachment - OFF position only | PUR | Molded Case Circuit Breaker UL/CSA RatedPowerPact P FrameLugs "OFF" EndTerminal Nut Kit "ON" End1200 Amp Capacity3 Pole Device600 Vac Rated100% RatedInterrupting Rating100kA @ 240Vac/65kA @ 480Vac/25kA @ 600VacMicrologic Power Trip Unit - LSIGUL Rating Plug AModbus Communications2 Form C Auxiliary SwitchHandle padlock attachment - OFF position only | EA | EA |  | FALSE |  | P | FXG | 100
134218 | 25 | 1 | States | MGM TRANSFORMER | Megan Swymeler | TRUE | 2026-06-18T00:00:00 | 2026-09-24T00:00:00 |  | 6 | 0 | 6 | 4800 | 28800 | 92154 | USA | N30 | 44 | SCHNEIDER ELECTRIC USA INC. | 60673-1214 | PJP36120CU63AE1ABSAYQ | Molded Case Circuit Breaker UL/CSA RatedPowerPact P FrameLugs "OFF" EndTerminal Nut Kit "ON" End1200 Amp Capacity3 Pole Device600 Vac Rated100% RatedInterrupting Rating100kA @ 240Vac/65kA @ 480Vac/25kA @ 600VacMicrologic Power Trip - LSIUL Rating Plug AModbus Communications2 Form C Auxiliary SwitchShunt Trip 110-130Vac/125VdcHandle padlock attachment - OFF position only | PUR | Molded Case Circuit Breaker UL/CSA RatedPowerPact P FrameLugs "OFF" EndTerminal Nut Kit "ON" End1200 Amp Capacity3 Pole Device600 Vac Rated100% RatedInterrupting Rating100kA @ 240Vac/65kA @ 480Vac/25kA @ 600VacMicrologic Power Trip - LSIUL Rating Plug AModbus Communications2 Form C Auxiliary SwitchShunt Trip 110-130Vac/125VdcHandle padlock attachment - OFF position only | EA | EA |  | FALSE |  | P | FXG | 100
134218 | 24 | 1 | States | MGM TRANSFORMER | Megan Swymeler | TRUE | 2026-06-18T00:00:00 | 2026-09-24T00:00:00 |  | 6 | 0 | 6 | 4447.08 | 26682.48 | 92154 | USA | N30 | 44 | SCHNEIDER ELECTRIC USA INC. | 60673-1214 | PJP36100CU43AE1ABJA | Molded Case Circuit Breaker UL/CSA RatedPowerPact P FrameLugs "OFF" EndTerminal Nut Kit "ON" End1000 Amp Capacity3 Pole Device600 Vac Rated100% RatedInterrupting Rating100kA @ 240Vac/65kA @ 480Vac/25kA @ 600VacMicrologic Ammeter Trip Unit - LSIUL Rating Plug AKeylock options:Provision onlyProvision for Kirk or Schneider ElectricKeyingVertical MountModbus Communications2 Form C Auxiliary Switch | PUR | Molded Case Circuit Breaker UL/CSA RatedPowerPact P FrameLugs "OFF" EndTerminal Nut Kit "ON" End1000 Amp Capacity3 Pole Device600 Vac Rated100% RatedInterrupting Rating100kA @ 240Vac/65kA @ 480Vac/25kA @ 600VacMicrologic Ammeter Trip Unit - LSIUL Rating Plug AKeylock options:Provision onlyProvision for Kirk or Schneider ElectricKeyingVertical MountModbus Communications2 Form C Auxiliary Switch | EA | EA |  | FALSE |  | P | FXG | 100
134218 | 23 | 1 | States | MGM TRANSFORMER | Megan Swymeler | TRUE | 2026-06-18T00:00:00 | 2026-09-24T00:00:00 |  | 6 | 0 | 6 | 3400.08 | 20400.48 | 92154 | USA | N30 | 44 | SCHNEIDER ELECTRIC USA INC. | 60673-1214 | PJP36080CU43AE1ABSAYQ | Molded Case Circuit Breaker UL/CSA RatedPowerPact P FrameLugs "OFF" EndTerminal Nut Kit "ON" End3 Pole Device600 Vac Rated800 Amp Capacity100% RatedInterrupting Rating100kA @ 240Vac/65kA @ 480Vac/25kA @ 600VacMicrologic Ammeter Trip Unit - LSIUL Rating Plug AModbus Communications2 Form C Auxiliary SwitchShunt Trip 110-130Vac/125VdcHandle padlock attachment - OFF position only | PUR | Molded Case Circuit Breaker UL/CSA RatedPowerPact P FrameLugs "OFF" EndTerminal Nut Kit "ON" End3 Pole Device600 Vac Rated800 Amp Capacity100% RatedInterrupting Rating100kA @ 240Vac/65kA @ 480Vac/25kA @ 600VacMicrologic Ammeter Trip Unit - LSIUL Rating Plug AModbus Communications2 Form C Auxiliary SwitchShunt Trip 110-130Vac/125VdcHandle padlock attachment - OFF position only | EA | EA |  | FALSE |  | P | FXG | 100
134218 | 22 | 1 | States | MGM TRANSFORMER | Megan Swymeler | TRUE | 2026-06-18T00:00:00 | 2026-09-24T00:00:00 |  | 6 | 0 | 6 | 3333.6 | 20001.6 | 92154 | USA | N30 | 44 | SCHNEIDER ELECTRIC USA INC. | 60673-1214 | PJP36080CU43AE1ABJA | Molded Case Circuit Breaker UL/CSA RatedPowerPact P FrameLugs "OFF" EndTerminal Nut Kit "ON" End3 Pole Device600 Vac Rated800 Amp Capacity100% RatedInterrupting Rating100kA @ 240Vac/65kA @ 480Vac/25kA @ 600VacMicrologic Ammeter Trip Unit - LSIUL Rating Plug AKeylock options:Provision onlyProvision for Kirk or Schneider ElectricKeyingVertical MountModbus Communications2 Form C Auxiliary Switch | PUR | Molded Case Circuit Breaker UL/CSA RatedPowerPact P FrameLugs "OFF" EndTerminal Nut Kit "ON" End3 Pole Device600 Vac Rated800 Amp Capacity100% RatedInterrupting Rating100kA @ 240Vac/65kA @ 480Vac/25kA @ 600VacMicrologic Ammeter Trip Unit - LSIUL Rating Plug AKeylock options:Provision onlyProvision for Kirk or Schneider ElectricKeyingVertical MountModbus Communications2 Form C Auxiliary Switch | EA | EA |  | FALSE |  | P | FXG | 100
134218 | 21 | 1 | States | MGM TRANSFORMER | Megan Swymeler | TRUE | 2026-06-18T00:00:00 | 2026-09-24T00:00:00 |  | 2 | 0 | 2 | 3096.12 | 6192.24 | 92154 | USA | N30 | 44 | SCHNEIDER ELECTRIC USA INC. | 60673-1214 | PJP36060CU43AABYQ | Molded Case Circuit Breaker UL/CSA RatedPowerPact P FrameLugs "OFF" EndTerminal Nut Kit "ON" End3 Pole Device600 Amp Capacity600 Vac Rated100% RatedInterrupting Rating100kA @ 240Vac/65kA @ 480Vac/25kA @ 600VacMicrologic Ammeter Trip Unit - LSIUL Rating Plug A2 Form C Auxiliary SwitchHandle padlock attachment - OFF position only | PUR | Molded Case Circuit Breaker UL/CSA RatedPowerPact P FrameLugs "OFF" EndTerminal Nut Kit "ON" End3 Pole Device600 Amp Capacity600 Vac Rated100% RatedInterrupting Rating100kA @ 240Vac/65kA @ 480Vac/25kA @ 600VacMicrologic Ammeter Trip Unit - LSIUL Rating Plug A2 Form C Auxiliary SwitchHandle padlock attachment - OFF position only | EA | EA |  | FALSE |  | P | FXG | 100
134218 | 19 | 2 | States | MGM TRANSFORMER | Megan Swymeler | TRUE | 2026-06-18T00:00:00 | 2026-09-29T00:00:00 | 2026-09-29T00:00:00 | 264 | 2 | 262 | 247.5 | 92565 | 92154 | USA | N30 | 44 | SCHNEIDER ELECTRIC USA INC. | 60673-1214 | LV434063 | I/O (input/output) application module, Enerlin'X | PUR | Input/Output Interface for LV breaker | EA | EA |  | FALSE |  | P | FXG | 100
134218 | 18 | 1 | States | MGM TRANSFORMER | Megan Swymeler | TRUE | 2026-06-18T00:00:00 | 2026-07-28T00:00:00 | 2026-07-28T00:00:00 | 70 | 0 | 70 | 1925.88 | 134811.6 | 92154 | USA | N30 | 44 | SCHNEIDER ELECTRIC USA INC. | 60673-1214 | LLP36600U44XABYQ | Molded Case Circuit Breaker UL/CSA RatedPowerPact L FrameLugs "OFF" EndTerminal Nut Kit "ON" End3 Pole Device600 Amp Capacity600 Vac Rated80% Rated - Standard ratedInterrupting Rating125kA @ 240Vac/100kA @ 480Vac/50kA @ 600VacMicrologic Ammeter Trip Unit - LSIG2 Form C Auxiliary SwitchHandle padlock attachment - OFF position only | PUR | Molded Case Circuit Breaker UL/CSA RatedPowerPact L FrameLugs "OFF" EndTerminal Nut Kit "ON" End3 Pole Device600 Amp Capacity600 Vac Rated80% Rated - Standard ratedInterrupting Rating125kA @ 240Vac/100kA @ 480Vac/50kA @ 600VacMicrologic Ammeter Trip Unit - LSIG2 Form C Auxiliary SwitchHandle padlock attachment - OFF position only | EA | EA |  | FALSE |  | P | FXG | 100
134218 | 17 | 1 | States | MGM TRANSFORMER | Megan Swymeler | TRUE | 2026-06-18T00:00:00 | 2026-08-11T00:00:00 | 2026-08-11T00:00:00 | 70 | 0 | 70 | 1456.2 | 101934 | 92154 | USA | N30 | 44 | SCHNEIDER ELECTRIC USA INC. | 60673-1214 | LLP36400U43XABYQ | Molded Case Circuit Breaker UL/CSA RatedPowerPact L FrameLugs "OFF" EndTerminal Nut Kit "ON" End3 Pole Device400 Amp Capacity600 Vac Rated80% Rated - Standard ratedInterrupting Rating125kA @ 240Vac/100kA @ 480Vac/50kA @ 600VacMicrologic Ammeter Trip Unit - LSI2 Form C Auxiliary SwitchHandle padlock attachment - OFF position only | PUR | Molded Case Circuit Breaker UL/CSA RatedPowerPact L FrameLugs "OFF" EndTerminal Nut Kit "ON" End3 Pole Device400 Amp Capacity600 Vac Rated80% Rated - Standard ratedInterrupting Rating125kA @ 240Vac/100kA @ 480Vac/50kA @ 600VacMicrologic Ammeter Trip Unit - LSI2 Form C Auxiliary SwitchHandle padlock attachment - OFF position only | EA | EA |  | FALSE |  | P | FXG | 100
134218 | 16 | 1 | States | MGM TRANSFORMER | Megan Swymeler | TRUE | 2026-06-18T00:00:00 | 2026-07-27T00:00:00 | 2026-07-27T00:00:00 | 6 | 0 | 6 | 1770.36 | 10622.16 | 92154 | USA | N30 | 44 | SCHNEIDER ELECTRIC USA INC. | 60673-1214 | LJP36600U44XABYQ | LJP36600U44XABYQ-Molded Case Circuit BreakerLJP36600U44XABYQUL/CSA RatedPowerPact L FrameLugs "OFF" EndTerminal Nut Kit "ON" End3 Pole Device600 Amp Capacity600 Vac Rated80% Rated - Standard ratedInterrupting Rating100kA @ 240Vac/65kA @ 480Vac/25kA @ 600VacMicrologic Ammeter Trip Unit - LSIG2 Form C Auxiliary SwitchHandle padlock attachment - OFF position onlyRevision - 5/20/2026 - (P20260306/S20260306)Source -Selector | PUR | LJP36600U44XABYQ-Molded Case Circuit BreakerLJP36600U44XABYQUL/CSA RatedPowerPact L FrameLugs "OFF" EndTerminal Nut Kit "ON" End3 Pole Device600 Amp Capacity600 Vac Rated80% Rated - Standard ratedInterrupting Rating100kA @ 240Vac/65kA @ 480Vac/25kA @ 600VacMicrologic Ammeter Trip Unit - LSIG2 Form C Auxiliary SwitchHandle padlock attachment - OFF position onlyRevision - 5/20/2026 - (P20260306/S20260306)Source -Selector | EA | EA |  | FALSE |  | P | FXG | 100
134218 | 15 | 1 | States | MGM TRANSFORMER | Megan Swymeler | TRUE | 2026-06-18T00:00:00 | 2026-07-27T00:00:00 | 2026-07-27T00:00:00 | 18 | 0 | 18 | 1283.4 | 23101.2 | 92154 | USA | N30 | 44 | SCHNEIDER ELECTRIC USA INC. | 60673-1214 | LJP36400U43XABYQ | LJP36400U43XABYQ-Molded Case Circuit BreakerLJP36400U43XABYQUL/CSA RatedPowerPact L FrameLugs "OFF" EndTerminal Nut Kit "ON" End3 Pole Device400 Amp Capacity600 Vac Rated80% Rated - Standard ratedInterrupting Rating100kA @ 240Vac/65kA @ 480Vac/25kA @ 600VacMicrologic Ammeter Trip Unit - LSI2 Form C Auxiliary SwitchHandle padlock attachment - OFF position onlyRevision - 5/22/2026 - (P20260306/S20260306)Source -Selector | PUR | LJP36400U43XABYQ-Molded Case Circuit BreakerLJP36400U43XABYQUL/CSA RatedPowerPact L FrameLugs "OFF" EndTerminal Nut Kit "ON" End3 Pole Device400 Amp Capacity600 Vac Rated80% Rated - Standard ratedInterrupting Rating100kA @ 240Vac/65kA @ 480Vac/25kA @ 600VacMicrologic Ammeter Trip Unit - LSI2 Form C Auxiliary SwitchHandle padlock attachment - OFF position onlyRevision - 5/22/2026 - (P20260306/S20260306)Source -Selector | EA | EA |  | FALSE |  | P | FXG | 100
134218 | 14 | 1 | States | MGM TRANSFORMER | Megan Swymeler | TRUE | 2026-06-18T00:00:00 | 2026-09-24T00:00:00 |  | 8 | 0 | 8 | 1456.32 | 11650.56 | 92154 | USA | N30 | 44 | SCHNEIDER ELECTRIC USA INC. | 60673-1214 | LJP36400CU43XABYQ | Molded Case Circuit Breaker UL/CSA RatedPowerPact L FrameLugs "OFF" EndTerminal Nut Kit "ON" End3 Pole Device400 Amp Capacity600 Vac Rated100% RatedInterrupting Rating100kA @ 240Vac/65kA @ 480Vac/25kA @ 600VacMicrologic Ammeter Trip Unit - LSI2 Form C Auxiliary SwitchHandle padlock attachment - OFF position only | PUR | Molded Case Circuit Breaker UL/CSA RatedPowerPact L FrameLugs "OFF" EndTerminal Nut Kit "ON" End3 Pole Device400 Amp Capacity600 Vac Rated100% RatedInterrupting Rating100kA @ 240Vac/65kA @ 480Vac/25kA @ 600VacMicrologic Ammeter Trip Unit - LSI2 Form C Auxiliary SwitchHandle padlock attachment - OFF position only | EA | EA |  | FALSE |  | P | FXG | 100
134218 | 13 | 1 | States | MGM TRANSFORMER | Megan Swymeler | TRUE | 2026-06-18T00:00:00 | 2026-09-24T00:00:00 | 2026-09-24T00:00:00 | 70 | 0 | 70 | 10591.05 | 741373.5 | 92154 | USA | N30 | 44 | SCHNEIDER ELECTRIC USA INC. | 60673-1214 | LGJRGAXAXNANNNNNNNNNNNNTWNANENNNNCNNNNNA | Square D Masterpact MTZ Unit Mount Circuit Breaker Model No. MTZ2-40H3 3-Pole ANSI C37/UL1066/CSA C22.2 No.268 Rated Rated 4000 Amps, 100% Rated AIR - 100kA/100kA/85kA @ 254/508/635 Vac Top Termination RCOV Bottom Termination RCOV 4000 Amp Sensor Trip Unit Micrologic 6.0 Xi (LSIG) Trip Unit Energy Reduction Maintenance Settings Digital Module Installed Energy Reduction Maintenance Setting selected Trip Unit Wireless Communication has been removed ULP Port 4 OF Contacts (standard) + 4 Additional OF Contacts Overcurrent Trip (SDE) contact standard Padlockable Push Button Cover No Locking Provision Provided with Padlock attachment Production Test Report Door Escutcheon included as Standard | PUR | Square D Masterpact MTZ Unit Mount Circuit Breaker Model No. MTZ2-40H3 3-Pole ANSI C37/UL1066/CSA C22.2 No.268 Rated Rated 4000 Amps, 100% Rated AIR - 100kA/100kA/85kA @ 254/508/635 Vac Top Termination RCOV Bottom Termination RCOV 4000 Amp Sensor Trip Unit Micrologic 6.0 Xi (LSIG) Trip Unit Energy Reduction Maintenance Settings Digital Module Installed Energy Reduction Maintenance Setting selected Trip Unit Wireless Communication has been removed ULP Port 4 OF Contacts (standard) + 4 Additional OF Contacts Overcurrent Trip (SDE) contact standard Padlockable Push Button Cover No Locking Provision Provided with Padlock attachment Production Test Report Door Escutcheon included as Standard | EA | EA |  | FALSE |  | P | FXG | 100
134218 | 12 | 1 | States | MGM TRANSFORMER | Megan Swymeler | TRUE | 2026-06-18T00:00:00 | 2026-09-24T00:00:00 | 2026-09-24T00:00:00 | 70 | 0 | 70 | 10660.09 | 746206.3 | 92154 | USA | N30 | 44 | SCHNEIDER ELECTRIC USA INC. | 60673-1214 | LGJRGAXAXNANNNNNNNNDNNNTWNANENNNNCNNNNNA | Square D Masterpact MTZ Unit Mount Circuit BreakerModel No. MTZ2-40H3 3-Pole ANSIC37/UL1066/CSA C22.2 No.268 RatedRated 4000 Amps, 100% RatedAIR - 100kA/100kA/85kA @ 254/508/635 VacTop Termination RCOVBottom Termination RCOV4000 Amp SensorTrip UnitMicrologic 6.0 Xi (LSIG) Trip UnitEnergy Reduction Maintenance SettingsDigital Module InstalledEnergy Reduction Maintenance Setting selectedTrip Unit Wireless Communication has been removedULP Port4 OF Contacts (standard) + 4 Additional OF ContactsShunt Trip - 100-130VacOvercurrent Trip (SDE) contact standardPadlockable Push Button CoverNo Locking Provision Provided with Padlock attachmentProduction Test ReportDoor Escutcheon included as Standard | PUR | Square D Masterpact MTZ Unit Mount Circuit BreakerModel No. MTZ2-40H3 3-Pole ANSIC37/UL1066/CSA C22.2 No.268 RatedRated 4000 Amps, 100% RatedAIR - 100kA/100kA/85kA @ 254/508/635 VacTop Termination RCOVBottom Termination RCOV4000 Amp SensorTrip UnitMicrologic 6.0 Xi (LSIG) Trip UnitEnergy Reduction Maintenance SettingsDigital Module InstalledEnergy Reduction Maintenance Setting selectedTrip Unit Wireless Communication has been removedULP Port4 OF Contacts (standard) + 4 Additional OF ContactsShunt Trip - 100-130VacOvercurrent Trip (SDE) contact standardPadlockable Push Button CoverNo Locking Provision Provided with Padlock attachmentProduction Test ReportDoor Escutcheon included as Standard | EA | EA |  | FALSE |  | P | FXG | 100
134218 | 11 | 1 | States | MGM TRANSFORMER | Megan Swymeler | TRUE | 2026-06-18T00:00:00 | 2026-09-24T00:00:00 | 2026-09-24T00:00:00 | 70 | 0 | 70 | 8819.55 | 617368.5 | 92154 | USA | N30 | 44 | SCHNEIDER ELECTRIC USA INC. | 60673-1214 | LGIPGAXAXNANNNNNNNNNNNNTWNANENNNNCNNNNNA | Square D Masterpact MTZ Unit Mount Circuit BreakerModel No. MTZ2-32H3 3-Pole ANSIC37/UL1066/CSA C22.2 No.268 RatedRated 3200 Amps, 100% RatedAIR - 100kA/100kA/85kA @ 254/508/635 VacTop Termination RCOVBottom Termination RCOV3200 Amp SensorTrip UnitMicrologic 6.0 Xi (LSIG) Trip UnitEnergy Reduction Maintenance SettingsDigital Module InstalledEnergy Reduction Maintenance Setting selectedTrip Unit Wireless Communication has been removedULP Port4 OF Contacts (standard) + 4 Additional OF ContactsOvercurrent Trip (SDE) contact standardPadlockable Push Button CoverNo Locking Provision Providedwith Padlock attachmentProduction Test ReportDoor Escutcheon included as Standard | PUR | Square D Masterpact MTZ Unit Mount Circuit BreakerModel No. MTZ2-32H3 3-Pole ANSIC37/UL1066/CSA C22.2 No.268 RatedRated 3200 Amps, 100% RatedAIR - 100kA/100kA/85kA @ 254/508/635 VacTop Termination RCOVBottom Termination RCOV3200 Amp SensorTrip UnitMicrologic 6.0 Xi (LSIG) Trip UnitEnergy Reduction Maintenance SettingsDigital Module InstalledEnergy Reduction Maintenance Setting selectedTrip Unit Wireless Communication has been removedULP Port4 OF Contacts (standard) + 4 Additional OF ContactsOvercurrent Trip (SDE) contact standardPadlockable Push Button CoverNo Locking Provision Providedwith Padlock attachmentProduction Test ReportDoor Escutcheon included as Standard | EA | EA |  | FALSE |  | P | FXG | 100
134218 | 10 | 1 | States | MGM TRANSFORMER | Megan Swymeler | TRUE | 2026-06-18T00:00:00 | 2026-09-24T00:00:00 | 2026-09-24T00:00:00 | 140 | 0 | 140 | 8913.52 | 1247892.8 | 92154 | USA | N30 | 44 | SCHNEIDER ELECTRIC USA INC. | 60673-1214 | LGIPGAXAXNANNNNNNNNNNNNTMNANENNNNCNNNNNA | Square D Masterpact MTZ Unit Mount Circuit BreakerModel No. MTZ2-32H3 3-Pole ANSIC37/UL1066/CSA C22.2 No.268 RatedRated 3200 Amps, 100% RatedAIR - 100kA/100kA/85kA @ 254/508/635 VacTop Termination RCOVBottom Termination RCOV3200 Amp SensorTrip UnitMicrologic 6.0 Xi (LSIG) Trip UnitEnergy Reduction Maintenance SettingsDigital Module InstalledEnergy Reduction Maintenance Setting selectedTrip Unit Wireless Communication has been removedULP Port4 OF Contacts (standard) + 4 Additional OF ContactsOvercurrent Trip (SDE) contact standardPadlockable Push Button CoverProvision Only For Kirk - No locks supplied with Padlock attachmentProduction Test ReportDoor Escutcheon included as Standard | PUR | Square D Masterpact MTZ Unit Mount Circuit BreakerModel No. MTZ2-32H3 3-Pole ANSIC37/UL1066/CSA C22.2 No.268 RatedRated 3200 Amps, 100% RatedAIR - 100kA/100kA/85kA @ 254/508/635 VacTop Termination RCOVBottom Termination RCOV3200 Amp SensorTrip UnitMicrologic 6.0 Xi (LSIG) Trip UnitEnergy Reduction Maintenance SettingsDigital Module InstalledEnergy Reduction Maintenance Setting selectedTrip Unit Wireless Communication has been removedULP Port4 OF Contacts (standard) + 4 Additional OF ContactsOvercurrent Trip (SDE) contact standardPadlockable Push Button CoverProvision Only For Kirk - No locks supplied with Padlock attachmentProduction Test ReportDoor Escutcheon included as Standard | EA | EA |  | FALSE |  | P | FXG | 100
134218 | 9 | 1 | States | MGM TRANSFORMER | Megan Swymeler | TRUE | 2026-06-18T00:00:00 | 2026-09-21T00:00:00 | 2026-10-06T00:00:00 | 6 | 0 | 6 | 9517.76 | 57106.56 | 92154 | USA | N30 | 44 | SCHNEIDER ELECTRIC USA INC. | 60673-1214 | LAJRGAXAXNANNNNNNNNNNNNTWNANENNNNCNNNNNA | Square D Masterpact MTZ Unit Mount Circuit BreakerModel No. MTZ2-40H1 3-Pole ANSIC37/UL1066/CSA C22.2 No.268 RatedRated 4000 Amps, 100% RatedAIR - 65kA/65kA/65kA @ 254/508/635 VacTop Termination RCOVBottom Termination RCOV4000 Amp SensorTrip UnitMicrologic 6.0 Xi (LSIG) Trip UnitEnergy Reduction Maintenance SettingsDigital Module InstalledEnergy Reduction Maintenance Setting selectedTrip Unit Wireless Communication has been removedULP Port4 OF Contacts (standard) + 4 Additional OF ContactsOvercurrent Trip (SDE) contact standardPadlockable Push Button CoverNo Locking Provision Provided with Padlock attachmentProduction Test ReportDoor Escutcheon included as Standard | PUR | Square D Masterpact MTZ Unit Mount Circuit BreakerModel No. MTZ2-40H1 3-Pole ANSIC37/UL1066/CSA C22.2 No.268 RatedRated 4000 Amps, 100% RatedAIR - 65kA/65kA/65kA @ 254/508/635 VacTop Termination RCOVBottom Termination RCOV4000 Amp SensorTrip UnitMicrologic 6.0 Xi (LSIG) Trip UnitEnergy Reduction Maintenance SettingsDigital Module InstalledEnergy Reduction Maintenance Setting selectedTrip Unit Wireless Communication has been removedULP Port4 OF Contacts (standard) + 4 Additional OF ContactsOvercurrent Trip (SDE) contact standardPadlockable Push Button CoverNo Locking Provision Provided with Padlock attachmentProduction Test ReportDoor Escutcheon included as Standard | EA | EA |  | FALSE |  | P | FXG | 100
134218 | 8 | 1 | States | MGM TRANSFORMER | Megan Swymeler | TRUE | 2026-06-18T00:00:00 | 2026-08-06T00:00:00 | 2026-08-06T00:00:00 | 164 | 0 | 164 | 1249.65 | 204942.6 | 92154 | USA | N30 | 44 | SCHNEIDER ELECTRIC USA INC. | 60673-1214 | IMB43F | SPD Type 2 IMB 300KA 480Y 277V 3P4W (480Y/277V series also applies to the following voltages 380Y/220V, 400Y/230V and 415Y/240V) ( Can be used on 3-wire grounded Wye systems without neutral. Jumper the neutral and ground lugs using 10AWG wire) | PUR | SPD Type 2 IMB 300KA 480Y 277V 3P4W (480Y/277V series also applies to the following voltages 380Y/220V, 400Y/230V and 415Y/240V) ( Can be used on 3-wire grounded Wye systems without neutral. Jumper the neutral and ground lugs using 10AWG wire) | EA | EA |  | FALSE |  | P | FXG | 100
134218 | 7 | 1 | States | MGM TRANSFORMER | Megan Swymeler | TRUE | 2026-06-18T00:00:00 | 2026-10-07T00:00:00 | 2026-10-07T00:00:00 | 50 | 0 | 50 | 751.63 | 37581.5 | 92154 | USA | N30 | 44 | SCHNEIDER ELECTRIC USA INC. | 60673-1214 | HJP36150U43XABYQ | HJP36150U43XABYQ-Molded Case Circuit BreakerHJP36150U43XABYQUL/CSA RatedPowerPact H FrameLugs "OFF" EndTerminal Nut Kit "ON" End150 Amp Capacity3 Pole Device600 Vac Rated80% Rated - Standard ratedInterrupting Rating100kA @ 240Vac/65kA @ 480Vac/25kA @ 600VacMicrologic Ammeter Trip Unit - LSI2 Form C Auxiliary SwitchHandle padlock attachment - OFF position onlyRevision - 5/20/2026 - (P20260306/S20260306)Source -Selector | PUR | HJP36150U43XABYQ-Molded Case Circuit BreakerHJP36150U43XABYQUL/CSA RatedPowerPact H FrameLugs "OFF" EndTerminal Nut Kit "ON" End150 Amp Capacity3 Pole Device600 Vac Rated80% Rated - Standard ratedInterrupting Rating100kA @ 240Vac/65kA @ 480Vac/25kA @ 600VacMicrologic Ammeter Trip Unit - LSI2 Form C Auxiliary SwitchHandle padlock attachment - OFF position onlyRevision - 5/20/2026 - (P20260306/S20260306)Source -Selector | EA | EA |  | FALSE |  | P | FXG | 100
134218 | 6 | 1 | States | MGM TRANSFORMER | Megan Swymeler | TRUE | 2026-06-18T00:00:00 | 2026-10-07T00:00:00 | 2026-10-07T00:00:00 | 58 | 0 | 58 | 413.38 | 23976.04 | 92154 | USA | N30 | 44 | SCHNEIDER ELECTRIC USA INC. | 60673-1214 | HJP36100U43XABYQ | HJP36100U43XABYQ-Molded Case Circuit BreakerHJP36100U43XABYQUL/CSA RatedPowerPact H FrameLugs "OFF" EndTerminal Nut Kit "ON" End100 Amp Capacity3 Pole Device600 Vac Rated80% Rated - Standard ratedInterrupting Rating100kA @ 240Vac/65kA @ 480Vac/25kA @ 600VacMicrologic Ammeter Trip Unit - LSI2 Form C Auxiliary SwitchHandle padlock attachment - OFF position onlyRevision - 5/26/2026 - (P20260306/S20260306)Source -Selector | PUR | HJP36100U43XABYQ-Molded Case Circuit BreakerHJP36100U43XABYQUL/CSA RatedPowerPact H FrameLugs "OFF" EndTerminal Nut Kit "ON" End100 Amp Capacity3 Pole Device600 Vac Rated80% Rated - Standard ratedInterrupting Rating100kA @ 240Vac/65kA @ 480Vac/25kA @ 600VacMicrologic Ammeter Trip Unit - LSI2 Form C Auxiliary SwitchHandle padlock attachment - OFF position onlyRevision - 5/26/2026 - (P20260306/S20260306)Source -Selector | EA | EA |  | FALSE |  | P | FXG | 100
134218 | 5 | 1 | States | MGM TRANSFORMER | Megan Swymeler | TRUE | 2026-06-18T00:00:00 | 2026-09-24T00:00:00 | 2026-09-24T00:00:00 | 10 | 0 | 10 | 2981.53 | 29815.3 | 92154 | USA | N30 | 44 | SCHNEIDER ELECTRIC USA INC. | 60673-1214 | DJEGGABABNNNNNNNNNNNNNNTWNANENNNNCNNNNNA | Square D Masterpact MTZ Unit Mount Circuit BreakerDJEGGABABNNNNNNNNNNNNNNTWNANENNNNCNNNNNAModel No. MTZ1-12L1 3-Pole UL489/ CSA C22.2No.5 RatedRated 1200 Amps, 100% RatedAIR - 100kA/65kA/NA @ 240/480/600 VacTop Termination 2 Hole RCTVBottom Termination 2 Hole RCTV1000 Amp SensorTrip UnitMicrologic 6.0 Xi (LSIG) Trip UnitEnergy Reduction Maintenance SettingsDigital Module InstalledEnergy Reduction Maintenance Setting selectedTrip Unit Wireless Communication has been removedULP Port4 OF Contacts (standard)Overcurrent Trip (SDE) contact standardPadlockable Push Button CoverNo Locking Provision Provided with Padlock attachmentProduction Test ReportDoor Escutcheon included as StandardRevision - 5/26/2026 - (P20260306/S20260306)Source -Selector | PUR | Square D Masterpact MTZ Unit Mount Circuit BreakerDJEGGABABNNNNNNNNNNNNNNTWNANENNNNCNNNNNAModel No. MTZ1-12L1 3-Pole UL489/ CSA C22.2No.5 RatedRated 1200 Amps, 100% RatedAIR - 100kA/65kA/NA @ 240/480/600 VacTop Termination 2 Hole RCTVBottom Termination 2 Hole RCTV1000 Amp SensorTrip UnitMicrologic 6.0 Xi (LSIG) Trip UnitEnergy Reduction Maintenance SettingsDigital Module InstalledEnergy Reduction Maintenance Setting selectedTrip Unit Wireless Communication has been removedULP Port4 OF Contacts (standard)Overcurrent Trip (SDE) contact standardPadlockable Push Button CoverNo Locking Provision Provided with Padlock attachmentProduction Test ReportDoor Escutcheon included as StandardRevision - 5/26/2026 - (P20260306/S20260306)Source -Selector | EA | EA |  | FALSE |  | P | FXG | 100
134218 | 4 | 1 | States | MGM TRANSFORMER | Megan Swymeler | TRUE | 2026-06-18T00:00:00 | 2026-09-24T00:00:00 | 2026-09-24T00:00:00 | 10 | 0 | 10 | 2882.79 | 28827.9 | 92154 | USA | N30 | 44 | SCHNEIDER ELECTRIC USA INC. | 60673-1214 | DJEGCABABNNNNNNNNNNNNNNTCNANENNNNCNNNNNA | Square D Masterpact MTZ Unit Mount Circuit BreakerDJEGCABABNNNNNNNNNNNNNNTCNANENNNNCNNNNNAModel No. MTZ1-12L1 3-Pole UL489/ CSA C22.2No.5 RatedRated 1200 Amps, 100% RatedAIR - 100kA/65kA/NA @ 240/480/600 VacTop Termination 2 Hole RCTVBottom Termination 2 Hole RCTV1000 Amp SensorTrip UnitMicrologic 5.0 Xi (LSI) Trip UnitEnergy Reduction Maintenance SettingsDigital Module InstalledEnergy Reduction Maintenance Setting selectedTrip Unit Wireless Communication has been removedULP Port4 OF Contacts (standard)Overcurrent Trip (SDE) contact standardPadlockable Push Button CoverProvision Only For Kirk - No locks suppliedNo Padlock attachment includedProduction Test ReportDoor Escutcheon included as StandardRevision - 5/26/2026 - (P20260306/S20260306)Source -Selector | PUR | Square D Masterpact MTZ Unit Mount Circuit BreakerDJEGCABABNNNNNNNNNNNNNNTCNANENNNNCNNNNNAModel No. MTZ1-12L1 3-Pole UL489/ CSA C22.2No.5 RatedRated 1200 Amps, 100% RatedAIR - 100kA/65kA/NA @ 240/480/600 VacTop Termination 2 Hole RCTVBottom Termination 2 Hole RCTV1000 Amp SensorTrip UnitMicrologic 5.0 Xi (LSI) Trip UnitEnergy Reduction Maintenance SettingsDigital Module InstalledEnergy Reduction Maintenance Setting selectedTrip Unit Wireless Communication has been removedULP Port4 OF Contacts (standard)Overcurrent Trip (SDE) contact standardPadlockable Push Button CoverProvision Only For Kirk - No locks suppliedNo Padlock attachment includedProduction Test ReportDoor Escutcheon included as StandardRevision - 5/26/2026 - (P20260306/S20260306)Source -Selector | EA | EA |  | FALSE |  | P | FXG | 100
134218 | 3 | 1 | States | MGM TRANSFORMER | Megan Swymeler | TRUE | 2026-06-18T00:00:00 | 2026-09-24T00:00:00 | 2026-09-24T00:00:00 | 2 | 0 | 2 | 2216.66 | 4433.32 | 92154 | USA | N30 | 44 | SCHNEIDER ELECTRIC USA INC. | 60673-1214 | DJCFGABABNNNNNNNNNNNNNNTWNANNNNNNNNNNNNA | Square D Masterpact MTZ Unit Mount Circuit BreakerModel No. MTZ1-08L1 3-Pole UL489/ CSA C22.2No.5 RatedRated 800 Amps, 100% RatedAIR - 100kA/65kA/NA @ 240/480/600 VacTop Termination 2 Hole RCTVBottom Termination 2 Hole RCTV800 Amp SensorTrip UnitMicrologic 6.0 Xi (LSIG) Trip UnitNo Digital Modules InstalledTrip Unit Wireless Communication has been removedULP Port4 OF Contacts (standard)Overcurrent Trip (SDE) contact standardPadlockable Push Button CoverNo Locking Provision Provided with Padlock attachmentProduction Test ReportDoor Escutcheon included as Standard | PUR | Square D Masterpact MTZ Unit Mount Circuit BreakerModel No. MTZ1-08L1 3-Pole UL489/ CSA C22.2No.5 RatedRated 800 Amps, 100% RatedAIR - 100kA/65kA/NA @ 240/480/600 VacTop Termination 2 Hole RCTVBottom Termination 2 Hole RCTV800 Amp SensorTrip UnitMicrologic 6.0 Xi (LSIG) Trip UnitNo Digital Modules InstalledTrip Unit Wireless Communication has been removedULP Port4 OF Contacts (standard)Overcurrent Trip (SDE) contact standardPadlockable Push Button CoverNo Locking Provision Provided with Padlock attachmentProduction Test ReportDoor Escutcheon included as Standard | EA | EA |  | FALSE |  | P | FXG | 100
134218 | 2 | 1 | States | MGM TRANSFORMER | Megan Swymeler | TRUE | 2026-06-18T00:00:00 | 2026-09-24T00:00:00 | 2026-09-24T00:00:00 | 2 | 0 | 2 | 2777.84 | 5555.68 | 92154 | USA | N30 | 44 | SCHNEIDER ELECTRIC USA INC. | 60673-1214 | DJCFCABABNNNNNNNNNNNNNNTCNANENNNNCNNNNNA | Square D Masterpact MTZ Unit Mount Circuit BreakerDJCFCABABNNNNNNNNNNNNNNTCNANENNNNCNNNNNAModel No. MTZ1-08L1 3-Pole UL489/ CSA C22.2No.5 RatedRated 800 Amps, 100% RatedAIR - 100kA/65kA/NA @ 240/480/600 VacTop Termination 2 Hole RCTVBottom Termination 2 Hole RCTV800 Amp SensorTrip UnitMicrologic 5.0 Xi (LSI) Trip UnitEnergy Reduction Maintenance SettingsDigital Module InstalledEnergy Reduction Maintenance Setting selectedTrip Unit Wireless Communication has been removedULP Port4 OF Contacts (standard)Overcurrent Trip (SDE) contact standardPadlockable Push Button CoverProvision Only For Kirk - No locks suppliedNo Padlock attachment includedProduction Test ReportDoor Escutcheon included as StandardRevision - 5/26/2026 - (P20260306/S20260306)Source -Selector | PUR | Square D Masterpact MTZ Unit Mount Circuit BreakerDJCFCABABNNNNNNNNNNNNNNTCNANENNNNCNNNNNAModel No. MTZ1-08L1 3-Pole UL489/ CSA C22.2No.5 RatedRated 800 Amps, 100% RatedAIR - 100kA/65kA/NA @ 240/480/600 VacTop Termination 2 Hole RCTVBottom Termination 2 Hole RCTV800 Amp SensorTrip UnitMicrologic 5.0 Xi (LSI) Trip UnitEnergy Reduction Maintenance SettingsDigital Module InstalledEnergy Reduction Maintenance Setting selectedTrip Unit Wireless Communication has been removedULP Port4 OF Contacts (standard)Overcurrent Trip (SDE) contact standardPadlockable Push Button CoverProvision Only For Kirk - No locks suppliedNo Padlock attachment includedProduction Test ReportDoor Escutcheon included as StandardRevision - 5/26/2026 - (P20260306/S20260306)Source -Selector | EA | EA |  | FALSE |  | P | FXG | 100
134218 | 1 | 1 | States | MGM TRANSFORMER | Megan Swymeler | TRUE | 2026-06-18T00:00:00 | 2026-07-20T00:00:00 | 2026-07-16T00:00:00 | 374 | 2 | 372 | 15.2 | 5684.8 | 92154 | USA | N30 | 44 | SCHNEIDER ELECTRIC USA INC. | 60673-1214 | 84956 | ENERGY REDUCTION MAINT SETTING INSTR KIT | PUR | ENERGY REDUCTION MAINT SETTING INSTR KIT | EA | EA |  | FALSE |  | P | FXG | 100
132834 | 3 | 1 | States | Champlin | Megan Swymeler | TRUE | 2026-04-28T00:00:00 | 2026-07-20T00:00:00 | 2026-06-23T00:00:00 | 72 | 0 | 72 | 424.8 | 30585.6 | 55316-3157 | USA | N30 | 44 | SCHNEIDER ELECTRIC USA INC. | 60673-1214 | SRCTV30 | Designation : Product Details :SRCTV30-CB ACCESSORY, CONNECTOR 2500-3000A 3P | SRPP | Designation : Product Details :SRCTV30-CB ACCESSORY, CONNECTOR 2500-3000A 3P | EA | EA |  | TRUE |  | P | FXG | 100
134182 | 1 | 1 | States | Dayton | Megan Swymeler | TRUE | 2026-06-17T00:00:00 | 2026-07-29T00:00:00 | 2026-07-29T00:00:00 | 10 | 0 | 10 | 105.7 | 1057 | 55369-6417 | USA | N30 | 44 | SCHNEIDER ELECTRIC USA INC. | 60673-1214 | BDL26050 | CB, 50A, 125VDC | PUR | CB, 50A, 125VDC | EA | EA |  | TRUE |  | P | FXG | DAYTON
133768 | 1 | 1 | States | Champlin | Megan Swymeler | TRUE | 2026-06-01T00:00:00 | 2026-07-28T00:00:00 | 2026-07-13T00:00:00 | 75 | 0 | 75 | 1249.65 | 499860 | 55316-3157 | USA | N30 | 44 | SCHNEIDER ELECTRIC USA INC. | 60673-1214 | IMB43 | SPD Type 1 IMB 300KA 480Y 277V 3P4W (480Y/277V series also applies to the following voltages 380Y/220V, 400Y/230V and 415Y/240V) ( Can be used on 3-wire grounded Wye systems without neutral. Jumper the neutral and ground lugs using 10AWG wire) | PUR | SPD Type 1 IMB 300KA 480Y 277V 3P4W (480Y/277V series also applies to the following voltages 380Y/220V, 400Y/230V and 415Y/240V) ( Can be used on 3-wire grounded Wye systems without neutral. Jumper the neutral and ground lugs using 10AWG wire) | EA | EA |  | TRUE |  | P | FXG | 100
133768 | 1 | 2 | States | Champlin | Megan Swymeler | TRUE | 2026-06-01T00:00:00 | 2026-07-28T00:00:00 | 2026-07-13T00:00:00 | 50 | 0 | 50 | 1249.65 | 499860 | 55316-3157 | USA | N30 | 44 | SCHNEIDER ELECTRIC USA INC. | 60673-1214 | IMB43 | SPD Type 1 IMB 300KA 480Y 277V 3P4W (480Y/277V series also applies to the following voltages 380Y/220V, 400Y/230V and 415Y/240V) ( Can be used on 3-wire grounded Wye systems without neutral. Jumper the neutral and ground lugs using 10AWG wire) | PUR | SPD Type 1 IMB 300KA 480Y 277V 3P4W (480Y/277V series also applies to the following voltages 380Y/220V, 400Y/230V and 415Y/240V) ( Can be used on 3-wire grounded Wye systems without neutral. Jumper the neutral and ground lugs using 10AWG wire) | EA | EA |  | TRUE |  | P | FXG | 100
133768 | 1 | 3 | States | Champlin | Megan Swymeler | TRUE | 2026-06-01T00:00:00 | 2026-07-28T00:00:00 | 2026-09-29T00:00:00 | 100 | 0 | 100 | 1249.65 | 499860 | 55316-3157 | USA | N30 | 44 | SCHNEIDER ELECTRIC USA INC. | 60673-1214 | IMB43 | SPD Type 1 IMB 300KA 480Y 277V 3P4W (480Y/277V series also applies to the following voltages 380Y/220V, 400Y/230V and 415Y/240V) ( Can be used on 3-wire grounded Wye systems without neutral. Jumper the neutral and ground lugs using 10AWG wire) | PUR | SPD Type 1 IMB 300KA 480Y 277V 3P4W (480Y/277V series also applies to the following voltages 380Y/220V, 400Y/230V and 415Y/240V) ( Can be used on 3-wire grounded Wye systems without neutral. Jumper the neutral and ground lugs using 10AWG wire) | EA | EA |  | TRUE |  | P | FXG | 100
133768 | 1 | 4 | States | Champlin | Megan Swymeler | TRUE | 2026-06-01T00:00:00 | 2026-07-28T00:00:00 | 2026-10-13T00:00:00 | 50 | 0 | 50 | 1249.65 | 499860 | 55316-3157 | USA | N30 | 44 | SCHNEIDER ELECTRIC USA INC. | 60673-1214 | IMB43 | SPD Type 1 IMB 300KA 480Y 277V 3P4W (480Y/277V series also applies to the following voltages 380Y/220V, 400Y/230V and 415Y/240V) ( Can be used on 3-wire grounded Wye systems without neutral. Jumper the neutral and ground lugs using 10AWG wire) | PUR | SPD Type 1 IMB 300KA 480Y 277V 3P4W (480Y/277V series also applies to the following voltages 380Y/220V, 400Y/230V and 415Y/240V) ( Can be used on 3-wire grounded Wye systems without neutral. Jumper the neutral and ground lugs using 10AWG wire) | EA | EA |  | TRUE |  | P | FXG | 100
133768 | 1 | 5 | States | Champlin | Megan Swymeler | TRUE | 2026-06-01T00:00:00 | 2026-07-28T00:00:00 | 2026-10-27T00:00:00 | 75 | 0 | 75 | 1249.65 | 499860 | 55316-3157 | USA | N30 | 44 | SCHNEIDER ELECTRIC USA INC. | 60673-1214 | IMB43 | SPD Type 1 IMB 300KA 480Y 277V 3P4W (480Y/277V series also applies to the following voltages 380Y/220V, 400Y/230V and 415Y/240V) ( Can be used on 3-wire grounded Wye systems without neutral. Jumper the neutral and ground lugs using 10AWG wire) | PUR | SPD Type 1 IMB 300KA 480Y 277V 3P4W (480Y/277V series also applies to the following voltages 380Y/220V, 400Y/230V and 415Y/240V) ( Can be used on 3-wire grounded Wye systems without neutral. Jumper the neutral and ground lugs using 10AWG wire) | EA | EA |  | TRUE |  | P | FXG | 100
133768 | 1 | 6 | States | Champlin | Megan Swymeler | TRUE | 2026-06-01T00:00:00 | 2026-07-28T00:00:00 | 2026-11-17T00:00:00 | 50 | 0 | 50 | 1249.65 | 499860 | 55316-3157 | USA | N30 | 44 | SCHNEIDER ELECTRIC USA INC. | 60673-1214 | IMB43 | SPD Type 1 IMB 300KA 480Y 277V 3P4W (480Y/277V series also applies to the following voltages 380Y/220V, 400Y/230V and 415Y/240V) ( Can be used on 3-wire grounded Wye systems without neutral. Jumper the neutral and ground lugs using 10AWG wire) | PUR | SPD Type 1 IMB 300KA 480Y 277V 3P4W (480Y/277V series also applies to the following voltages 380Y/220V, 400Y/230V and 415Y/240V) ( Can be used on 3-wire grounded Wye systems without neutral. Jumper the neutral and ground lugs using 10AWG wire) | EA | EA |  | TRUE |  | P | FXG | 100
133220 | 1 | 2 | States | Champlin | Megan Swymeler | TRUE | 2026-05-12T00:00:00 | 2026-07-30T00:00:00 | 2026-07-28T00:00:00 | 38 | 0 | 38 | 446.64 | 69229.2 | 55316-3157 | USA | N30 | 44 | SCHNEIDER ELECTRIC USA INC. | 60673-1214 | HWB41 | SURGE PROTECTIVE DEVICE SPD, SURGELOGIC, 100kA, 480Y/277V 3 PHASE 4 WIRE | PUR | SURGE PROTECTIVE DEVICE SPD, SURGELOGIC, 100kA, 480Y/277V 3 PHASE 4 WIRE | EA | EA |  | TRUE |  | P | FXG | 100
133220 | 1 | 3 | States | Champlin | Megan Swymeler | TRUE | 2026-05-12T00:00:00 | 2026-08-28T00:00:00 | 2026-08-28T00:00:00 | 38 | 0 | 38 | 446.64 | 69229.2 | 55316-3157 | USA | N30 | 44 | SCHNEIDER ELECTRIC USA INC. | 60673-1214 | HWB41 | SURGE PROTECTIVE DEVICE SPD, SURGELOGIC, 100kA, 480Y/277V 3 PHASE 4 WIRE | PUR | SURGE PROTECTIVE DEVICE SPD, SURGELOGIC, 100kA, 480Y/277V 3 PHASE 4 WIRE | EA | EA |  | TRUE |  | P | FXG | 100
133220 | 1 | 4 | States | Champlin | Megan Swymeler | TRUE | 2026-05-12T00:00:00 | 2026-09-28T00:00:00 | 2026-09-28T00:00:00 | 38 | 0 | 38 | 446.64 | 69229.2 | 55316-3157 | USA | N30 | 44 | SCHNEIDER ELECTRIC USA INC. | 60673-1214 | HWB41 | SURGE PROTECTIVE DEVICE SPD, SURGELOGIC, 100kA, 480Y/277V 3 PHASE 4 WIRE | PUR | SURGE PROTECTIVE DEVICE SPD, SURGELOGIC, 100kA, 480Y/277V 3 PHASE 4 WIRE | EA | EA |  | TRUE |  | P | FXG | 100
134541 | 1 | 1 | States | Dayton | Megan Swymeler | TRUE | 2026-07-06T00:00:00 | 2027-01-21T00:00:00 | 2027-01-21T00:00:00 | 1 | 0 | 1 | 8084.3 | 8084.3 | 55369-6417 | USA | N30 | 44 | SCHNEIDER ELECTRIC USA INC. | 60673-1214 | HMIP67BA0N30AN7N00 | HMIP67BA0N30AN7N00 ADVNCD i7 16GB M.2 | PUR | HMIP67BA0N30AN7N00 ADVNCD i7 16GB M.2 | EA | EA |  | TRUE |  | P | FXG | DAYTON
134541 | 2 | 1 | States | Dayton | Megan Swymeler | TRUE | 2026-07-06T00:00:00 | 2027-01-12T00:00:00 | 2027-01-12T00:00:00 | 6 | 0 | 6 | 75.47 | 452.82 | 55369-6417 | USA | N30 | 44 | SCHNEIDER ELECTRIC USA INC. | 60673-1214 | METSEHD300A30 | Split Core Current Transformer HDPM6000, 300A, 1"x1", 30ft lead | PUR | Split Core Current Transformer HDPM6000, 300A, 1"x1", 30ft lead | EA | EA |  | TRUE |  | P | FXG | DAYTON
134541 | 3 | 1 | States | Dayton | Megan Swymeler | TRUE | 2026-07-06T00:00:00 | 2026-08-14T00:00:00 | 2026-08-14T00:00:00 | 1 | 0 | 1 | 1733.16 | 1733.16 | 55369-6417 | USA | N30 | 44 | SCHNEIDER ELECTRIC USA INC. | 60673-1214 | METSEHDPM6R42 | 42 Ckt Module | PUR | 42 Ckt Module | EA | EA |  | TRUE |  | P | FXG | DAYTON
134541 | 4 | 1 | States | Dayton | Megan Swymeler | TRUE | 2026-07-06T00:00:00 | 2026-08-14T00:00:00 | 2026-08-14T00:00:00 | 1 | 0 | 1 | 2059.86 | 2059.86 | 55369-6417 | USA | N30 | 44 | SCHNEIDER ELECTRIC USA INC. | 60673-1214 | METSEHDPM6S480VC | PowerLogic HDPM6000, Head unit | PUR | PowerLogic HDPM6000, Head unit | EA | EA |  | TRUE |  | P | FXG | DAYTON
134541 | 5 | 1 | States | Dayton | Megan Swymeler | TRUE | 2026-07-06T00:00:00 | 2026-08-07T00:00:00 | 2026-08-07T00:00:00 | 18 | 0 | 18 | 34.03 | 612.54 | 55369-6417 | USA | N30 | 44 | SCHNEIDER ELECTRIC USA INC. | 60673-1214 | METSEHDPM75A30 | Split Core Current Transformer HDPM6000, 75 A, 30ft lead | PUR | Split Core Current Transformer HDPM6000, 75 A, 30ft lead | EA | EA |  | TRUE |  | P | FXG | DAYTON
134448 | 1 | 1 | States | MGM TRANSFORMER | Megan Swymeler | TRUE | 2026-06-30T00:00:00 | 2027-03-25T00:00:00 |  | 374 | 0 | 374 | 15.2 | 5684.8 | 92154 | USA | N30 | 44 | SCHNEIDER ELECTRIC USA INC. | 60673-1214 | 84956 | ENERGY REDUCTION MAINT SETTING INSTR KIT | PUR | ENERGY REDUCTION MAINT SETTING INSTR KIT | EA | EA |  | FALSE |  | P | FXG | 100
134448 | 2 | 1 | States | MGM TRANSFORMER | Megan Swymeler | TRUE | 2026-06-30T00:00:00 | 2027-03-25T00:00:00 |  | 2 | 0 | 2 | 2777.84 | 5555.68 | 92154 | USA | N30 | 44 | SCHNEIDER ELECTRIC USA INC. | 60673-1214 | DJCFCABABNNNNNNNNNNNNNNTCNANENNNNCNNNNNA | Square D Masterpact MTZ Unit Mount Circuit BreakerDJCFCABABNNNNNNNNNNNNNNTCNANENNNNCNNNNNAModel No. MTZ1-08L1 3-Pole UL489/ CSA C22.2No.5 RatedRated 800 Amps, 100% RatedAIR - 100kA/65kA/NA @ 240/480/600 VacTop Termination 2 Hole RCTVBottom Termination 2 Hole RCTV800 Amp SensorTrip UnitMicrologic 5.0 Xi (LSI) Trip UnitEnergy Reduction Maintenance SettingsDigital Module InstalledEnergy Reduction Maintenance Setting selectedTrip Unit Wireless Communication has been removedULP Port4 OF Contacts (standard)Overcurrent Trip (SDE) contact standardPadlockable Push Button CoverProvision Only For Kirk - No locks suppliedNo Padlock attachment includedProduction Test ReportDoor Escutcheon included as StandardRevision - 5/26/2026 - (P20260306/S20260306)Source -Selector | PUR | Square D Masterpact MTZ Unit Mount Circuit BreakerDJCFCABABNNNNNNNNNNNNNNTCNANENNNNCNNNNNAModel No. MTZ1-08L1 3-Pole UL489/ CSA C22.2No.5 RatedRated 800 Amps, 100% RatedAIR - 100kA/65kA/NA @ 240/480/600 VacTop Termination 2 Hole RCTVBottom Termination 2 Hole RCTV800 Amp SensorTrip UnitMicrologic 5.0 Xi (LSI) Trip UnitEnergy Reduction Maintenance SettingsDigital Module InstalledEnergy Reduction Maintenance Setting selectedTrip Unit Wireless Communication has been removedULP Port4 OF Contacts (standard)Overcurrent Trip (SDE) contact standardPadlockable Push Button CoverProvision Only For Kirk - No locks suppliedNo Padlock attachment includedProduction Test ReportDoor Escutcheon included as StandardRevision - 5/26/2026 - (P20260306/S20260306)Source -Selector | EA | EA |  | FALSE |  | P | FXG | 100
134448 | 3 | 1 | States | MGM TRANSFORMER | Megan Swymeler | TRUE | 2026-06-30T00:00:00 | 2027-03-25T00:00:00 |  | 2 | 0 | 2 | 2216.66 | 4433.32 | 92154 | USA | N30 | 44 | SCHNEIDER ELECTRIC USA INC. | 60673-1214 | DJCFGABABNNNNNNNNNNNNNNTWNANNNNNNNNNNNNA | Square D Masterpact MTZ Unit Mount Circuit BreakerModel No. MTZ1-08L1 3-Pole UL489/ CSA C22.2No.5 RatedRated 800 Amps, 100% RatedAIR - 100kA/65kA/NA @ 240/480/600 VacTop Termination 2 Hole RCTVBottom Termination 2 Hole RCTV800 Amp SensorTrip UnitMicrologic 6.0 Xi (LSIG) Trip UnitNo Digital Modules InstalledTrip Unit Wireless Communication has been removedULP Port4 OF Contacts (standard)Overcurrent Trip (SDE) contact standardPadlockable Push Button CoverNo Locking Provision Provided with Padlock attachmentProduction Test ReportDoor Escutcheon included as Standard | PUR | Square D Masterpact MTZ Unit Mount Circuit BreakerModel No. MTZ1-08L1 3-Pole UL489/ CSA C22.2No.5 RatedRated 800 Amps, 100% RatedAIR - 100kA/65kA/NA @ 240/480/600 VacTop Termination 2 Hole RCTVBottom Termination 2 Hole RCTV800 Amp SensorTrip UnitMicrologic 6.0 Xi (LSIG) Trip UnitNo Digital Modules InstalledTrip Unit Wireless Communication has been removedULP Port4 OF Contacts (standard)Overcurrent Trip (SDE) contact standardPadlockable Push Button CoverNo Locking Provision Provided with Padlock attachmentProduction Test ReportDoor Escutcheon included as Standard | EA | EA |  | FALSE |  | P | FXG | 100
134448 | 4 | 1 | States | MGM TRANSFORMER | Megan Swymeler | TRUE | 2026-06-30T00:00:00 | 2027-03-25T00:00:00 |  | 10 | 0 | 10 | 2882.79 | 28827.9 | 92154 | USA | N30 | 44 | SCHNEIDER ELECTRIC USA INC. | 60673-1214 | DJEGCABABNNNNNNNNNNNNNNTCNANENNNNCNNNNNA | Square D Masterpact MTZ Unit Mount Circuit BreakerDJEGCABABNNNNNNNNNNNNNNTCNANENNNNCNNNNNAModel No. MTZ1-12L1 3-Pole UL489/ CSA C22.2No.5 RatedRated 1200 Amps, 100% RatedAIR - 100kA/65kA/NA @ 240/480/600 VacTop Termination 2 Hole RCTVBottom Termination 2 Hole RCTV1000 Amp SensorTrip UnitMicrologic 5.0 Xi (LSI) Trip UnitEnergy Reduction Maintenance SettingsDigital Module InstalledEnergy Reduction Maintenance Setting selectedTrip Unit Wireless Communication has been removedULP Port4 OF Contacts (standard)Overcurrent Trip (SDE) contact standardPadlockable Push Button CoverProvision Only For Kirk - No locks suppliedNo Padlock attachment includedProduction Test ReportDoor Escutcheon included as StandardRevision - 5/26/2026 - (P20260306/S20260306)Source -Selector | PUR | Square D Masterpact MTZ Unit Mount Circuit BreakerDJEGCABABNNNNNNNNNNNNNNTCNANENNNNCNNNNNAModel No. MTZ1-12L1 3-Pole UL489/ CSA C22.2No.5 RatedRated 1200 Amps, 100% RatedAIR - 100kA/65kA/NA @ 240/480/600 VacTop Termination 2 Hole RCTVBottom Termination 2 Hole RCTV1000 Amp SensorTrip UnitMicrologic 5.0 Xi (LSI) Trip UnitEnergy Reduction Maintenance SettingsDigital Module InstalledEnergy Reduction Maintenance Setting selectedTrip Unit Wireless Communication has been removedULP Port4 OF Contacts (standard)Overcurrent Trip (SDE) contact standardPadlockable Push Button CoverProvision Only For Kirk - No locks suppliedNo Padlock attachment includedProduction Test ReportDoor Escutcheon included as StandardRevision - 5/26/2026 - (P20260306/S20260306)Source -Selector | EA | EA |  | FALSE |  | P | FXG | 100
134448 | 5 | 1 | States | MGM TRANSFORMER | Megan Swymeler | TRUE | 2026-06-30T00:00:00 | 2027-03-25T00:00:00 |  | 10 | 0 | 10 | 2981.53 | 29815.3 | 92154 | USA | N30 | 44 | SCHNEIDER ELECTRIC USA INC. | 60673-1214 | DJEGGABABNNNNNNNNNNNNNNTWNANENNNNCNNNNNA | Square D Masterpact MTZ Unit Mount Circuit BreakerDJEGGABABNNNNNNNNNNNNNNTWNANENNNNCNNNNNAModel No. MTZ1-12L1 3-Pole UL489/ CSA C22.2No.5 RatedRated 1200 Amps, 100% RatedAIR - 100kA/65kA/NA @ 240/480/600 VacTop Termination 2 Hole RCTVBottom Termination 2 Hole RCTV1000 Amp SensorTrip UnitMicrologic 6.0 Xi (LSIG) Trip UnitEnergy Reduction Maintenance SettingsDigital Module InstalledEnergy Reduction Maintenance Setting selectedTrip Unit Wireless Communication has been removedULP Port4 OF Contacts (standard)Overcurrent Trip (SDE) contact standardPadlockable Push Button CoverNo Locking Provision Provided with Padlock attachmentProduction Test ReportDoor Escutcheon included as StandardRevision - 5/26/2026 - (P20260306/S20260306)Source -Selector | PUR | Square D Masterpact MTZ Unit Mount Circuit BreakerDJEGGABABNNNNNNNNNNNNNNTWNANENNNNCNNNNNAModel No. MTZ1-12L1 3-Pole UL489/ CSA C22.2No.5 RatedRated 1200 Amps, 100% RatedAIR - 100kA/65kA/NA @ 240/480/600 VacTop Termination 2 Hole RCTVBottom Termination 2 Hole RCTV1000 Amp SensorTrip UnitMicrologic 6.0 Xi (LSIG) Trip UnitEnergy Reduction Maintenance SettingsDigital Module InstalledEnergy Reduction Maintenance Setting selectedTrip Unit Wireless Communication has been removedULP Port4 OF Contacts (standard)Overcurrent Trip (SDE) contact standardPadlockable Push Button CoverNo Locking Provision Provided with Padlock attachmentProduction Test ReportDoor Escutcheon included as StandardRevision - 5/26/2026 - (P20260306/S20260306)Source -Selector | EA | EA |  | FALSE |  | P | FXG | 100
134448 | 6 | 1 | States | MGM TRANSFORMER | Megan Swymeler | TRUE | 2026-06-30T00:00:00 | 2027-03-25T00:00:00 |  | 58 | 0 | 58 | 413.38 | 23976.04 | 92154 | USA | N30 | 44 | SCHNEIDER ELECTRIC USA INC. | 60673-1214 | HJP36100U43XABYQ | HJP36100U43XABYQ-Molded Case Circuit BreakerHJP36100U43XABYQUL/CSA RatedPowerPact H FrameLugs "OFF" EndTerminal Nut Kit "ON" End100 Amp Capacity3 Pole Device600 Vac Rated80% Rated - Standard ratedInterrupting Rating100kA @ 240Vac/65kA @ 480Vac/25kA @ 600VacMicrologic Ammeter Trip Unit - LSI2 Form C Auxiliary SwitchHandle padlock attachment - OFF position onlyRevision - 5/26/2026 - (P20260306/S20260306)Source -Selector | PUR | HJP36100U43XABYQ-Molded Case Circuit BreakerHJP36100U43XABYQUL/CSA RatedPowerPact H FrameLugs "OFF" EndTerminal Nut Kit "ON" End100 Amp Capacity3 Pole Device600 Vac Rated80% Rated - Standard ratedInterrupting Rating100kA @ 240Vac/65kA @ 480Vac/25kA @ 600VacMicrologic Ammeter Trip Unit - LSI2 Form C Auxiliary SwitchHandle padlock attachment - OFF position onlyRevision - 5/26/2026 - (P20260306/S20260306)Source -Selector | EA | EA |  | FALSE |  | P | FXG | 100
134448 | 7 | 1 | States | MGM TRANSFORMER | Megan Swymeler | TRUE | 2026-06-30T00:00:00 | 2027-03-25T00:00:00 |  | 50 | 0 | 50 | 751.63 | 37581.5 | 92154 | USA | N30 | 44 | SCHNEIDER ELECTRIC USA INC. | 60673-1214 | HJP36150U43XABYQ | HJP36150U43XABYQ-Molded Case Circuit BreakerHJP36150U43XABYQUL/CSA RatedPowerPact H FrameLugs "OFF" EndTerminal Nut Kit "ON" End150 Amp Capacity3 Pole Device600 Vac Rated80% Rated - Standard ratedInterrupting Rating100kA @ 240Vac/65kA @ 480Vac/25kA @ 600VacMicrologic Ammeter Trip Unit - LSI2 Form C Auxiliary SwitchHandle padlock attachment - OFF position onlyRevision - 5/20/2026 - (P20260306/S20260306)Source -Selector | PUR | HJP36150U43XABYQ-Molded Case Circuit BreakerHJP36150U43XABYQUL/CSA RatedPowerPact H FrameLugs "OFF" EndTerminal Nut Kit "ON" End150 Amp Capacity3 Pole Device600 Vac Rated80% Rated - Standard ratedInterrupting Rating100kA @ 240Vac/65kA @ 480Vac/25kA @ 600VacMicrologic Ammeter Trip Unit - LSI2 Form C Auxiliary SwitchHandle padlock attachment - OFF position onlyRevision - 5/20/2026 - (P20260306/S20260306)Source -Selector | EA | EA |  | FALSE |  | P | FXG | 100
134448 | 8 | 1 | States | MGM TRANSFORMER | Megan Swymeler | TRUE | 2026-06-30T00:00:00 | 2027-03-25T00:00:00 |  | 164 | 0 | 164 | 1249.65 | 204942.6 | 92154 | USA | N30 | 44 | SCHNEIDER ELECTRIC USA INC. | 60673-1214 | IMB43F | SPD Type 2 IMB 300KA 480Y 277V 3P4W (480Y/277V series also applies to the following voltages 380Y/220V, 400Y/230V and 415Y/240V) ( Can be used on 3-wire grounded Wye systems without neutral. Jumper the neutral and ground lugs using 10AWG wire) | PUR | SPD Type 2 IMB 300KA 480Y 277V 3P4W (480Y/277V series also applies to the following voltages 380Y/220V, 400Y/230V and 415Y/240V) ( Can be used on 3-wire grounded Wye systems without neutral. Jumper the neutral and ground lugs using 10AWG wire) | EA | EA |  | FALSE |  | P | FXG | 100
134448 | 9 | 1 | States | MGM TRANSFORMER | Megan Swymeler | TRUE | 2026-06-30T00:00:00 | 2027-03-25T00:00:00 |  | 6 | 0 | 6 | 9517.76 | 57106.56 | 92154 | USA | N30 | 44 | SCHNEIDER ELECTRIC USA INC. | 60673-1214 | LAJRGAXAXNANNNNNNNNNNNNTWNANENNNNCNNNNNA | Square D Masterpact MTZ Unit Mount Circuit BreakerModel No. MTZ2-40H1 3-Pole ANSIC37/UL1066/CSA C22.2 No.268 RatedRated 4000 Amps, 100% RatedAIR - 65kA/65kA/65kA @ 254/508/635 VacTop Termination RCOVBottom Termination RCOV4000 Amp SensorTrip UnitMicrologic 6.0 Xi (LSIG) Trip UnitEnergy Reduction Maintenance SettingsDigital Module InstalledEnergy Reduction Maintenance Setting selectedTrip Unit Wireless Communication has been removedULP Port4 OF Contacts (standard) + 4 Additional OF ContactsOvercurrent Trip (SDE) contact standardPadlockable Push Button CoverNo Locking Provision Provided with Padlock attachmentProduction Test ReportDoor Escutcheon included as Standard | PUR | Square D Masterpact MTZ Unit Mount Circuit BreakerModel No. MTZ2-40H1 3-Pole ANSIC37/UL1066/CSA C22.2 No.268 RatedRated 4000 Amps, 100% RatedAIR - 65kA/65kA/65kA @ 254/508/635 VacTop Termination RCOVBottom Termination RCOV4000 Amp SensorTrip UnitMicrologic 6.0 Xi (LSIG) Trip UnitEnergy Reduction Maintenance SettingsDigital Module InstalledEnergy Reduction Maintenance Setting selectedTrip Unit Wireless Communication has been removedULP Port4 OF Contacts (standard) + 4 Additional OF ContactsOvercurrent Trip (SDE) contact standardPadlockable Push Button CoverNo Locking Provision Provided with Padlock attachmentProduction Test ReportDoor Escutcheon included as Standard | EA | EA |  | FALSE |  | P | FXG | 100
134448 | 10 | 1 | States | MGM TRANSFORMER | Megan Swymeler | TRUE | 2026-06-30T00:00:00 | 2027-03-25T00:00:00 |  | 140 | 0 | 140 | 8913.52 | 1247892.8 | 92154 | USA | N30 | 44 | SCHNEIDER ELECTRIC USA INC. | 60673-1214 | LGIPGAXAXNANNNNNNNNNNNNTMNANENNNNCNNNNNA | Square D Masterpact MTZ Unit Mount Circuit BreakerModel No. MTZ2-32H3 3-Pole ANSIC37/UL1066/CSA C22.2 No.268 RatedRated 3200 Amps, 100% RatedAIR - 100kA/100kA/85kA @ 254/508/635 VacTop Termination RCOVBottom Termination RCOV3200 Amp SensorTrip UnitMicrologic 6.0 Xi (LSIG) Trip UnitEnergy Reduction Maintenance SettingsDigital Module InstalledEnergy Reduction Maintenance Setting selectedTrip Unit Wireless Communication has been removedULP Port4 OF Contacts (standard) + 4 Additional OF ContactsOvercurrent Trip (SDE) contact standardPadlockable Push Button CoverProvision Only For Kirk - No locks supplied with Padlock attachmentProduction Test ReportDoor Escutcheon included as Standard | PUR | Square D Masterpact MTZ Unit Mount Circuit BreakerModel No. MTZ2-32H3 3-Pole ANSIC37/UL1066/CSA C22.2 No.268 RatedRated 3200 Amps, 100% RatedAIR - 100kA/100kA/85kA @ 254/508/635 VacTop Termination RCOVBottom Termination RCOV3200 Amp SensorTrip UnitMicrologic 6.0 Xi (LSIG) Trip UnitEnergy Reduction Maintenance SettingsDigital Module InstalledEnergy Reduction Maintenance Setting selectedTrip Unit Wireless Communication has been removedULP Port4 OF Contacts (standard) + 4 Additional OF ContactsOvercurrent Trip (SDE) contact standardPadlockable Push Button CoverProvision Only For Kirk - No locks supplied with Padlock attachmentProduction Test ReportDoor Escutcheon included as Standard | EA | EA |  | FALSE |  | P | FXG | 100
134448 | 11 | 1 | States | MGM TRANSFORMER | Megan Swymeler | TRUE | 2026-06-30T00:00:00 | 2027-03-25T00:00:00 |  | 70 | 0 | 70 | 8819.55 | 617368.5 | 92154 | USA | N30 | 44 | SCHNEIDER ELECTRIC USA INC. | 60673-1214 | LGIPGAXAXNANNNNNNNNNNNNTWNANENNNNCNNNNNA | Square D Masterpact MTZ Unit Mount Circuit BreakerModel No. MTZ2-32H3 3-Pole ANSIC37/UL1066/CSA C22.2 No.268 RatedRated 3200 Amps, 100% RatedAIR - 100kA/100kA/85kA @ 254/508/635 VacTop Termination RCOVBottom Termination RCOV3200 Amp SensorTrip UnitMicrologic 6.0 Xi (LSIG) Trip UnitEnergy Reduction Maintenance SettingsDigital Module InstalledEnergy Reduction Maintenance Setting selectedTrip Unit Wireless Communication has been removedULP Port4 OF Contacts (standard) + 4 Additional OF ContactsOvercurrent Trip (SDE) contact standardPadlockable Push Button CoverNo Locking Provision Providedwith Padlock attachmentProduction Test ReportDoor Escutcheon included as Standard | PUR | Square D Masterpact MTZ Unit Mount Circuit BreakerModel No. MTZ2-32H3 3-Pole ANSIC37/UL1066/CSA C22.2 No.268 RatedRated 3200 Amps, 100% RatedAIR - 100kA/100kA/85kA @ 254/508/635 VacTop Termination RCOVBottom Termination RCOV3200 Amp SensorTrip UnitMicrologic 6.0 Xi (LSIG) Trip UnitEnergy Reduction Maintenance SettingsDigital Module InstalledEnergy Reduction Maintenance Setting selectedTrip Unit Wireless Communication has been removedULP Port4 OF Contacts (standard) + 4 Additional OF ContactsOvercurrent Trip (SDE) contact standardPadlockable Push Button CoverNo Locking Provision Providedwith Padlock attachmentProduction Test ReportDoor Escutcheon included as Standard | EA | EA |  | FALSE |  | P | FXG | 100
134448 | 12 | 1 | States | MGM TRANSFORMER | Megan Swymeler | TRUE | 2026-06-30T00:00:00 | 2027-03-25T00:00:00 |  | 70 | 0 | 70 | 10660.09 | 746206.3 | 92154 | USA | N30 | 44 | SCHNEIDER ELECTRIC USA INC. | 60673-1214 | LGJRGAXAXNANNNNNNNNDNNNTWNANENNNNCNNNNNA | Square D Masterpact MTZ Unit Mount Circuit BreakerModel No. MTZ2-40H3 3-Pole ANSIC37/UL1066/CSA C22.2 No.268 RatedRated 4000 Amps, 100% RatedAIR - 100kA/100kA/85kA @ 254/508/635 VacTop Termination RCOVBottom Termination RCOV4000 Amp SensorTrip UnitMicrologic 6.0 Xi (LSIG) Trip UnitEnergy Reduction Maintenance SettingsDigital Module InstalledEnergy Reduction Maintenance Setting selectedTrip Unit Wireless Communication has been removedULP Port4 OF Contacts (standard) + 4 Additional OF ContactsShunt Trip - 100-130VacOvercurrent Trip (SDE) contact standardPadlockable Push Button CoverNo Locking Provision Provided with Padlock attachmentProduction Test ReportDoor Escutcheon included as Standard | PUR | Square D Masterpact MTZ Unit Mount Circuit BreakerModel No. MTZ2-40H3 3-Pole ANSIC37/UL1066/CSA C22.2 No.268 RatedRated 4000 Amps, 100% RatedAIR - 100kA/100kA/85kA @ 254/508/635 VacTop Termination RCOVBottom Termination RCOV4000 Amp SensorTrip UnitMicrologic 6.0 Xi (LSIG) Trip UnitEnergy Reduction Maintenance SettingsDigital Module InstalledEnergy Reduction Maintenance Setting selectedTrip Unit Wireless Communication has been removedULP Port4 OF Contacts (standard) + 4 Additional OF ContactsShunt Trip - 100-130VacOvercurrent Trip (SDE) contact standardPadlockable Push Button CoverNo Locking Provision Provided with Padlock attachmentProduction Test ReportDoor Escutcheon included as Standard | EA | EA |  | FALSE |  | P | FXG | 100
134448 | 13 | 1 | States | MGM TRANSFORMER | Megan Swymeler | TRUE | 2026-06-30T00:00:00 | 2027-03-25T00:00:00 |  | 70 | 0 | 70 | 10591.05 | 741373.5 | 92154 | USA | N30 | 44 | SCHNEIDER ELECTRIC USA INC. | 60673-1214 | LGJRGAXAXNANNNNNNNNNNNNTWNANENNNNCNNNNNA | Square D Masterpact MTZ Unit Mount Circuit Breaker Model No. MTZ2-40H3 3-Pole ANSI C37/UL1066/CSA C22.2 No.268 Rated Rated 4000 Amps, 100% Rated AIR - 100kA/100kA/85kA @ 254/508/635 Vac Top Termination RCOV Bottom Termination RCOV 4000 Amp Sensor Trip Unit Micrologic 6.0 Xi (LSIG) Trip Unit Energy Reduction Maintenance Settings Digital Module Installed Energy Reduction Maintenance Setting selected Trip Unit Wireless Communication has been removed ULP Port 4 OF Contacts (standard) + 4 Additional OF Contacts Overcurrent Trip (SDE) contact standard Padlockable Push Button Cover No Locking Provision Provided with Padlock attachment Production Test Report Door Escutcheon included as Standard | PUR | Square D Masterpact MTZ Unit Mount Circuit Breaker Model No. MTZ2-40H3 3-Pole ANSI C37/UL1066/CSA C22.2 No.268 Rated Rated 4000 Amps, 100% Rated AIR - 100kA/100kA/85kA @ 254/508/635 Vac Top Termination RCOV Bottom Termination RCOV 4000 Amp Sensor Trip Unit Micrologic 6.0 Xi (LSIG) Trip Unit Energy Reduction Maintenance Settings Digital Module Installed Energy Reduction Maintenance Setting selected Trip Unit Wireless Communication has been removed ULP Port 4 OF Contacts (standard) + 4 Additional OF Contacts Overcurrent Trip (SDE) contact standard Padlockable Push Button Cover No Locking Provision Provided with Padlock attachment Production Test Report Door Escutcheon included as Standard | EA | EA |  | FALSE |  | P | FXG | 100
134448 | 14 | 1 | States | MGM TRANSFORMER | Megan Swymeler | TRUE | 2026-06-30T00:00:00 | 2027-03-25T00:00:00 |  | 8 | 0 | 8 | 1456.32 | 11650.56 | 92154 | USA | N30 | 44 | SCHNEIDER ELECTRIC USA INC. | 60673-1214 | LJP36400CU43XABYQ | Molded Case Circuit Breaker UL/CSA RatedPowerPact L FrameLugs "OFF" EndTerminal Nut Kit "ON" End3 Pole Device400 Amp Capacity600 Vac Rated100% RatedInterrupting Rating100kA @ 240Vac/65kA @ 480Vac/25kA @ 600VacMicrologic Ammeter Trip Unit - LSI2 Form C Auxiliary SwitchHandle padlock attachment - OFF position only | PUR | Molded Case Circuit Breaker UL/CSA RatedPowerPact L FrameLugs "OFF" EndTerminal Nut Kit "ON" End3 Pole Device400 Amp Capacity600 Vac Rated100% RatedInterrupting Rating100kA @ 240Vac/65kA @ 480Vac/25kA @ 600VacMicrologic Ammeter Trip Unit - LSI2 Form C Auxiliary SwitchHandle padlock attachment - OFF position only | EA | EA |  | FALSE |  | P | FXG | 100
134448 | 15 | 1 | States | MGM TRANSFORMER | Megan Swymeler | TRUE | 2026-06-30T00:00:00 | 2027-03-25T00:00:00 |  | 18 | 0 | 18 | 1283.4 | 23101.2 | 92154 | USA | N30 | 44 | SCHNEIDER ELECTRIC USA INC. | 60673-1214 | LJP36400U43XABYQ | LJP36400U43XABYQ-Molded Case Circuit BreakerLJP36400U43XABYQUL/CSA RatedPowerPact L FrameLugs "OFF" EndTerminal Nut Kit "ON" End3 Pole Device400 Amp Capacity600 Vac Rated80% Rated - Standard ratedInterrupting Rating100kA @ 240Vac/65kA @ 480Vac/25kA @ 600VacMicrologic Ammeter Trip Unit - LSI2 Form C Auxiliary SwitchHandle padlock attachment - OFF position onlyRevision - 5/22/2026 - (P20260306/S20260306)Source -Selector | PUR | LJP36400U43XABYQ-Molded Case Circuit BreakerLJP36400U43XABYQUL/CSA RatedPowerPact L FrameLugs "OFF" EndTerminal Nut Kit "ON" End3 Pole Device400 Amp Capacity600 Vac Rated80% Rated - Standard ratedInterrupting Rating100kA @ 240Vac/65kA @ 480Vac/25kA @ 600VacMicrologic Ammeter Trip Unit - LSI2 Form C Auxiliary SwitchHandle padlock attachment - OFF position onlyRevision - 5/22/2026 - (P20260306/S20260306)Source -Selector | EA | EA |  | FALSE |  | P | FXG | 100
134448 | 16 | 1 | States | MGM TRANSFORMER | Megan Swymeler | TRUE | 2026-06-30T00:00:00 | 2027-03-25T00:00:00 |  | 6 | 0 | 6 | 1770.36 | 10622.16 | 92154 | USA | N30 | 44 | SCHNEIDER ELECTRIC USA INC. | 60673-1214 | LJP36600U44XABYQ | LJP36600U44XABYQ-Molded Case Circuit BreakerLJP36600U44XABYQUL/CSA RatedPowerPact L FrameLugs "OFF" EndTerminal Nut Kit "ON" End3 Pole Device600 Amp Capacity600 Vac Rated80% Rated - Standard ratedInterrupting Rating100kA @ 240Vac/65kA @ 480Vac/25kA @ 600VacMicrologic Ammeter Trip Unit - LSIG2 Form C Auxiliary SwitchHandle padlock attachment - OFF position onlyRevision - 5/20/2026 - (P20260306/S20260306)Source -Selector | PUR | LJP36600U44XABYQ-Molded Case Circuit BreakerLJP36600U44XABYQUL/CSA RatedPowerPact L FrameLugs "OFF" EndTerminal Nut Kit "ON" End3 Pole Device600 Amp Capacity600 Vac Rated80% Rated - Standard ratedInterrupting Rating100kA @ 240Vac/65kA @ 480Vac/25kA @ 600VacMicrologic Ammeter Trip Unit - LSIG2 Form C Auxiliary SwitchHandle padlock attachment - OFF position onlyRevision - 5/20/2026 - (P20260306/S20260306)Source -Selector | EA | EA |  | FALSE |  | P | FXG | 100
134448 | 17 | 1 | States | MGM TRANSFORMER | Megan Swymeler | TRUE | 2026-06-30T00:00:00 | 2027-03-25T00:00:00 |  | 70 | 0 | 70 | 1456.2 | 101934 | 92154 | USA | N30 | 44 | SCHNEIDER ELECTRIC USA INC. | 60673-1214 | LLP36400U43XABYQ | Molded Case Circuit Breaker UL/CSA RatedPowerPact L FrameLugs "OFF" EndTerminal Nut Kit "ON" End3 Pole Device400 Amp Capacity600 Vac Rated80% Rated - Standard ratedInterrupting Rating125kA @ 240Vac/100kA @ 480Vac/50kA @ 600VacMicrologic Ammeter Trip Unit - LSI2 Form C Auxiliary SwitchHandle padlock attachment - OFF position only | PUR | Molded Case Circuit Breaker UL/CSA RatedPowerPact L FrameLugs "OFF" EndTerminal Nut Kit "ON" End3 Pole Device400 Amp Capacity600 Vac Rated80% Rated - Standard ratedInterrupting Rating125kA @ 240Vac/100kA @ 480Vac/50kA @ 600VacMicrologic Ammeter Trip Unit - LSI2 Form C Auxiliary SwitchHandle padlock attachment - OFF position only | EA | EA |  | FALSE |  | P | FXG | 100
134448 | 18 | 1 | States | MGM TRANSFORMER | Megan Swymeler | TRUE | 2026-06-30T00:00:00 | 2027-03-25T00:00:00 |  | 70 | 0 | 70 | 1925.88 | 134811.6 | 92154 | USA | N30 | 44 | SCHNEIDER ELECTRIC USA INC. | 60673-1214 | LLP36600U44XABYQ | Molded Case Circuit Breaker UL/CSA RatedPowerPact L FrameLugs "OFF" EndTerminal Nut Kit "ON" End3 Pole Device600 Amp Capacity600 Vac Rated80% Rated - Standard ratedInterrupting Rating125kA @ 240Vac/100kA @ 480Vac/50kA @ 600VacMicrologic Ammeter Trip Unit - LSIG2 Form C Auxiliary SwitchHandle padlock attachment - OFF position only | PUR | Molded Case Circuit Breaker UL/CSA RatedPowerPact L FrameLugs "OFF" EndTerminal Nut Kit "ON" End3 Pole Device600 Amp Capacity600 Vac Rated80% Rated - Standard ratedInterrupting Rating125kA @ 240Vac/100kA @ 480Vac/50kA @ 600VacMicrologic Ammeter Trip Unit - LSIG2 Form C Auxiliary SwitchHandle padlock attachment - OFF position only | EA | EA |  | FALSE |  | P | FXG | 100
134448 | 19 | 1 | States | MGM TRANSFORMER | Megan Swymeler | TRUE | 2026-06-30T00:00:00 | 2027-03-25T00:00:00 |  | 374 | 0 | 374 | 247.5 | 92565 | 92154 | USA | N30 | 44 | SCHNEIDER ELECTRIC USA INC. | 60673-1214 | LV434063 | I/O (input/output) application module, Enerlin'X | PUR | I/O (input/output) application module, Enerlin'X | EA | EA |  | FALSE |  | P | FXG | 100
134448 | 20 | 1 | States | MGM TRANSFORMER | Megan Swymeler | TRUE | 2026-06-30T00:00:00 | 2027-03-25T00:00:00 |  | 374 | 0 | 374 | 59.4 | 22215.6 | 92154 | USA | N30 | 44 | SCHNEIDER ELECTRIC USA INC. | 60673-1214 | LV434196 | "Designation : Feeder Trip Unit to IO Product Details: LV434196-CIRCUIT BREAKER ULP CORD L-1.3M (4.27FT)" | PUR | "Designation : Feeder Trip Unit to IO Product Details: LV434196-CIRCUIT BREAKER ULP CORD L-1.3M (4.27FT)" | EA | EA |  | FALSE |  | P | FXG | 100
134448 | 21 | 1 | States | MGM TRANSFORMER | Megan Swymeler | TRUE | 2026-06-30T00:00:00 | 2027-03-25T00:00:00 |  | 2 | 0 | 2 | 3096.12 | 6192.24 | 92154 | USA | N30 | 44 | SCHNEIDER ELECTRIC USA INC. | 60673-1214 | PJP36060CU43AABYQ | Molded Case Circuit Breaker UL/CSA RatedPowerPact P FrameLugs "OFF" EndTerminal Nut Kit "ON" End3 Pole Device600 Amp Capacity600 Vac Rated100% RatedInterrupting Rating100kA @ 240Vac/65kA @ 480Vac/25kA @ 600VacMicrologic Ammeter Trip Unit - LSIUL Rating Plug A2 Form C Auxiliary SwitchHandle padlock attachment - OFF position only | PUR | Molded Case Circuit Breaker UL/CSA RatedPowerPact P FrameLugs "OFF" EndTerminal Nut Kit "ON" End3 Pole Device600 Amp Capacity600 Vac Rated100% RatedInterrupting Rating100kA @ 240Vac/65kA @ 480Vac/25kA @ 600VacMicrologic Ammeter Trip Unit - LSIUL Rating Plug A2 Form C Auxiliary SwitchHandle padlock attachment - OFF position only | EA | EA |  | FALSE |  | P | FXG | 100
134448 | 22 | 1 | States | MGM TRANSFORMER | Megan Swymeler | TRUE | 2026-06-30T00:00:00 | 2027-03-25T00:00:00 |  | 6 | 0 | 6 | 3333.6 | 20001.6 | 92154 | USA | N30 | 44 | SCHNEIDER ELECTRIC USA INC. | 60673-1214 | PJP36080CU43AE1ABJA | Molded Case Circuit Breaker UL/CSA RatedPowerPact P FrameLugs "OFF" EndTerminal Nut Kit "ON" End3 Pole Device600 Vac Rated800 Amp Capacity100% RatedInterrupting Rating100kA @ 240Vac/65kA @ 480Vac/25kA @ 600VacMicrologic Ammeter Trip Unit - LSIUL Rating Plug AKeylock options:Provision onlyProvision for Kirk or Schneider ElectricKeyingVertical MountModbus Communications2 Form C Auxiliary Switch | PUR | Molded Case Circuit Breaker UL/CSA RatedPowerPact P FrameLugs "OFF" EndTerminal Nut Kit "ON" End3 Pole Device600 Vac Rated800 Amp Capacity100% RatedInterrupting Rating100kA @ 240Vac/65kA @ 480Vac/25kA @ 600VacMicrologic Ammeter Trip Unit - LSIUL Rating Plug AKeylock options:Provision onlyProvision for Kirk or Schneider ElectricKeyingVertical MountModbus Communications2 Form C Auxiliary Switch | EA | EA |  | FALSE |  | P | FXG | 100
134448 | 23 | 1 | States | MGM TRANSFORMER | Megan Swymeler | TRUE | 2026-06-30T00:00:00 | 2027-03-25T00:00:00 |  | 6 | 0 | 6 | 3400.08 | 20400.48 | 92154 | USA | N30 | 44 | SCHNEIDER ELECTRIC USA INC. | 60673-1214 | PJP36080CU43AE1ABSAYQ | Molded Case Circuit Breaker UL/CSA RatedPowerPact P FrameLugs "OFF" EndTerminal Nut Kit "ON" End3 Pole Device600 Vac Rated800 Amp Capacity100% RatedInterrupting Rating100kA @ 240Vac/65kA @ 480Vac/25kA @ 600VacMicrologic Ammeter Trip Unit - LSIUL Rating Plug AModbus Communications2 Form C Auxiliary SwitchShunt Trip 110-130Vac/125VdcHandle padlock attachment - OFF position only | PUR | Molded Case Circuit Breaker UL/CSA RatedPowerPact P FrameLugs "OFF" EndTerminal Nut Kit "ON" End3 Pole Device600 Vac Rated800 Amp Capacity100% RatedInterrupting Rating100kA @ 240Vac/65kA @ 480Vac/25kA @ 600VacMicrologic Ammeter Trip Unit - LSIUL Rating Plug AModbus Communications2 Form C Auxiliary SwitchShunt Trip 110-130Vac/125VdcHandle padlock attachment - OFF position only | EA | EA |  | FALSE |  | P | FXG | 100
134448 | 24 | 1 | States | MGM TRANSFORMER | Megan Swymeler | TRUE | 2026-06-30T00:00:00 | 2027-03-25T00:00:00 |  | 6 | 0 | 6 | 4447.08 | 26682.48 | 92154 | USA | N30 | 44 | SCHNEIDER ELECTRIC USA INC. | 60673-1214 | PJP36100CU43AE1ABJA | Molded Case Circuit Breaker UL/CSA RatedPowerPact P FrameLugs "OFF" EndTerminal Nut Kit "ON" End1000 Amp Capacity3 Pole Device600 Vac Rated100% RatedInterrupting Rating100kA @ 240Vac/65kA @ 480Vac/25kA @ 600VacMicrologic Ammeter Trip Unit - LSIUL Rating Plug AKeylock options:Provision onlyProvision for Kirk or Schneider ElectricKeyingVertical MountModbus Communications2 Form C Auxiliary Switch | PUR | Molded Case Circuit Breaker UL/CSA RatedPowerPact P FrameLugs "OFF" EndTerminal Nut Kit "ON" End1000 Amp Capacity3 Pole Device600 Vac Rated100% RatedInterrupting Rating100kA @ 240Vac/65kA @ 480Vac/25kA @ 600VacMicrologic Ammeter Trip Unit - LSIUL Rating Plug AKeylock options:Provision onlyProvision for Kirk or Schneider ElectricKeyingVertical MountModbus Communications2 Form C Auxiliary Switch | EA | EA |  | FALSE |  | P | FXG | 100
134448 | 25 | 1 | States | MGM TRANSFORMER | Megan Swymeler | TRUE | 2026-06-30T00:00:00 | 2027-03-25T00:00:00 |  | 6 | 0 | 6 | 4800 | 28800 | 92154 | USA | N30 | 44 | SCHNEIDER ELECTRIC USA INC. | 60673-1214 | PJP36120CU63AE1ABSAYQ | Molded Case Circuit Breaker UL/CSA RatedPowerPact P FrameLugs "OFF" EndTerminal Nut Kit "ON" End1200 Amp Capacity3 Pole Device600 Vac Rated100% RatedInterrupting Rating100kA @ 240Vac/65kA @ 480Vac/25kA @ 600VacMicrologic Power Trip - LSIUL Rating Plug AModbus Communications2 Form C Auxiliary SwitchShunt Trip 110-130Vac/125VdcHandle padlock attachment - OFF position only | PUR | Molded Case Circuit Breaker UL/CSA RatedPowerPact P FrameLugs "OFF" EndTerminal Nut Kit "ON" End1200 Amp Capacity3 Pole Device600 Vac Rated100% RatedInterrupting Rating100kA @ 240Vac/65kA @ 480Vac/25kA @ 600VacMicrologic Power Trip - LSIUL Rating Plug AModbus Communications2 Form C Auxiliary SwitchShunt Trip 110-130Vac/125VdcHandle padlock attachment - OFF position only | EA | EA |  | FALSE |  | P | FXG | 100
134448 | 26 | 1 | States | MGM TRANSFORMER | Megan Swymeler | TRUE | 2026-06-30T00:00:00 | 2027-03-25T00:00:00 |  | 6 | 0 | 6 | 4832.04 | 28992.24 | 92154 | USA | N30 | 44 | SCHNEIDER ELECTRIC USA INC. | 60673-1214 | PJP36120CU64AE1ABYQ | Molded Case Circuit Breaker UL/CSA RatedPowerPact P FrameLugs "OFF" EndTerminal Nut Kit "ON" End1200 Amp Capacity3 Pole Device600 Vac Rated100% RatedInterrupting Rating100kA @ 240Vac/65kA @ 480Vac/25kA @ 600VacMicrologic Power Trip Unit - LSIGUL Rating Plug AModbus Communications2 Form C Auxiliary SwitchHandle padlock attachment - OFF position only | PUR | Molded Case Circuit Breaker UL/CSA RatedPowerPact P FrameLugs "OFF" EndTerminal Nut Kit "ON" End1200 Amp Capacity3 Pole Device600 Vac Rated100% RatedInterrupting Rating100kA @ 240Vac/65kA @ 480Vac/25kA @ 600VacMicrologic Power Trip Unit - LSIGUL Rating Plug AModbus Communications2 Form C Auxiliary SwitchHandle padlock attachment - OFF position only | EA | EA |  | FALSE |  | P | FXG | 100
134448 | 27 | 1 | States | MGM TRANSFORMER | Megan Swymeler | TRUE | 2026-06-30T00:00:00 | 2027-03-25T00:00:00 |  | 12 | 0 | 12 | 3551.64 | 42619.68 | 92154 | USA | N30 | 44 | SCHNEIDER ELECTRIC USA INC. | 60673-1214 | PJP36120U64AE1ABYQ | Molded Case Circuit Breaker UL/CSA RatedPowerPact P FrameLugs "OFF" EndTerminal Nut Kit "ON" End1200 Amp Capacity3 Pole Device600 Vac Rated80% Rated - Standard ratedInterrupting Rating100kA @ 240Vac/65kA @ 480Vac/25kA @ 600VacMicrologic Power Trip Unit - LSIGUL Rating Plug AModbus Communications2 Form C Auxiliary SwitchHandle padlock attachment - OFF position only | PUR | Molded Case Circuit Breaker UL/CSA RatedPowerPact P FrameLugs "OFF" EndTerminal Nut Kit "ON" End1200 Amp Capacity3 Pole Device600 Vac Rated80% Rated - Standard ratedInterrupting Rating100kA @ 240Vac/65kA @ 480Vac/25kA @ 600VacMicrologic Power Trip Unit - LSIGUL Rating Plug AModbus Communications2 Form C Auxiliary SwitchHandle padlock attachment - OFF position only | EA | EA |  | FALSE |  | P | FXG | 100
134448 | 28 | 1 | States | MGM TRANSFORMER | Megan Swymeler | TRUE | 2026-06-30T00:00:00 | 2027-03-25T00:00:00 |  | 280 | 0 | 280 | 4983.6 | 1395408 | 92154 | USA | N30 | 44 | SCHNEIDER ELECTRIC USA INC. | 60673-1214 | PLP34120CU63AE1ABYQ | Molded Case Circuit Breaker UL/CSA Rated PowerPact P Frame Lugs ""OFF"" End Terminal Nut Kit ""ON"" End 1200 Amp Capacity 3 Pole Device 480 Vac Rated 100% Rated Interrupting Rating 125kA @ 240Vac/100kA @ 480Vac Micrologic Power Trip - LSI UL Rating Plug A Modbus Communications 2 Form C Auxiliary Switch Handle padlock attachment - OFF position only | PUR | Molded Case Circuit Breaker UL/CSA Rated PowerPact P Frame Lugs ""OFF"" End Terminal Nut Kit ""ON"" End 1200 Amp Capacity 3 Pole Device 480 Vac Rated 100% Rated Interrupting Rating 125kA @ 240Vac/100kA @ 480Vac Micrologic Power Trip - LSI UL Rating Plug A Modbus Communications 2 Form C Auxiliary Switch Handle padlock attachment - OFF position only | EA | EA |  | FALSE |  | P | FXG | 100
134448 | 29 | 1 | States | MGM TRANSFORMER | Megan Swymeler | TRUE | 2026-06-30T00:00:00 | 2027-03-25T00:00:00 |  | 70 | 0 | 70 | 3695.88 | 258711.6 | 92154 | USA | N30 | 44 | SCHNEIDER ELECTRIC USA INC. | 60673-1214 | PLP34120U64AE1ABYQ | Molded Case Circuit Breaker UL/CSA RatedPowerPact P FrameLugs "OFF" EndTerminal Nut Kit "ON" End1200 Amp Capacity3 Pole Device480 Vac Rated80% Rated - Standard ratedInterrupting Rating125kA @ 240Vac/100kA @ 480VacMicrologic Power Trip Unit - LSIGUL Rating Plug AModbus Communications2 Form C Auxiliary SwitchHandle padlock attachment - OFF position only | PUR | Molded Case Circuit Breaker UL/CSA RatedPowerPact P FrameLugs "OFF" EndTerminal Nut Kit "ON" End1200 Amp Capacity3 Pole Device480 Vac Rated80% Rated - Standard ratedInterrupting Rating125kA @ 240Vac/100kA @ 480VacMicrologic Power Trip Unit - LSIGUL Rating Plug AModbus Communications2 Form C Auxiliary SwitchHandle padlock attachment - OFF position only | EA | EA |  | FALSE |  | P | FXG | 100
134448 | 30 | 1 | States | MGM TRANSFORMER | Megan Swymeler | TRUE | 2026-06-30T00:00:00 | 2027-03-25T00:00:00 |  | 39 | 0 | 39 | 21.45 | 836.55 | 92154 | USA | N30 | 44 | SCHNEIDER ELECTRIC USA INC. | 60673-1214 | TRV00880 | ULP terminator for use with ERMS switch | PUR | ULP terminator for use with ERMS switch | EA | 10pk |  | FALSE |  | P | FXG | 100
134445 | 18 | 1 | States | MGM TRANSFORMER | Megan Swymeler | TRUE | 2026-06-30T00:00:00 | 2027-02-22T00:00:00 |  | 70 | 0 | 70 | 1925.88 | 134811.6 | 92154 | USA | N30 | 44 | SCHNEIDER ELECTRIC USA INC. | 60673-1214 | LLP36600U44XABYQ | Molded Case Circuit Breaker UL/CSA RatedPowerPact L FrameLugs "OFF" EndTerminal Nut Kit "ON" End3 Pole Device600 Amp Capacity600 Vac Rated80% Rated - Standard ratedInterrupting Rating125kA @ 240Vac/100kA @ 480Vac/50kA @ 600VacMicrologic Ammeter Trip Unit - LSIG2 Form C Auxiliary SwitchHandle padlock attachment - OFF position only | PUR | Molded Case Circuit Breaker UL/CSA RatedPowerPact L FrameLugs "OFF" EndTerminal Nut Kit "ON" End3 Pole Device600 Amp Capacity600 Vac Rated80% Rated - Standard ratedInterrupting Rating125kA @ 240Vac/100kA @ 480Vac/50kA @ 600VacMicrologic Ammeter Trip Unit - LSIG2 Form C Auxiliary SwitchHandle padlock attachment - OFF position only | EA | EA |  | FALSE |  | P | FXG | 100
134445 | 19 | 1 | States | MGM TRANSFORMER | Megan Swymeler | TRUE | 2026-06-30T00:00:00 | 2027-02-22T00:00:00 |  | 374 | 0 | 374 | 247.5 | 92565 | 92154 | USA | N30 | 44 | SCHNEIDER ELECTRIC USA INC. | 60673-1214 | LV434063 | I/O (input/output) application module, Enerlin'X | PUR | I/O (input/output) application module, Enerlin'X | EA | EA |  | FALSE |  | P | FXG | 100
134445 | 20 | 1 | States | MGM TRANSFORMER | Megan Swymeler | TRUE | 2026-06-30T00:00:00 | 2027-02-22T00:00:00 |  | 374 | 0 | 374 | 59.4 | 22215.6 | 92154 | USA | N30 | 44 | SCHNEIDER ELECTRIC USA INC. | 60673-1214 | LV434196 | "Designation : Feeder Trip Unit to IO Product Details: LV434196-CIRCUIT BREAKER ULP CORD L-1.3M (4.27FT)" | PUR | "Designation : Feeder Trip Unit to IO Product Details: LV434196-CIRCUIT BREAKER ULP CORD L-1.3M (4.27FT)" | EA | EA |  | FALSE |  | P | FXG | 100
134445 | 21 | 1 | States | MGM TRANSFORMER | Megan Swymeler | TRUE | 2026-06-30T00:00:00 | 2027-02-22T00:00:00 |  | 2 | 0 | 2 | 3096.12 | 6192.24 | 92154 | USA | N30 | 44 | SCHNEIDER ELECTRIC USA INC. | 60673-1214 | PJP36060CU43AABYQ | Molded Case Circuit Breaker UL/CSA RatedPowerPact P FrameLugs "OFF" EndTerminal Nut Kit "ON" End3 Pole Device600 Amp Capacity600 Vac Rated100% RatedInterrupting Rating100kA @ 240Vac/65kA @ 480Vac/25kA @ 600VacMicrologic Ammeter Trip Unit - LSIUL Rating Plug A2 Form C Auxiliary SwitchHandle padlock attachment - OFF position only | PUR | Molded Case Circuit Breaker UL/CSA RatedPowerPact P FrameLugs "OFF" EndTerminal Nut Kit "ON" End3 Pole Device600 Amp Capacity600 Vac Rated100% RatedInterrupting Rating100kA @ 240Vac/65kA @ 480Vac/25kA @ 600VacMicrologic Ammeter Trip Unit - LSIUL Rating Plug A2 Form C Auxiliary SwitchHandle padlock attachment - OFF position only | EA | EA |  | FALSE |  | P | FXG | 100
134445 | 22 | 1 | States | MGM TRANSFORMER | Megan Swymeler | TRUE | 2026-06-30T00:00:00 | 2027-02-22T00:00:00 |  | 6 | 0 | 6 | 3333.6 | 20001.6 | 92154 | USA | N30 | 44 | SCHNEIDER ELECTRIC USA INC. | 60673-1214 | PJP36080CU43AE1ABJA | Molded Case Circuit Breaker UL/CSA RatedPowerPact P FrameLugs "OFF" EndTerminal Nut Kit "ON" End3 Pole Device600 Vac Rated800 Amp Capacity100% RatedInterrupting Rating100kA @ 240Vac/65kA @ 480Vac/25kA @ 600VacMicrologic Ammeter Trip Unit - LSIUL Rating Plug AKeylock options:Provision onlyProvision for Kirk or Schneider ElectricKeyingVertical MountModbus Communications2 Form C Auxiliary Switch | PUR | Molded Case Circuit Breaker UL/CSA RatedPowerPact P FrameLugs "OFF" EndTerminal Nut Kit "ON" End3 Pole Device600 Vac Rated800 Amp Capacity100% RatedInterrupting Rating100kA @ 240Vac/65kA @ 480Vac/25kA @ 600VacMicrologic Ammeter Trip Unit - LSIUL Rating Plug AKeylock options:Provision onlyProvision for Kirk or Schneider ElectricKeyingVertical MountModbus Communications2 Form C Auxiliary Switch | EA | EA |  | FALSE |  | P | FXG | 100
134445 | 23 | 1 | States | MGM TRANSFORMER | Megan Swymeler | TRUE | 2026-06-30T00:00:00 | 2027-02-22T00:00:00 |  | 6 | 0 | 6 | 3400.08 | 20400.48 | 92154 | USA | N30 | 44 | SCHNEIDER ELECTRIC USA INC. | 60673-1214 | PJP36080CU43AE1ABSAYQ | Molded Case Circuit Breaker UL/CSA RatedPowerPact P FrameLugs "OFF" EndTerminal Nut Kit "ON" End3 Pole Device600 Vac Rated800 Amp Capacity100% RatedInterrupting Rating100kA @ 240Vac/65kA @ 480Vac/25kA @ 600VacMicrologic Ammeter Trip Unit - LSIUL Rating Plug AModbus Communications2 Form C Auxiliary SwitchShunt Trip 110-130Vac/125VdcHandle padlock attachment - OFF position only | PUR | Molded Case Circuit Breaker UL/CSA RatedPowerPact P FrameLugs "OFF" EndTerminal Nut Kit "ON" End3 Pole Device600 Vac Rated800 Amp Capacity100% RatedInterrupting Rating100kA @ 240Vac/65kA @ 480Vac/25kA @ 600VacMicrologic Ammeter Trip Unit - LSIUL Rating Plug AModbus Communications2 Form C Auxiliary SwitchShunt Trip 110-130Vac/125VdcHandle padlock attachment - OFF position only | EA | EA |  | FALSE |  | P | FXG | 100
134445 | 24 | 1 | States | MGM TRANSFORMER | Megan Swymeler | TRUE | 2026-06-30T00:00:00 | 2027-02-22T00:00:00 |  | 6 | 0 | 6 | 4447.08 | 26682.48 | 92154 | USA | N30 | 44 | SCHNEIDER ELECTRIC USA INC. | 60673-1214 | PJP36100CU43AE1ABJA | Molded Case Circuit Breaker UL/CSA RatedPowerPact P FrameLugs "OFF" EndTerminal Nut Kit "ON" End1000 Amp Capacity3 Pole Device600 Vac Rated100% RatedInterrupting Rating100kA @ 240Vac/65kA @ 480Vac/25kA @ 600VacMicrologic Ammeter Trip Unit - LSIUL Rating Plug AKeylock options:Provision onlyProvision for Kirk or Schneider ElectricKeyingVertical MountModbus Communications2 Form C Auxiliary Switch | PUR | Molded Case Circuit Breaker UL/CSA RatedPowerPact P FrameLugs "OFF" EndTerminal Nut Kit "ON" End1000 Amp Capacity3 Pole Device600 Vac Rated100% RatedInterrupting Rating100kA @ 240Vac/65kA @ 480Vac/25kA @ 600VacMicrologic Ammeter Trip Unit - LSIUL Rating Plug AKeylock options:Provision onlyProvision for Kirk or Schneider ElectricKeyingVertical MountModbus Communications2 Form C Auxiliary Switch | EA | EA |  | FALSE |  | P | FXG | 100
134445 | 25 | 1 | States | MGM TRANSFORMER | Megan Swymeler | TRUE | 2026-06-30T00:00:00 | 2027-02-22T00:00:00 |  | 6 | 0 | 6 | 4800 | 28800 | 92154 | USA | N30 | 44 | SCHNEIDER ELECTRIC USA INC. | 60673-1214 | PJP36120CU63AE1ABSAYQ | Molded Case Circuit Breaker UL/CSA RatedPowerPact P FrameLugs "OFF" EndTerminal Nut Kit "ON" End1200 Amp Capacity3 Pole Device600 Vac Rated100% RatedInterrupting Rating100kA @ 240Vac/65kA @ 480Vac/25kA @ 600VacMicrologic Power Trip - LSIUL Rating Plug AModbus Communications2 Form C Auxiliary SwitchShunt Trip 110-130Vac/125VdcHandle padlock attachment - OFF position only | PUR | Molded Case Circuit Breaker UL/CSA RatedPowerPact P FrameLugs "OFF" EndTerminal Nut Kit "ON" End1200 Amp Capacity3 Pole Device600 Vac Rated100% RatedInterrupting Rating100kA @ 240Vac/65kA @ 480Vac/25kA @ 600VacMicrologic Power Trip - LSIUL Rating Plug AModbus Communications2 Form C Auxiliary SwitchShunt Trip 110-130Vac/125VdcHandle padlock attachment - OFF position only | EA | EA |  | FALSE |  | P | FXG | 100
134445 | 26 | 1 | States | MGM TRANSFORMER | Megan Swymeler | TRUE | 2026-06-30T00:00:00 | 2027-02-22T00:00:00 |  | 6 | 0 | 6 | 4832.04 | 28992.24 | 92154 | USA | N30 | 44 | SCHNEIDER ELECTRIC USA INC. | 60673-1214 | PJP36120CU64AE1ABYQ | Molded Case Circuit Breaker UL/CSA RatedPowerPact P FrameLugs "OFF" EndTerminal Nut Kit "ON" End1200 Amp Capacity3 Pole Device600 Vac Rated100% RatedInterrupting Rating100kA @ 240Vac/65kA @ 480Vac/25kA @ 600VacMicrologic Power Trip Unit - LSIGUL Rating Plug AModbus Communications2 Form C Auxiliary SwitchHandle padlock attachment - OFF position only | PUR | Molded Case Circuit Breaker UL/CSA RatedPowerPact P FrameLugs "OFF" EndTerminal Nut Kit "ON" End1200 Amp Capacity3 Pole Device600 Vac Rated100% RatedInterrupting Rating100kA @ 240Vac/65kA @ 480Vac/25kA @ 600VacMicrologic Power Trip Unit - LSIGUL Rating Plug AModbus Communications2 Form C Auxiliary SwitchHandle padlock attachment - OFF position only | EA | EA |  | FALSE |  | P | FXG | 100
134445 | 27 | 1 | States | MGM TRANSFORMER | Megan Swymeler | TRUE | 2026-06-30T00:00:00 | 2027-02-22T00:00:00 |  | 12 | 0 | 12 | 3551.64 | 42619.68 | 92154 | USA | N30 | 44 | SCHNEIDER ELECTRIC USA INC. | 60673-1214 | PJP36120U64AE1ABYQ | Molded Case Circuit Breaker UL/CSA RatedPowerPact P FrameLugs "OFF" EndTerminal Nut Kit "ON" End1200 Amp Capacity3 Pole Device600 Vac Rated80% Rated - Standard ratedInterrupting Rating100kA @ 240Vac/65kA @ 480Vac/25kA @ 600VacMicrologic Power Trip Unit - LSIGUL Rating Plug AModbus Communications2 Form C Auxiliary SwitchHandle padlock attachment - OFF position only | PUR | Molded Case Circuit Breaker UL/CSA RatedPowerPact P FrameLugs "OFF" EndTerminal Nut Kit "ON" End1200 Amp Capacity3 Pole Device600 Vac Rated80% Rated - Standard ratedInterrupting Rating100kA @ 240Vac/65kA @ 480Vac/25kA @ 600VacMicrologic Power Trip Unit - LSIGUL Rating Plug AModbus Communications2 Form C Auxiliary SwitchHandle padlock attachment - OFF position only | EA | EA |  | FALSE |  | P | FXG | 100
134445 | 28 | 1 | States | MGM TRANSFORMER | Megan Swymeler | TRUE | 2026-06-30T00:00:00 | 2027-02-22T00:00:00 |  | 280 | 0 | 280 | 4983.6 | 1395408 | 92154 | USA | N30 | 44 | SCHNEIDER ELECTRIC USA INC. | 60673-1214 | PLP34120CU63AE1ABYQ | Molded Case Circuit Breaker UL/CSA Rated PowerPact P Frame Lugs ""OFF"" End Terminal Nut Kit ""ON"" End 1200 Amp Capacity 3 Pole Device 480 Vac Rated 100% Rated Interrupting Rating 125kA @ 240Vac/100kA @ 480Vac Micrologic Power Trip - LSI UL Rating Plug A Modbus Communications 2 Form C Auxiliary Switch Handle padlock attachment - OFF position only | PUR | Molded Case Circuit Breaker UL/CSA Rated PowerPact P Frame Lugs ""OFF"" End Terminal Nut Kit ""ON"" End 1200 Amp Capacity 3 Pole Device 480 Vac Rated 100% Rated Interrupting Rating 125kA @ 240Vac/100kA @ 480Vac Micrologic Power Trip - LSI UL Rating Plug A Modbus Communications 2 Form C Auxiliary Switch Handle padlock attachment - OFF position only | EA | EA |  | FALSE |  | P | FXG | 100
134445 | 17 | 1 | States | MGM TRANSFORMER | Megan Swymeler | TRUE | 2026-06-30T00:00:00 | 2027-02-22T00:00:00 |  | 70 | 0 | 70 | 1456.2 | 101934 | 92154 | USA | N30 | 44 | SCHNEIDER ELECTRIC USA INC. | 60673-1214 | LLP36400U43XABYQ | Molded Case Circuit Breaker UL/CSA RatedPowerPact L FrameLugs "OFF" EndTerminal Nut Kit "ON" End3 Pole Device400 Amp Capacity600 Vac Rated80% Rated - Standard ratedInterrupting Rating125kA @ 240Vac/100kA @ 480Vac/50kA @ 600VacMicrologic Ammeter Trip Unit - LSI2 Form C Auxiliary SwitchHandle padlock attachment - OFF position only | PUR | Molded Case Circuit Breaker UL/CSA RatedPowerPact L FrameLugs "OFF" EndTerminal Nut Kit "ON" End3 Pole Device400 Amp Capacity600 Vac Rated80% Rated - Standard ratedInterrupting Rating125kA @ 240Vac/100kA @ 480Vac/50kA @ 600VacMicrologic Ammeter Trip Unit - LSI2 Form C Auxiliary SwitchHandle padlock attachment - OFF position only | EA | EA |  | FALSE |  | P | FXG | 100
134445 | 16 | 1 | States | MGM TRANSFORMER | Megan Swymeler | TRUE | 2026-06-30T00:00:00 | 2027-02-22T00:00:00 |  | 6 | 0 | 6 | 1770.36 | 10622.16 | 92154 | USA | N30 | 44 | SCHNEIDER ELECTRIC USA INC. | 60673-1214 | LJP36600U44XABYQ | LJP36600U44XABYQ-Molded Case Circuit BreakerLJP36600U44XABYQUL/CSA RatedPowerPact L FrameLugs "OFF" EndTerminal Nut Kit "ON" End3 Pole Device600 Amp Capacity600 Vac Rated80% Rated - Standard ratedInterrupting Rating100kA @ 240Vac/65kA @ 480Vac/25kA @ 600VacMicrologic Ammeter Trip Unit - LSIG2 Form C Auxiliary SwitchHandle padlock attachment - OFF position onlyRevision - 5/20/2026 - (P20260306/S20260306)Source -Selector | PUR | LJP36600U44XABYQ-Molded Case Circuit BreakerLJP36600U44XABYQUL/CSA RatedPowerPact L FrameLugs "OFF" EndTerminal Nut Kit "ON" End3 Pole Device600 Amp Capacity600 Vac Rated80% Rated - Standard ratedInterrupting Rating100kA @ 240Vac/65kA @ 480Vac/25kA @ 600VacMicrologic Ammeter Trip Unit - LSIG2 Form C Auxiliary SwitchHandle padlock attachment - OFF position onlyRevision - 5/20/2026 - (P20260306/S20260306)Source -Selector | EA | EA |  | FALSE |  | P | FXG | 100
134445 | 15 | 1 | States | MGM TRANSFORMER | Megan Swymeler | TRUE | 2026-06-30T00:00:00 | 2027-02-22T00:00:00 |  | 18 | 0 | 18 | 1283.4 | 23101.2 | 92154 | USA | N30 | 44 | SCHNEIDER ELECTRIC USA INC. | 60673-1214 | LJP36400U43XABYQ | LJP36400U43XABYQ-Molded Case Circuit BreakerLJP36400U43XABYQUL/CSA RatedPowerPact L FrameLugs "OFF" EndTerminal Nut Kit "ON" End3 Pole Device400 Amp Capacity600 Vac Rated80% Rated - Standard ratedInterrupting Rating100kA @ 240Vac/65kA @ 480Vac/25kA @ 600VacMicrologic Ammeter Trip Unit - LSI2 Form C Auxiliary SwitchHandle padlock attachment - OFF position onlyRevision - 5/22/2026 - (P20260306/S20260306)Source -Selector | PUR | LJP36400U43XABYQ-Molded Case Circuit BreakerLJP36400U43XABYQUL/CSA RatedPowerPact L FrameLugs "OFF" EndTerminal Nut Kit "ON" End3 Pole Device400 Amp Capacity600 Vac Rated80% Rated - Standard ratedInterrupting Rating100kA @ 240Vac/65kA @ 480Vac/25kA @ 600VacMicrologic Ammeter Trip Unit - LSI2 Form C Auxiliary SwitchHandle padlock attachment - OFF position onlyRevision - 5/22/2026 - (P20260306/S20260306)Source -Selector | EA | EA |  | FALSE |  | P | FXG | 100
134445 | 14 | 1 | States | MGM TRANSFORMER | Megan Swymeler | TRUE | 2026-06-30T00:00:00 | 2027-02-22T00:00:00 |  | 8 | 0 | 8 | 1456.32 | 11650.56 | 92154 | USA | N30 | 44 | SCHNEIDER ELECTRIC USA INC. | 60673-1214 | LJP36400CU43XABYQ | Molded Case Circuit Breaker UL/CSA RatedPowerPact L FrameLugs "OFF" EndTerminal Nut Kit "ON" End3 Pole Device400 Amp Capacity600 Vac Rated100% RatedInterrupting Rating100kA @ 240Vac/65kA @ 480Vac/25kA @ 600VacMicrologic Ammeter Trip Unit - LSI2 Form C Auxiliary SwitchHandle padlock attachment - OFF position only | PUR | Molded Case Circuit Breaker UL/CSA RatedPowerPact L FrameLugs "OFF" EndTerminal Nut Kit "ON" End3 Pole Device400 Amp Capacity600 Vac Rated100% RatedInterrupting Rating100kA @ 240Vac/65kA @ 480Vac/25kA @ 600VacMicrologic Ammeter Trip Unit - LSI2 Form C Auxiliary SwitchHandle padlock attachment - OFF position only | EA | EA |  | FALSE |  | P | FXG | 100
134445 | 13 | 1 | States | MGM TRANSFORMER | Megan Swymeler | TRUE | 2026-06-30T00:00:00 | 2027-02-22T00:00:00 |  | 70 | 0 | 70 | 10591.05 | 741373.5 | 92154 | USA | N30 | 44 | SCHNEIDER ELECTRIC USA INC. | 60673-1214 | LGJRGAXAXNANNNNNNNNNNNNTWNANENNNNCNNNNNA | Square D Masterpact MTZ Unit Mount Circuit Breaker Model No. MTZ2-40H3 3-Pole ANSI C37/UL1066/CSA C22.2 No.268 Rated Rated 4000 Amps, 100% Rated AIR - 100kA/100kA/85kA @ 254/508/635 Vac Top Termination RCOV Bottom Termination RCOV 4000 Amp Sensor Trip Unit Micrologic 6.0 Xi (LSIG) Trip Unit Energy Reduction Maintenance Settings Digital Module Installed Energy Reduction Maintenance Setting selected Trip Unit Wireless Communication has been removed ULP Port 4 OF Contacts (standard) + 4 Additional OF Contacts Overcurrent Trip (SDE) contact standard Padlockable Push Button Cover No Locking Provision Provided with Padlock attachment Production Test Report Door Escutcheon included as Standard | PUR | Square D Masterpact MTZ Unit Mount Circuit Breaker Model No. MTZ2-40H3 3-Pole ANSI C37/UL1066/CSA C22.2 No.268 Rated Rated 4000 Amps, 100% Rated AIR - 100kA/100kA/85kA @ 254/508/635 Vac Top Termination RCOV Bottom Termination RCOV 4000 Amp Sensor Trip Unit Micrologic 6.0 Xi (LSIG) Trip Unit Energy Reduction Maintenance Settings Digital Module Installed Energy Reduction Maintenance Setting selected Trip Unit Wireless Communication has been removed ULP Port 4 OF Contacts (standard) + 4 Additional OF Contacts Overcurrent Trip (SDE) contact standard Padlockable Push Button Cover No Locking Provision Provided with Padlock attachment Production Test Report Door Escutcheon included as Standard | EA | EA |  | FALSE |  | P | FXG | 100
134445 | 12 | 1 | States | MGM TRANSFORMER | Megan Swymeler | TRUE | 2026-06-30T00:00:00 | 2027-02-22T00:00:00 |  | 70 | 0 | 70 | 10660.09 | 746206.3 | 92154 | USA | N30 | 44 | SCHNEIDER ELECTRIC USA INC. | 60673-1214 | LGJRGAXAXNANNNNNNNNDNNNTWNANENNNNCNNNNNA | Square D Masterpact MTZ Unit Mount Circuit BreakerModel No. MTZ2-40H3 3-Pole ANSIC37/UL1066/CSA C22.2 No.268 RatedRated 4000 Amps, 100% RatedAIR - 100kA/100kA/85kA @ 254/508/635 VacTop Termination RCOVBottom Termination RCOV4000 Amp SensorTrip UnitMicrologic 6.0 Xi (LSIG) Trip UnitEnergy Reduction Maintenance SettingsDigital Module InstalledEnergy Reduction Maintenance Setting selectedTrip Unit Wireless Communication has been removedULP Port4 OF Contacts (standard) + 4 Additional OF ContactsShunt Trip - 100-130VacOvercurrent Trip (SDE) contact standardPadlockable Push Button CoverNo Locking Provision Provided with Padlock attachmentProduction Test ReportDoor Escutcheon included as Standard | PUR | Square D Masterpact MTZ Unit Mount Circuit BreakerModel No. MTZ2-40H3 3-Pole ANSIC37/UL1066/CSA C22.2 No.268 RatedRated 4000 Amps, 100% RatedAIR - 100kA/100kA/85kA @ 254/508/635 VacTop Termination RCOVBottom Termination RCOV4000 Amp SensorTrip UnitMicrologic 6.0 Xi (LSIG) Trip UnitEnergy Reduction Maintenance SettingsDigital Module InstalledEnergy Reduction Maintenance Setting selectedTrip Unit Wireless Communication has been removedULP Port4 OF Contacts (standard) + 4 Additional OF ContactsShunt Trip - 100-130VacOvercurrent Trip (SDE) contact standardPadlockable Push Button CoverNo Locking Provision Provided with Padlock attachmentProduction Test ReportDoor Escutcheon included as Standard | EA | EA |  | FALSE |  | P | FXG | 100
134445 | 11 | 1 | States | MGM TRANSFORMER | Megan Swymeler | TRUE | 2026-06-30T00:00:00 | 2027-02-22T00:00:00 |  | 70 | 0 | 70 | 8819.55 | 617368.5 | 92154 | USA | N30 | 44 | SCHNEIDER ELECTRIC USA INC. | 60673-1214 | LGIPGAXAXNANNNNNNNNNNNNTWNANENNNNCNNNNNA | Square D Masterpact MTZ Unit Mount Circuit BreakerModel No. MTZ2-32H3 3-Pole ANSIC37/UL1066/CSA C22.2 No.268 RatedRated 3200 Amps, 100% RatedAIR - 100kA/100kA/85kA @ 254/508/635 VacTop Termination RCOVBottom Termination RCOV3200 Amp SensorTrip UnitMicrologic 6.0 Xi (LSIG) Trip UnitEnergy Reduction Maintenance SettingsDigital Module InstalledEnergy Reduction Maintenance Setting selectedTrip Unit Wireless Communication has been removedULP Port4 OF Contacts (standard) + 4 Additional OF ContactsOvercurrent Trip (SDE) contact standardPadlockable Push Button CoverNo Locking Provision Providedwith Padlock attachmentProduction Test ReportDoor Escutcheon included as Standard | PUR | Square D Masterpact MTZ Unit Mount Circuit BreakerModel No. MTZ2-32H3 3-Pole ANSIC37/UL1066/CSA C22.2 No.268 RatedRated 3200 Amps, 100% RatedAIR - 100kA/100kA/85kA @ 254/508/635 VacTop Termination RCOVBottom Termination RCOV3200 Amp SensorTrip UnitMicrologic 6.0 Xi (LSIG) Trip UnitEnergy Reduction Maintenance SettingsDigital Module InstalledEnergy Reduction Maintenance Setting selectedTrip Unit Wireless Communication has been removedULP Port4 OF Contacts (standard) + 4 Additional OF ContactsOvercurrent Trip (SDE) contact standardPadlockable Push Button CoverNo Locking Provision Providedwith Padlock attachmentProduction Test ReportDoor Escutcheon included as Standard | EA | EA |  | FALSE |  | P | FXG | 100
134445 | 10 | 1 | States | MGM TRANSFORMER | Megan Swymeler | TRUE | 2026-06-30T00:00:00 | 2027-02-22T00:00:00 |  | 140 | 0 | 140 | 8913.52 | 1247892.8 | 92154 | USA | N30 | 44 | SCHNEIDER ELECTRIC USA INC. | 60673-1214 | LGIPGAXAXNANNNNNNNNNNNNTMNANENNNNCNNNNNA | Square D Masterpact MTZ Unit Mount Circuit BreakerModel No. MTZ2-32H3 3-Pole ANSIC37/UL1066/CSA C22.2 No.268 RatedRated 3200 Amps, 100% RatedAIR - 100kA/100kA/85kA @ 254/508/635 VacTop Termination RCOVBottom Termination RCOV3200 Amp SensorTrip UnitMicrologic 6.0 Xi (LSIG) Trip UnitEnergy Reduction Maintenance SettingsDigital Module InstalledEnergy Reduction Maintenance Setting selectedTrip Unit Wireless Communication has been removedULP Port4 OF Contacts (standard) + 4 Additional OF ContactsOvercurrent Trip (SDE) contact standardPadlockable Push Button CoverProvision Only For Kirk - No locks supplied with Padlock attachmentProduction Test ReportDoor Escutcheon included as Standard | PUR | Square D Masterpact MTZ Unit Mount Circuit BreakerModel No. MTZ2-32H3 3-Pole ANSIC37/UL1066/CSA C22.2 No.268 RatedRated 3200 Amps, 100% RatedAIR - 100kA/100kA/85kA @ 254/508/635 VacTop Termination RCOVBottom Termination RCOV3200 Amp SensorTrip UnitMicrologic 6.0 Xi (LSIG) Trip UnitEnergy Reduction Maintenance SettingsDigital Module InstalledEnergy Reduction Maintenance Setting selectedTrip Unit Wireless Communication has been removedULP Port4 OF Contacts (standard) + 4 Additional OF ContactsOvercurrent Trip (SDE) contact standardPadlockable Push Button CoverProvision Only For Kirk - No locks supplied with Padlock attachmentProduction Test ReportDoor Escutcheon included as Standard | EA | EA |  | FALSE |  | P | FXG | 100
134445 | 9 | 1 | States | MGM TRANSFORMER | Megan Swymeler | TRUE | 2026-06-30T00:00:00 | 2027-02-22T00:00:00 |  | 6 | 0 | 6 | 9517.76 | 57106.56 | 92154 | USA | N30 | 44 | SCHNEIDER ELECTRIC USA INC. | 60673-1214 | LAJRGAXAXNANNNNNNNNNNNNTWNANENNNNCNNNNNA | Square D Masterpact MTZ Unit Mount Circuit BreakerModel No. MTZ2-40H1 3-Pole ANSIC37/UL1066/CSA C22.2 No.268 RatedRated 4000 Amps, 100% RatedAIR - 65kA/65kA/65kA @ 254/508/635 VacTop Termination RCOVBottom Termination RCOV4000 Amp SensorTrip UnitMicrologic 6.0 Xi (LSIG) Trip UnitEnergy Reduction Maintenance SettingsDigital Module InstalledEnergy Reduction Maintenance Setting selectedTrip Unit Wireless Communication has been removedULP Port4 OF Contacts (standard) + 4 Additional OF ContactsOvercurrent Trip (SDE) contact standardPadlockable Push Button CoverNo Locking Provision Provided with Padlock attachmentProduction Test ReportDoor Escutcheon included as Standard | PUR | Square D Masterpact MTZ Unit Mount Circuit BreakerModel No. MTZ2-40H1 3-Pole ANSIC37/UL1066/CSA C22.2 No.268 RatedRated 4000 Amps, 100% RatedAIR - 65kA/65kA/65kA @ 254/508/635 VacTop Termination RCOVBottom Termination RCOV4000 Amp SensorTrip UnitMicrologic 6.0 Xi (LSIG) Trip UnitEnergy Reduction Maintenance SettingsDigital Module InstalledEnergy Reduction Maintenance Setting selectedTrip Unit Wireless Communication has been removedULP Port4 OF Contacts (standard) + 4 Additional OF ContactsOvercurrent Trip (SDE) contact standardPadlockable Push Button CoverNo Locking Provision Provided with Padlock attachmentProduction Test ReportDoor Escutcheon included as Standard | EA | EA |  | FALSE |  | P | FXG | 100
134445 | 8 | 1 | States | MGM TRANSFORMER | Megan Swymeler | TRUE | 2026-06-30T00:00:00 | 2027-02-22T00:00:00 |  | 164 | 0 | 164 | 1249.65 | 204942.6 | 92154 | USA | N30 | 44 | SCHNEIDER ELECTRIC USA INC. | 60673-1214 | IMB43F | SPD Type 2 IMB 300KA 480Y 277V 3P4W (480Y/277V series also applies to the following voltages 380Y/220V, 400Y/230V and 415Y/240V) ( Can be used on 3-wire grounded Wye systems without neutral. Jumper the neutral and ground lugs using 10AWG wire) | PUR | SPD Type 2 IMB 300KA 480Y 277V 3P4W (480Y/277V series also applies to the following voltages 380Y/220V, 400Y/230V and 415Y/240V) ( Can be used on 3-wire grounded Wye systems without neutral. Jumper the neutral and ground lugs using 10AWG wire) | EA | EA |  | FALSE |  | P | FXG | 100
134445 | 7 | 1 | States | MGM TRANSFORMER | Megan Swymeler | TRUE | 2026-06-30T00:00:00 | 2027-02-22T00:00:00 |  | 50 | 0 | 50 | 751.63 | 37581.5 | 92154 | USA | N30 | 44 | SCHNEIDER ELECTRIC USA INC. | 60673-1214 | HJP36150U43XABYQ | HJP36150U43XABYQ-Molded Case Circuit BreakerHJP36150U43XABYQUL/CSA RatedPowerPact H FrameLugs "OFF" EndTerminal Nut Kit "ON" End150 Amp Capacity3 Pole Device600 Vac Rated80% Rated - Standard ratedInterrupting Rating100kA @ 240Vac/65kA @ 480Vac/25kA @ 600VacMicrologic Ammeter Trip Unit - LSI2 Form C Auxiliary SwitchHandle padlock attachment - OFF position onlyRevision - 5/20/2026 - (P20260306/S20260306)Source -Selector | PUR | HJP36150U43XABYQ-Molded Case Circuit BreakerHJP36150U43XABYQUL/CSA RatedPowerPact H FrameLugs "OFF" EndTerminal Nut Kit "ON" End150 Amp Capacity3 Pole Device600 Vac Rated80% Rated - Standard ratedInterrupting Rating100kA @ 240Vac/65kA @ 480Vac/25kA @ 600VacMicrologic Ammeter Trip Unit - LSI2 Form C Auxiliary SwitchHandle padlock attachment - OFF position onlyRevision - 5/20/2026 - (P20260306/S20260306)Source -Selector | EA | EA |  | FALSE |  | P | FXG | 100
134445 | 6 | 1 | States | MGM TRANSFORMER | Megan Swymeler | TRUE | 2026-06-30T00:00:00 | 2027-02-22T00:00:00 |  | 58 | 0 | 58 | 413.38 | 23976.04 | 92154 | USA | N30 | 44 | SCHNEIDER ELECTRIC USA INC. | 60673-1214 | HJP36100U43XABYQ | HJP36100U43XABYQ-Molded Case Circuit BreakerHJP36100U43XABYQUL/CSA RatedPowerPact H FrameLugs "OFF" EndTerminal Nut Kit "ON" End100 Amp Capacity3 Pole Device600 Vac Rated80% Rated - Standard ratedInterrupting Rating100kA @ 240Vac/65kA @ 480Vac/25kA @ 600VacMicrologic Ammeter Trip Unit - LSI2 Form C Auxiliary SwitchHandle padlock attachment - OFF position onlyRevision - 5/26/2026 - (P20260306/S20260306)Source -Selector | PUR | HJP36100U43XABYQ-Molded Case Circuit BreakerHJP36100U43XABYQUL/CSA RatedPowerPact H FrameLugs "OFF" EndTerminal Nut Kit "ON" End100 Amp Capacity3 Pole Device600 Vac Rated80% Rated - Standard ratedInterrupting Rating100kA @ 240Vac/65kA @ 480Vac/25kA @ 600VacMicrologic Ammeter Trip Unit - LSI2 Form C Auxiliary SwitchHandle padlock attachment - OFF position onlyRevision - 5/26/2026 - (P20260306/S20260306)Source -Selector | EA | EA |  | FALSE |  | P | FXG | 100
134445 | 5 | 1 | States | MGM TRANSFORMER | Megan Swymeler | TRUE | 2026-06-30T00:00:00 | 2027-02-22T00:00:00 |  | 10 | 0 | 10 | 2981.53 | 29815.3 | 92154 | USA | N30 | 44 | SCHNEIDER ELECTRIC USA INC. | 60673-1214 | DJEGGABABNNNNNNNNNNNNNNTWNANENNNNCNNNNNA | Square D Masterpact MTZ Unit Mount Circuit BreakerDJEGGABABNNNNNNNNNNNNNNTWNANENNNNCNNNNNAModel No. MTZ1-12L1 3-Pole UL489/ CSA C22.2No.5 RatedRated 1200 Amps, 100% RatedAIR - 100kA/65kA/NA @ 240/480/600 VacTop Termination 2 Hole RCTVBottom Termination 2 Hole RCTV1000 Amp SensorTrip UnitMicrologic 6.0 Xi (LSIG) Trip UnitEnergy Reduction Maintenance SettingsDigital Module InstalledEnergy Reduction Maintenance Setting selectedTrip Unit Wireless Communication has been removedULP Port4 OF Contacts (standard)Overcurrent Trip (SDE) contact standardPadlockable Push Button CoverNo Locking Provision Provided with Padlock attachmentProduction Test ReportDoor Escutcheon included as StandardRevision - 5/26/2026 - (P20260306/S20260306)Source -Selector | PUR | Square D Masterpact MTZ Unit Mount Circuit BreakerDJEGGABABNNNNNNNNNNNNNNTWNANENNNNCNNNNNAModel No. MTZ1-12L1 3-Pole UL489/ CSA C22.2No.5 RatedRated 1200 Amps, 100% RatedAIR - 100kA/65kA/NA @ 240/480/600 VacTop Termination 2 Hole RCTVBottom Termination 2 Hole RCTV1000 Amp SensorTrip UnitMicrologic 6.0 Xi (LSIG) Trip UnitEnergy Reduction Maintenance SettingsDigital Module InstalledEnergy Reduction Maintenance Setting selectedTrip Unit Wireless Communication has been removedULP Port4 OF Contacts (standard)Overcurrent Trip (SDE) contact standardPadlockable Push Button CoverNo Locking Provision Provided with Padlock attachmentProduction Test ReportDoor Escutcheon included as StandardRevision - 5/26/2026 - (P20260306/S20260306)Source -Selector | EA | EA |  | FALSE |  | P | FXG | 100
134445 | 4 | 1 | States | MGM TRANSFORMER | Megan Swymeler | TRUE | 2026-06-30T00:00:00 | 2027-02-22T00:00:00 |  | 10 | 0 | 10 | 2882.79 | 28827.9 | 92154 | USA | N30 | 44 | SCHNEIDER ELECTRIC USA INC. | 60673-1214 | DJEGCABABNNNNNNNNNNNNNNTCNANENNNNCNNNNNA | Square D Masterpact MTZ Unit Mount Circuit BreakerDJEGCABABNNNNNNNNNNNNNNTCNANENNNNCNNNNNAModel No. MTZ1-12L1 3-Pole UL489/ CSA C22.2No.5 RatedRated 1200 Amps, 100% RatedAIR - 100kA/65kA/NA @ 240/480/600 VacTop Termination 2 Hole RCTVBottom Termination 2 Hole RCTV1000 Amp SensorTrip UnitMicrologic 5.0 Xi (LSI) Trip UnitEnergy Reduction Maintenance SettingsDigital Module InstalledEnergy Reduction Maintenance Setting selectedTrip Unit Wireless Communication has been removedULP Port4 OF Contacts (standard)Overcurrent Trip (SDE) contact standardPadlockable Push Button CoverProvision Only For Kirk - No locks suppliedNo Padlock attachment includedProduction Test ReportDoor Escutcheon included as StandardRevision - 5/26/2026 - (P20260306/S20260306)Source -Selector | PUR | Square D Masterpact MTZ Unit Mount Circuit BreakerDJEGCABABNNNNNNNNNNNNNNTCNANENNNNCNNNNNAModel No. MTZ1-12L1 3-Pole UL489/ CSA C22.2No.5 RatedRated 1200 Amps, 100% RatedAIR - 100kA/65kA/NA @ 240/480/600 VacTop Termination 2 Hole RCTVBottom Termination 2 Hole RCTV1000 Amp SensorTrip UnitMicrologic 5.0 Xi (LSI) Trip UnitEnergy Reduction Maintenance SettingsDigital Module InstalledEnergy Reduction Maintenance Setting selectedTrip Unit Wireless Communication has been removedULP Port4 OF Contacts (standard)Overcurrent Trip (SDE) contact standardPadlockable Push Button CoverProvision Only For Kirk - No locks suppliedNo Padlock attachment includedProduction Test ReportDoor Escutcheon included as StandardRevision - 5/26/2026 - (P20260306/S20260306)Source -Selector | EA | EA |  | FALSE |  | P | FXG | 100
134445 | 3 | 1 | States | MGM TRANSFORMER | Megan Swymeler | TRUE | 2026-06-30T00:00:00 | 2027-02-22T00:00:00 |  | 2 | 0 | 2 | 2216.66 | 4433.32 | 92154 | USA | N30 | 44 | SCHNEIDER ELECTRIC USA INC. | 60673-1214 | DJCFGABABNNNNNNNNNNNNNNTWNANNNNNNNNNNNNA | Square D Masterpact MTZ Unit Mount Circuit BreakerModel No. MTZ1-08L1 3-Pole UL489/ CSA C22.2No.5 RatedRated 800 Amps, 100% RatedAIR - 100kA/65kA/NA @ 240/480/600 VacTop Termination 2 Hole RCTVBottom Termination 2 Hole RCTV800 Amp SensorTrip UnitMicrologic 6.0 Xi (LSIG) Trip UnitNo Digital Modules InstalledTrip Unit Wireless Communication has been removedULP Port4 OF Contacts (standard)Overcurrent Trip (SDE) contact standardPadlockable Push Button CoverNo Locking Provision Provided with Padlock attachmentProduction Test ReportDoor Escutcheon included as Standard | PUR | Square D Masterpact MTZ Unit Mount Circuit BreakerModel No. MTZ1-08L1 3-Pole UL489/ CSA C22.2No.5 RatedRated 800 Amps, 100% RatedAIR - 100kA/65kA/NA @ 240/480/600 VacTop Termination 2 Hole RCTVBottom Termination 2 Hole RCTV800 Amp SensorTrip UnitMicrologic 6.0 Xi (LSIG) Trip UnitNo Digital Modules InstalledTrip Unit Wireless Communication has been removedULP Port4 OF Contacts (standard)Overcurrent Trip (SDE) contact standardPadlockable Push Button CoverNo Locking Provision Provided with Padlock attachmentProduction Test ReportDoor Escutcheon included as Standard | EA | EA |  | FALSE |  | P | FXG | 100
134445 | 2 | 1 | States | MGM TRANSFORMER | Megan Swymeler | TRUE | 2026-06-30T00:00:00 | 2027-02-22T00:00:00 |  | 2 | 0 | 2 | 2777.84 | 5555.68 | 92154 | USA | N30 | 44 | SCHNEIDER ELECTRIC USA INC. | 60673-1214 | DJCFCABABNNNNNNNNNNNNNNTCNANENNNNCNNNNNA | Square D Masterpact MTZ Unit Mount Circuit BreakerDJCFCABABNNNNNNNNNNNNNNTCNANENNNNCNNNNNAModel No. MTZ1-08L1 3-Pole UL489/ CSA C22.2No.5 RatedRated 800 Amps, 100% RatedAIR - 100kA/65kA/NA @ 240/480/600 VacTop Termination 2 Hole RCTVBottom Termination 2 Hole RCTV800 Amp SensorTrip UnitMicrologic 5.0 Xi (LSI) Trip UnitEnergy Reduction Maintenance SettingsDigital Module InstalledEnergy Reduction Maintenance Setting selectedTrip Unit Wireless Communication has been removedULP Port4 OF Contacts (standard)Overcurrent Trip (SDE) contact standardPadlockable Push Button CoverProvision Only For Kirk - No locks suppliedNo Padlock attachment includedProduction Test ReportDoor Escutcheon included as StandardRevision - 5/26/2026 - (P20260306/S20260306)Source -Selector | PUR | Square D Masterpact MTZ Unit Mount Circuit BreakerDJCFCABABNNNNNNNNNNNNNNTCNANENNNNCNNNNNAModel No. MTZ1-08L1 3-Pole UL489/ CSA C22.2No.5 RatedRated 800 Amps, 100% RatedAIR - 100kA/65kA/NA @ 240/480/600 VacTop Termination 2 Hole RCTVBottom Termination 2 Hole RCTV800 Amp SensorTrip UnitMicrologic 5.0 Xi (LSI) Trip UnitEnergy Reduction Maintenance SettingsDigital Module InstalledEnergy Reduction Maintenance Setting selectedTrip Unit Wireless Communication has been removedULP Port4 OF Contacts (standard)Overcurrent Trip (SDE) contact standardPadlockable Push Button CoverProvision Only For Kirk - No locks suppliedNo Padlock attachment includedProduction Test ReportDoor Escutcheon included as StandardRevision - 5/26/2026 - (P20260306/S20260306)Source -Selector | EA | EA |  | FALSE |  | P | FXG | 100
134445 | 1 | 1 | States | MGM TRANSFORMER | Megan Swymeler | TRUE | 2026-06-30T00:00:00 | 2027-02-22T00:00:00 |  | 374 | 0 | 374 | 15.2 | 5684.8 | 92154 | USA | N30 | 44 | SCHNEIDER ELECTRIC USA INC. | 60673-1214 | 84956 | ENERGY REDUCTION MAINT SETTING INSTR KIT | PUR | ENERGY REDUCTION MAINT SETTING INSTR KIT | EA | EA |  | FALSE |  | P | FXG | 100
134445 | 29 | 1 | States | MGM TRANSFORMER | Megan Swymeler | TRUE | 2026-06-30T00:00:00 | 2027-02-22T00:00:00 |  | 70 | 0 | 70 | 3695.88 | 258711.6 | 92154 | USA | N30 | 44 | SCHNEIDER ELECTRIC USA INC. | 60673-1214 | PLP34120U64AE1ABYQ | Molded Case Circuit Breaker UL/CSA RatedPowerPact P FrameLugs "OFF" EndTerminal Nut Kit "ON" End1200 Amp Capacity3 Pole Device480 Vac Rated80% Rated - Standard ratedInterrupting Rating125kA @ 240Vac/100kA @ 480VacMicrologic Power Trip Unit - LSIGUL Rating Plug AModbus Communications2 Form C Auxiliary SwitchHandle padlock attachment - OFF position only | PUR | Molded Case Circuit Breaker UL/CSA RatedPowerPact P FrameLugs "OFF" EndTerminal Nut Kit "ON" End1200 Amp Capacity3 Pole Device480 Vac Rated80% Rated - Standard ratedInterrupting Rating125kA @ 240Vac/100kA @ 480VacMicrologic Power Trip Unit - LSIGUL Rating Plug AModbus Communications2 Form C Auxiliary SwitchHandle padlock attachment - OFF position only | EA | EA |  | FALSE |  | P | FXG | 100
134445 | 30 | 1 | States | MGM TRANSFORMER | Megan Swymeler | TRUE | 2026-06-30T00:00:00 | 2027-02-22T00:00:00 |  | 39 | 0 | 39 | 21.45 | 836.55 | 92154 | USA | N30 | 44 | SCHNEIDER ELECTRIC USA INC. | 60673-1214 | TRV00880 | ULP terminator for use with ERMS switch | PUR | ULP terminator for use with ERMS switch | EA | 10pk |  | FALSE |  | P | FXG | 100
134252 | 1 | 2 | States | Champlin | Megan Swymeler | TRUE | 2026-06-22T00:00:00 | 2026-08-11T00:00:00 | 2026-08-11T00:00:00 | 87 | 0 | 87 | 1249.65 | 124965 | 55316-3157 | USA | N30 | 44 | SCHNEIDER ELECTRIC USA INC. | 60673-1214 | IMB43F | SPD Type 2 IMB 300KA 480Y 277V 3P4W (480Y/277V series also applies to the following voltages 380Y/220V, 400Y/230V and 415Y/240V) ( Can be used on 3-wire grounded Wye systems without neutral. Jumper the neutral and ground lugs using 10AWG wire) | PUR | SPD Type 2 IMB 300KA 480Y 277V 3P4W (480Y/277V series also applies to the following voltages 380Y/220V, 400Y/230V and 415Y/240V) ( Can be used on 3-wire grounded Wye systems without neutral. Jumper the neutral and ground lugs using 10AWG wire) | EA | EA |  | TRUE |  | P | FXG | 100
134252 | 1 | 1 | States | Champlin | Megan Swymeler | TRUE | 2026-06-22T00:00:00 | 2026-08-05T00:00:00 | 2026-08-05T00:00:00 | 13 | 0 | 13 | 1249.65 | 124965 | 55316-3157 | USA | N30 | 44 | SCHNEIDER ELECTRIC USA INC. | 60673-1214 | IMB43F | SPD Type 2 IMB 300KA 480Y 277V 3P4W (480Y/277V series also applies to the following voltages 380Y/220V, 400Y/230V and 415Y/240V) ( Can be used on 3-wire grounded Wye systems without neutral. Jumper the neutral and ground lugs using 10AWG wire) | PUR | SPD Type 2 IMB 300KA 480Y 277V 3P4W (480Y/277V series also applies to the following voltages 380Y/220V, 400Y/230V and 415Y/240V) ( Can be used on 3-wire grounded Wye systems without neutral. Jumper the neutral and ground lugs using 10AWG wire) | EA | EA |  | TRUE |  | P | FXG | 100
133769 | 1 | 3 | States | Champlin | Megan Swymeler | TRUE | 2026-06-01T00:00:00 | 2026-07-22T00:00:00 | 2026-07-17T00:00:00 | 88 | 0 | 88 | 1249.65 | 242432.1 | 55316-3157 | USA | N30 | 44 | SCHNEIDER ELECTRIC USA INC. | 60673-1214 | IMB43F | SPD Type 2 IMB 300KA 480Y 277V 3P4W (480Y/277V series also applies to the following voltages 380Y/220V, 400Y/230V and 415Y/240V) ( Can be used on 3-wire grounded Wye systems without neutral. Jumper the neutral and ground lugs using 10AWG wire) | PUR | SPD Type 2 IMB 300KA 480Y 277V 3P4W (480Y/277V series also applies to the following voltages 380Y/220V, 400Y/230V and 415Y/240V) ( Can be used on 3-wire grounded Wye systems without neutral. Jumper the neutral and ground lugs using 10AWG wire) | EA | EA |  | TRUE |  | P | FXG | 100
133769 | 1 | 2 | States | Champlin | Megan Swymeler | TRUE | 2026-06-01T00:00:00 | 2026-07-22T00:00:00 | 2026-07-17T00:00:00 | 44 | 0 | 44 | 1249.65 | 242432.1 | 55316-3157 | USA | N30 | 44 | SCHNEIDER ELECTRIC USA INC. | 60673-1214 | IMB43F | SPD Type 2 IMB 300KA 480Y 277V 3P4W (480Y/277V series also applies to the following voltages 380Y/220V, 400Y/230V and 415Y/240V) ( Can be used on 3-wire grounded Wye systems without neutral. Jumper the neutral and ground lugs using 10AWG wire) | PUR | SPD Type 2 IMB 300KA 480Y 277V 3P4W (480Y/277V series also applies to the following voltages 380Y/220V, 400Y/230V and 415Y/240V) ( Can be used on 3-wire grounded Wye systems without neutral. Jumper the neutral and ground lugs using 10AWG wire) | EA | EA |  | TRUE |  | P | FXG | 100
133769 | 1 | 1 | States | Champlin | Megan Swymeler | TRUE | 2026-06-01T00:00:00 | 2026-07-22T00:00:00 | 2026-07-10T00:00:00 | 62 | 44 | 18 | 1249.65 | 242432.1 | 55316-3157 | USA | N30 | 44 | SCHNEIDER ELECTRIC USA INC. | 60673-1214 | IMB43F | SPD Type 2 IMB 300KA 480Y 277V 3P4W (480Y/277V series also applies to the following voltages 380Y/220V, 400Y/230V and 415Y/240V) ( Can be used on 3-wire grounded Wye systems without neutral. Jumper the neutral and ground lugs using 10AWG wire) | PUR | SPD Type 2 IMB 300KA 480Y 277V 3P4W (480Y/277V series also applies to the following voltages 380Y/220V, 400Y/230V and 415Y/240V) ( Can be used on 3-wire grounded Wye systems without neutral. Jumper the neutral and ground lugs using 10AWG wire) | EA | EA |  | TRUE |  | P | FXG | 100
132863 | 22 | 1 | States | MGM TRANSFORMER | Megan Swymeler | TRUE | 2026-04-29T00:00:00 | 2026-09-03T00:00:00 | 2026-07-22T00:00:00 | 27 | 0 | 27 | 8981.63 | 242504.01 | 92154 | USA | N30 | 44 | SCHNEIDER ELECTRIC USA INC. | 60673-1214 | LGIPGAXAXNANNNNNNNNNNCNTMNANENNNNCNNNNNA | Square D Masterpact MTZ Unit Mount Circuit Breaker LGIPGAXAXNANNNNNNNNNNNNTMNNNENNNNCNNNNNN Model No. MTZ2-32H3 3-Pole ANSI C37/UL1066/CSA C22.2 No.268 Rated Rated 3200 Amps, 100% Rated AIR - 100kA/100kA/85kA @ 254/508/635 Vac Top Termination RCOV Bottom Termination RCOV 3200 Amp Sensor Trip Unit Micrologic 6.0 Xi (LSIG) Trip Unit Energy Reduction Maintenance Settings Digital Module Installed Energy Reduction Maintenance Setting selected Trip Unit Wireless Communication has been removed ULP Port 4 OF Contacts (standard) + 4 Additional OF Contacts Overcurrent Trip (SDE) contact standard Padlockable Push Button Cover Provision Only For Kirk - No locks supplied with Padlock attachment Production Test Report Door Escutcheon included as Standard | PUR | Square D Masterpact MTZ Unit Mount Circuit Breaker LGIPGAXAXNANNNNNNNNNNNNTMNNNENNNNCNNNNNN Model No. MTZ2-32H3 3-Pole ANSI C37/UL1066/CSA C22.2 No.268 Rated Rated 3200 Amps, 100% Rated AIR - 100kA/100kA/85kA @ 254/508/635 Vac Top Termination RCOV Bottom Termination RCOV 3200 Amp Sensor Trip Unit Micrologic 6.0 Xi (LSIG) Trip Unit Energy Reduction Maintenance Settings Digital Module Installed Energy Reduction Maintenance Setting selected Trip Unit Wireless Communication has been removed ULP Port 4 OF Contacts (standard) + 4 Additional OF Contacts Overcurrent Trip (SDE) contact standard Padlockable Push Button Cover Provision Only For Kirk - No locks supplied with Padlock attachment Production Test Report Door Escutcheon included as Standard | EA | EA |  | TRUE |  | P | FXG | 100
132863 | 23 | 1 | States | MGM TRANSFORMER | Megan Swymeler | TRUE | 2026-04-29T00:00:00 | 2026-07-27T00:00:00 | 2026-07-27T00:00:00 | 14 | 0 | 14 | 8981.63 | 125742.82 | 92154 | USA | N30 | 44 | SCHNEIDER ELECTRIC USA INC. | 60673-1214 | LGIPGAXAXNANNNNNNNNNNCNTMNANENNNNCNNNNNA | Square D Masterpact MTZ Unit Mount Circuit Breaker LGIPGAXAXNANNNNNNNNNNNNTMNNNENNNNCNNNNNN Model No. MTZ2-32H3 3-Pole ANSI C37/UL1066/CSA C22.2 No.268 Rated Rated 3200 Amps, 100% Rated AIR - 100kA/100kA/85kA @ 254/508/635 Vac Top Termination RCOV Bottom Termination RCOV 3200 Amp Sensor Trip Unit Micrologic 6.0 Xi (LSIG) Trip Unit Energy Reduction Maintenance Settings Digital Module Installed Energy Reduction Maintenance Setting selected Trip Unit Wireless Communication has been removed ULP Port 4 OF Contacts (standard) + 4 Additional OF Contacts Overcurrent Trip (SDE) contact standard Padlockable Push Button Cover Provision Only For Kirk - No locks supplied with Padlock attachment Production Test Report Door Escutcheon included as Standard | PUR | Square D Masterpact MTZ Unit Mount Circuit Breaker LGIPGAXAXNANNNNNNNNNNNNTMNNNENNNNCNNNNNN Model No. MTZ2-32H3 3-Pole ANSI C37/UL1066/CSA C22.2 No.268 Rated Rated 3200 Amps, 100% Rated AIR - 100kA/100kA/85kA @ 254/508/635 Vac Top Termination RCOV Bottom Termination RCOV 3200 Amp Sensor Trip Unit Micrologic 6.0 Xi (LSIG) Trip Unit Energy Reduction Maintenance Settings Digital Module Installed Energy Reduction Maintenance Setting selected Trip Unit Wireless Communication has been removed ULP Port 4 OF Contacts (standard) + 4 Additional OF Contacts Overcurrent Trip (SDE) contact standard Padlockable Push Button Cover Provision Only For Kirk - No locks supplied with Padlock attachment Production Test Report Door Escutcheon included as Standard | EA | EA |  | TRUE |  | P | FXG | 100
132863 | 24 | 1 | States | MGM TRANSFORMER | Megan Swymeler | TRUE | 2026-04-29T00:00:00 | 2026-07-24T00:00:00 | 2026-07-24T00:00:00 | 41 | 0 | 41 | 10728.4 | 439864.4 | 92154 | USA | N30 | 44 | SCHNEIDER ELECTRIC USA INC. | 60673-1214 | LGJRGAXAXNANNNNNNNNKNCNTWNANENNNNCNNNNNA | Model No. MTZ2-40H3 3-Pole ANSI C37/UL1066/CSA C22.2 No.268 Rated Rated 4000 Amps, 100% Rated AIR - 100kA/100kA/85kA @ 254/508/635 Vac Top Termination RCOV Bottom Termination RCOV 4000 Amp Sensor Trip Unit Micrologic 6.0 Xi (LSIG) Trip Unit Energy Reduction Maintenance Settings Digital Module Installed Energy Reduction Maintenance Setting selected Trip Unit Wireless Communication has been removed ULP Port 4 OF Contacts (standard) + 4 Additional OF Contacts Shunt Trip with Communication - 100-130Vac Overcurrent Trip (SDE) contact standard Padlockable Push Button Cover No Locking Provision Provided with Padlock attachment Production Test Report Door Escutcheon included as Standard | PUR | Model No. MTZ2-40H3 3-Pole ANSI C37/UL1066/CSA C22.2 No.268 Rated Rated 4000 Amps, 100% Rated AIR - 100kA/100kA/85kA @ 254/508/635 Vac Top Termination RCOV Bottom Termination RCOV 4000 Amp Sensor Trip Unit Micrologic 6.0 Xi (LSIG) Trip Unit Energy Reduction Maintenance Settings Digital Module Installed Energy Reduction Maintenance Setting selected Trip Unit Wireless Communication has been removed ULP Port 4 OF Contacts (standard) + 4 Additional OF Contacts Shunt Trip with Communication - 100-130Vac Overcurrent Trip (SDE) contact standard Padlockable Push Button Cover No Locking Provision Provided with Padlock attachment Production Test Report Door Escutcheon included as Standard | EA | EA |  | TRUE |  | P | FXG | 100
132863 | 26 | 1 | States | MGM TRANSFORMER | Megan Swymeler | TRUE | 2026-04-29T00:00:00 | 2026-12-10T00:00:00 | 2026-12-10T00:00:00 | 41 | 0 | 41 | 572.85 | 23486.85 | 92154 | USA | N30 | 44 | SCHNEIDER ELECTRIC USA INC. | 60673-1214 | HLP36100U44XENAABDYDYP | Molded Case Circuit Breaker UL/CSA Rated PowerPact H Frame Lugs "OFF" End Terminal Nut Kit "ON" End 100 Amp Capacity 3 Pole Device 600 Vac Rated 80% Rated - Standard rated Interrupting Rating 125kA @ 240Vac/100kA @ 480Vac/50kA @ 600Vac Micrologic Ammeter Trip Unit - LSIG No communication - only 24Vdc supply 1 Form C Auxiliary Switch 1 Form C Alarm Contact (SDE) Handle padlock attachment - ON or OFF positions Test Report | PUR | Molded Case Circuit Breaker UL/CSA Rated PowerPact H Frame Lugs "OFF" End Terminal Nut Kit "ON" End 100 Amp Capacity 3 Pole Device 600 Vac Rated 80% Rated - Standard rated Interrupting Rating 125kA @ 240Vac/100kA @ 480Vac/50kA @ 600Vac Micrologic Ammeter Trip Unit - LSIG No communication - only 24Vdc supply 1 Form C Auxiliary Switch 1 Form C Alarm Contact (SDE) Handle padlock attachment - ON or OFF positions Test Report | EA | EA |  | TRUE |  | P | FXG | 100
132863 | 28 | 1 | States | MGM TRANSFORMER | Megan Swymeler | TRUE | 2026-04-29T00:00:00 | 2026-07-14T00:00:00 | 2026-07-14T00:00:00 | 41 | 0 | 41 | 18.65 | 764.65 | 92154 | USA | N30 | 44 | SCHNEIDER ELECTRIC USA INC. | 60673-1214 | S37445 | CB TERMINAL NUT INSERT KIT 3 | SRPP | CB TERMINAL NUT INSERT KIT 3 | EA | EA |  | TRUE |  | P | FXG | 100
132863 | 29 | 1 | States | MGM TRANSFORMER | Megan Swymeler | TRUE | 2026-04-29T00:00:00 | 2026-07-14T00:00:00 | 2026-07-14T00:00:00 | 41 | 0 | 41 | 5.21 | 213.61 | 92154 | USA | N30 | 44 | SCHNEIDER ELECTRIC USA INC. | 60673-1214 | S36967 | CB TERMINAL SCREW KIT FOR BUS BARS | SRPP | CB TERMINAL SCREW KIT FOR BUS BARS | EA | EA |  | TRUE |  | P | FXG | 100
132863 | 30 | 1 | States | MGM TRANSFORMER | Megan Swymeler | TRUE | 2026-04-29T00:00:00 | 2026-07-30T00:00:00 | 2026-07-30T00:00:00 | 615 | 0 | 615 | 7.98 | 4907.7 | 92154 | USA | N30 | 44 | SCHNEIDER ELECTRIC USA INC. | 60673-1214 | S33928 | Circuit Breaker accessory, PowerPacT M/P, bus connector kit, 1 pole one end | SRPP | Circuit Breaker accessory, PowerPacT M/P, bus connector kit, 1 pole one end | EA | EA |  | TRUE |  | P | FXG | 100
132863 | 3 | 1 | States | MGM TRANSFORMER | Megan Swymeler | TRUE | 2026-04-29T00:00:00 | 2026-08-05T00:00:00 | 2026-08-05T00:00:00 | 108 | 0 | 108 | 3841.52 | 414884.16 | 92154 | USA | N30 | 44 | SCHNEIDER ELECTRIC USA INC. | 60673-1214 | PLL34120CU63AE1ABYQ | Molded Case Circuit Breaker UL/CSA RatedPowerPact P FrameTermination: Lugs Line/Load Side1200 Amp Capacity3 Pole Device480 Vac Rated100% RatedInterrupting Rating125kA @ 240Vac/100kA @ 480VacMicrologic Power Trip - LSIUL Rating Plug AModbus Communications2 Form C Auxiliary SwitchHandle padlock attachment - OFF position only | PUR | Molded Case Circuit Breaker UL/CSA RatedPowerPact P FrameTermination: Lugs Line/Load Side1200 Amp Capacity3 Pole Device480 Vac Rated100% RatedInterrupting Rating125kA @ 240Vac/100kA @ 480VacMicrologic Power Trip - LSIUL Rating Plug AModbus Communications2 Form C Auxiliary SwitchHandle padlock attachment - OFF position only | EA | EA |  | TRUE |  | P | FXG | 100
132863 | 4 | 1 | States | MGM TRANSFORMER | Megan Swymeler | TRUE | 2026-04-29T00:00:00 | 2026-08-19T00:00:00 | 2026-08-19T00:00:00 | 140 | 24 | 116 | 59.4 | 8316 | 92154 | USA | N30 | 44 | SCHNEIDER ELECTRIC USA INC. | 60673-1214 | LV434196 | "Designation : Feeder Trip Unit to IO Product Details: LV434196-CIRCUIT BREAKER ULP CORD L-1.3M (4.27FT)" | PUR | "Designation : Feeder Trip Unit to IO Product Details: LV434196-CIRCUIT BREAKER ULP CORD L-1.3M (4.27FT)" | EA | EA |  | TRUE |  | P | FXG | 100
132863 | 7 | 1 | States | MGM TRANSFORMER | Megan Swymeler | TRUE | 2026-04-29T00:00:00 | 2026-08-05T00:00:00 | 2026-09-15T00:00:00 | 21 | 0 | 21 | 742.68 | 15596.28 | 92154 | USA | N30 | 44 | SCHNEIDER ELECTRIC USA INC. | 60673-1214 | JLL36250U31XABYQ | Molded Case Circuit Breaker UL/CSA RatedPowerPact J FrameTermination: Lugs Line/Load Side250 Amp Capacity3 Pole Device600 Vac Rated80% Rated - Standard ratedInterrupting Rating125kA @ 240Vac/100kA @ 480Vac/50kA @ 600VacMicrologic Basic Trip Unit - LI2 Form C Auxiliary SwitchHandle padlock attachment - OFF position only | PUR | Molded Case Circuit Breaker UL/CSA RatedPowerPact J FrameTermination: Lugs Line/Load Side250 Amp Capacity3 Pole Device600 Vac Rated80% Rated - Standard ratedInterrupting Rating125kA @ 240Vac/100kA @ 480Vac/50kA @ 600VacMicrologic Basic Trip Unit - LI2 Form C Auxiliary SwitchHandle padlock attachment - OFF position only | EA | EA |  | TRUE |  | P | FXG | 100
132863 | 10 | 1 | States | MGM TRANSFORMER | Megan Swymeler | TRUE | 2026-04-29T00:00:00 | 2026-11-05T00:00:00 | 2026-08-05T00:00:00 | 56 | 0 | 56 | 3841.52 | 215125.12 | 92154 | USA | N30 | 44 | SCHNEIDER ELECTRIC USA INC. | 60673-1214 | PLL34120CU63AE1ABYQ | Molded Case Circuit Breaker UL/CSA RatedPowerPact P FrameTermination: Lugs Line/Load Side1200 Amp Capacity3 Pole Device480 Vac Rated100% RatedInterrupting Rating125kA @ 240Vac/100kA @ 480VacMicrologic Power Trip - LSIUL Rating Plug AModbus Communications2 Form C Auxiliary SwitchHandle padlock attachment - OFF position only | PUR | Molded Case Circuit Breaker UL/CSA RatedPowerPact P FrameTermination: Lugs Line/Load Side1200 Amp Capacity3 Pole Device480 Vac Rated100% RatedInterrupting Rating125kA @ 240Vac/100kA @ 480VacMicrologic Power Trip - LSIUL Rating Plug AModbus Communications2 Form C Auxiliary SwitchHandle padlock attachment - OFF position only | EA | EA |  | TRUE |  | P | FXG | 100
132863 | 11 | 1 | States | MGM TRANSFORMER | Megan Swymeler | TRUE | 2026-04-29T00:00:00 | 2026-08-19T00:00:00 | 2026-08-19T00:00:00 | 13 | 0 | 13 | 59.4 | 1425.6 | 92154 | USA | N30 | 44 | SCHNEIDER ELECTRIC USA INC. | 60673-1214 | LV434196 | "Designation : Feeder Trip Unit to IO Product Details: LV434196-CIRCUIT BREAKER ULP CORD L-1.3M (4.27FT)" | PUR | "Designation : Feeder Trip Unit to IO Product Details: LV434196-CIRCUIT BREAKER ULP CORD L-1.3M (4.27FT)" | EA | EA |  | TRUE |  | P | FXG | 100
132863 | 11 | 2 | States | MGM TRANSFORMER | Megan Swymeler | TRUE | 2026-04-29T00:00:00 | 2026-08-28T00:00:00 | 2026-08-28T00:00:00 | 11 | 0 | 11 | 59.4 | 1425.6 | 92154 | USA | N30 | 44 | SCHNEIDER ELECTRIC USA INC. | 60673-1214 | LV434196 | "Designation : Feeder Trip Unit to IO Product Details: LV434196-CIRCUIT BREAKER ULP CORD L-1.3M (4.27FT)" | PUR | "Designation : Feeder Trip Unit to IO Product Details: LV434196-CIRCUIT BREAKER ULP CORD L-1.3M (4.27FT)" | EA | EA |  | TRUE |  | P | FXG | 100
132863 | 12 | 1 | States | MGM TRANSFORMER | Megan Swymeler | TRUE | 2026-04-29T00:00:00 | 2026-08-05T00:00:00 | 2026-09-15T00:00:00 | 20 | 0 | 20 | 742.68 | 14853.6 | 92154 | USA | N30 | 44 | SCHNEIDER ELECTRIC USA INC. | 60673-1214 | JLL36250U31XABYQ | Molded Case Circuit Breaker UL/CSA RatedPowerPact J FrameTermination: Lugs Line/Load Side250 Amp Capacity3 Pole Device600 Vac Rated80% Rated - Standard ratedInterrupting Rating125kA @ 240Vac/100kA @ 480Vac/50kA @ 600VacMicrologic Basic Trip Unit - LI2 Form C Auxiliary SwitchHandle padlock attachment - OFF position only | PUR | Molded Case Circuit Breaker UL/CSA RatedPowerPact J FrameTermination: Lugs Line/Load Side250 Amp Capacity3 Pole Device600 Vac Rated80% Rated - Standard ratedInterrupting Rating125kA @ 240Vac/100kA @ 480Vac/50kA @ 600VacMicrologic Basic Trip Unit - LI2 Form C Auxiliary SwitchHandle padlock attachment - OFF position only | EA | EA |  | TRUE |  | P | FXG | 100
132863 | 16 | 1 | States | MGM TRANSFORMER | Megan Swymeler | TRUE | 2026-04-29T00:00:00 | 2026-10-29T00:00:00 | 2026-07-31T00:00:00 | 41 | 0 | 41 | 2513.5 | 103053.5 | 92154 | USA | N30 | 44 | SCHNEIDER ELECTRIC USA INC. | 60673-1214 | PLL34100U44AABYQ | Molded Case Circuit Breaker UL/CSA RatedPowerPact P FrameTermination: Lugs Line/Load Side1000 Amp Capacity3 Pole Device480 Vac Rated80% Rated - Standard ratedInterrupting Rating125kA @ 240Vac/100kA @ 480VacMicrologic Ammeter Trip Unit - LSIGUL Rating Plug A2 Form C Auxiliary SwitchHandle padlock attachment - OFF position only | PUR | Molded Case Circuit Breaker UL/CSA RatedPowerPact P FrameTermination: Lugs Line/Load Side1000 Amp Capacity3 Pole Device480 Vac Rated80% Rated - Standard ratedInterrupting Rating125kA @ 240Vac/100kA @ 480VacMicrologic Ammeter Trip Unit - LSIGUL Rating Plug A2 Form C Auxiliary SwitchHandle padlock attachment - OFF position only | EA | EA |  | TRUE |  | P | FXG | 100
132863 | 20 | 1 | States | MGM TRANSFORMER | Megan Swymeler | TRUE | 2026-04-29T00:00:00 | 2026-09-03T00:00:00 | 2026-07-15T00:00:00 | 54 | 0 | 54 | 8981.63 | 485008.02 | 92154 | USA | N30 | 44 | SCHNEIDER ELECTRIC USA INC. | 60673-1214 | LGIPGAXAXNANNNNNNNNNNCNTMNANENNNNCNNNNNA | Square D Masterpact MTZ Unit Mount Circuit Breaker LGIPGAXAXNANNNNNNNNNNNNTMNNNENNNNCNNNNNN Model No. MTZ2-32H3 3-Pole ANSI C37/UL1066/CSA C22.2 No.268 Rated Rated 3200 Amps, 100% Rated AIR - 100kA/100kA/85kA @ 254/508/635 Vac Top Termination RCOV Bottom Termination RCOV 3200 Amp Sensor Trip Unit Micrologic 6.0 Xi (LSIG) Trip Unit Energy Reduction Maintenance Settings Digital Module Installed Energy Reduction Maintenance Setting selected Trip Unit Wireless Communication has been removed ULP Port 4 OF Contacts (standard) + 4 Additional OF Contacts Overcurrent Trip (SDE) contact standard Padlockable Push Button Cover Provision Only For Kirk - No locks supplied with Padlock attachment Production Test Report Door Escutcheon included as Standard | PUR | Square D Masterpact MTZ Unit Mount Circuit Breaker LGIPGAXAXNANNNNNNNNNNNNTMNNNENNNNCNNNNNN Model No. MTZ2-32H3 3-Pole ANSI C37/UL1066/CSA C22.2 No.268 Rated Rated 3200 Amps, 100% Rated AIR - 100kA/100kA/85kA @ 254/508/635 Vac Top Termination RCOV Bottom Termination RCOV 3200 Amp Sensor Trip Unit Micrologic 6.0 Xi (LSIG) Trip Unit Energy Reduction Maintenance Settings Digital Module Installed Energy Reduction Maintenance Setting selected Trip Unit Wireless Communication has been removed ULP Port 4 OF Contacts (standard) + 4 Additional OF Contacts Overcurrent Trip (SDE) contact standard Padlockable Push Button Cover Provision Only For Kirk - No locks supplied with Padlock attachment Production Test Report Door Escutcheon included as Standard | EA | EA |  | TRUE |  | P | FXG | 100
132863 | 21 | 1 | States | MGM TRANSFORMER | Megan Swymeler | TRUE | 2026-04-29T00:00:00 | 2026-09-03T00:00:00 | 2026-07-17T00:00:00 | 28 | 0 | 28 | 8981.63 | 251485.64 | 92154 | USA | N30 | 44 | SCHNEIDER ELECTRIC USA INC. | 60673-1214 | LGIPGAXAXNANNNNNNNNNNCNTMNANENNNNCNNNNNA | Square D Masterpact MTZ Unit Mount Circuit Breaker LGIPGAXAXNANNNNNNNNNNNNTMNNNENNNNCNNNNNN Model No. MTZ2-32H3 3-Pole ANSI C37/UL1066/CSA C22.2 No.268 Rated Rated 3200 Amps, 100% Rated AIR - 100kA/100kA/85kA @ 254/508/635 Vac Top Termination RCOV Bottom Termination RCOV 3200 Amp Sensor Trip Unit Micrologic 6.0 Xi (LSIG) Trip Unit Energy Reduction Maintenance Settings Digital Module Installed Energy Reduction Maintenance Setting selected Trip Unit Wireless Communication has been removed ULP Port 4 OF Contacts (standard) + 4 Additional OF Contacts Overcurrent Trip (SDE) contact standard Padlockable Push Button Cover Provision Only For Kirk - No locks supplied with Padlock attachment Production Test Report Door Escutcheon included as Standard | PUR | Square D Masterpact MTZ Unit Mount Circuit Breaker LGIPGAXAXNANNNNNNNNNNNNTMNNNENNNNCNNNNNN Model No. MTZ2-32H3 3-Pole ANSI C37/UL1066/CSA C22.2 No.268 Rated Rated 3200 Amps, 100% Rated AIR - 100kA/100kA/85kA @ 254/508/635 Vac Top Termination RCOV Bottom Termination RCOV 3200 Amp Sensor Trip Unit Micrologic 6.0 Xi (LSIG) Trip Unit Energy Reduction Maintenance Settings Digital Module Installed Energy Reduction Maintenance Setting selected Trip Unit Wireless Communication has been removed ULP Port 4 OF Contacts (standard) + 4 Additional OF Contacts Overcurrent Trip (SDE) contact standard Padlockable Push Button Cover Provision Only For Kirk - No locks supplied with Padlock attachment Production Test Report Door Escutcheon included as Standard | EA | EA |  | TRUE |  | P | FXG | 100
132863 | 25 | 1 | States | MGM TRANSFORMER | Megan Swymeler | TRUE | 2026-04-29T00:00:00 | 2026-09-03T00:00:00 | 2026-07-27T00:00:00 | 41 | 0 | 41 | 10728.4 | 439864.4 | 92154 | USA | N30 | 44 | SCHNEIDER ELECTRIC USA INC. | 60673-1214 | LGJRGAXAXNANNNNNNNNKNCNTWNANENNNNCNNNNNA | Model No. MTZ2-40H3 3-Pole ANSI C37/UL1066/CSA C22.2 No.268 Rated Rated 4000 Amps, 100% Rated AIR - 100kA/100kA/85kA @ 254/508/635 Vac Top Termination RCOV Bottom Termination RCOV 4000 Amp Sensor Trip Unit Micrologic 6.0 Xi (LSIG) Trip Unit Energy Reduction Maintenance Settings Digital Module Installed Energy Reduction Maintenance Setting selected Trip Unit Wireless Communication has been removed ULP Port 4 OF Contacts (standard) + 4 Additional OF Contacts Shunt Trip with Communication - 100-130Vac Overcurrent Trip (SDE) contact standard Padlockable Push Button Cover No Locking Provision Provided with Padlock attachment Production Test Report Door Escutcheon included as Standard | PUR | Model No. MTZ2-40H3 3-Pole ANSI C37/UL1066/CSA C22.2 No.268 Rated Rated 4000 Amps, 100% Rated AIR - 100kA/100kA/85kA @ 254/508/635 Vac Top Termination RCOV Bottom Termination RCOV 4000 Amp Sensor Trip Unit Micrologic 6.0 Xi (LSIG) Trip Unit Energy Reduction Maintenance Settings Digital Module Installed Energy Reduction Maintenance Setting selected Trip Unit Wireless Communication has been removed ULP Port 4 OF Contacts (standard) + 4 Additional OF Contacts Shunt Trip with Communication - 100-130Vac Overcurrent Trip (SDE) contact standard Padlockable Push Button Cover No Locking Provision Provided with Padlock attachment Production Test Report Door Escutcheon included as Standard | EA | EA |  | TRUE |  | P | FXG | 100
134728 | 1 | 1 | States | Champlin | Megan Swymeler | TRUE | 2026-07-14T00:00:00 | 2026-07-21T00:00:00 |  | 2 | 0 | 2 | 129.06 | 258.12 | 55316-3157 | USA | N30 | 44 | SCHNEIDER ELECTRIC USA INC. | 60673-1214 | BDL26080 | Molded case circuit breaker: 80A, 2P, DIN rail mount, 25kA at 480Y/277VAC, 18kA at 125/250VDC | PUR | Molded case circuit breaker: 80A, 2P, DIN rail mount, 25kA at 480Y/277VAC, 18kA at 125/250VDC | EA | EA |  | FALSE |  | P | FXG | 100
131716 | 1 | 1 | States | Dayton | Megan Swymeler | TRUE | 2026-03-11T00:00:00 | 2026-08-07T00:00:00 | 2026-05-29T00:00:00 | 12 | 0 | 12 | 129.06 | 1548.72 | 55369-6417 | USA | N30 | 44 | SCHNEIDER ELECTRIC USA INC. | 60673-1214 | BDL26080 | Molded case circuit breaker: 80A, 2P, DIN rail mount, 25kA at 480Y/277VAC, 18kA at 125/250VDC | PUR | Molded case circuit breaker: 80A, 2P, DIN rail mount, 25kA at 480Y/277VAC, 18kA at 125/250VDC | EA | EA |  | TRUE |  | P | FXG | Dayton
134302 | 1 | 1 | States | Dayton | Megan Swymeler | TRUE | 2026-06-23T00:00:00 | 2026-10-01T00:00:00 |  | 12 | 0 | 12 | 129.06 | 1548.72 | 55369-6417 | USA | N30 | 44 | SCHNEIDER ELECTRIC USA INC. | 60673-1214 | BDL26100 | Molded case circuit breaker: 100A, 2P, DIN rail mount, 25kA at 480Y/277VAC, 18kA at 125/250VDC | PUR | Molded case circuit breaker: 100A, 2P, DIN rail mount, 25kA at 480Y/277VAC, 18kA at 125/250VDC | EA | EA |  | FALSE |  | P | FXG | DAYTON
130959 | 1 | 1 | States | Champlin | Megan Swymeler | TRUE | 2026-01-28T00:00:00 | 2026-08-03T00:00:00 | 2026-07-29T00:00:00 | 72 | 0 | 72 | 4.26 | 306.72 | 55316 | USA | N30 | 44 | SCHNEIDER ELECTRIC USA INC. | 60673-1214 | 9080GD6 | TERMINAL BLOCK FEED-THROUGH 170AMPS 600V MAX, NATURAL, WIRE RANGE 12-1/0 AWG NEMA TYPE TERMINAL BLOCK, MOUNT ON TRACK | PUR | TERMINAL BLOCK FEED-THROUGH 170AMPS 600V MAX, NATURAL, WIRE RANGE 12-1/0 AWG NEMA TYPE TERMINAL BLOCK, MOUNT ON TRACK | EA | EA |  | TRUE |  | P | FXG | 100
130959 | 2 | 1 | States | Champlin | Megan Swymeler | TRUE | 2026-01-28T00:00:00 | 2026-08-03T00:00:00 | 2026-08-04T00:00:00 | 36 | 0 | 36 | 417.3 | 15022.8 | 55316 | USA | N30 | 44 | SCHNEIDER ELECTRIC USA INC. | 60673-1214 | HWB41 | SURGE PROTECTIVE DEVICE SPD, SURGELOGIC, 100kA, 480Y/277V 3 PHASE 4 WIRE | PUR | SURGE PROTECTIVE DEVICE SPD, SURGELOGIC, 100kA, 480Y/277V 3 PHASE 4 WIRE | EA | EA |  | TRUE |  | P | FXG | 100
133364 | 2 | 1 | States | Champlin | Megan Swymeler | TRUE | 2026-05-18T00:00:00 | 2026-07-21T00:00:00 | 2026-06-29T00:00:00 | 10 | 3 | 7 | 21.45 | 214.5 | 55316-3157 | USA | N30 | 44 | SCHNEIDER ELECTRIC USA INC. | 60673-1214 | TRV00880 | ULP terminator for use with ERMS switch | PUR | ULP terminator for use with ERMS switch | EA | 10pk |  | TRUE |  | P | FXG | 100
131444 | 2 | 6 | States | Champlin | Megan Swymeler | TRUE | 2026-02-25T00:00:00 | 2026-07-27T00:00:00 | 2026-07-27T00:00:00 | 15 | 0 | 15 | 9014.22 | 721137.6 | 55316 | USA | N30 | 44 | SCHNEIDER ELECTRIC USA INC. | 60673-1214 | METSEPM8314 | POWER AND ENERGY METER, ADVANCD METERING, MULTIPLE COMMUNICATION PORTS, DIN-RAIL MOUNT W/ REMOTE DISPLAY | PUR | POWER AND ENERGY METER, ADVANCD METERING, MULTIPLE COMMUNICATION PORTS, DIN-RAIL MOUNT W/ REMOTE DISPLAY | EA | EA |  | TRUE |  | P | FXG | 100
134837 | 2 | 1 | States | Champlin | Megan Swymeler | TRUE | 2026-07-17T00:00:00 | 2026-09-02T00:00:00 |  | 1 | 0 | 1 | 9014.22 | 9014.22 | 55316-3157 | USA | N30 | 44 | SCHNEIDER ELECTRIC USA INC. | 60673-1214 | METSEPM8314 | POWER AND ENERGY METER, ADVANCD METERING, MULTIPLE COMMUNICATION PORTS, DIN-RAIL MOUNT W/ REMOTE DISPLAY | PUR | POWER AND ENERGY METER, ADVANCD METERING, MULTIPLE COMMUNICATION PORTS, DIN-RAIL MOUNT W/ REMOTE DISPLAY | EA | EA |  | FALSE |  | P | FXG | 100
134837 | 1 | 1 | States | Champlin | Megan Swymeler | TRUE | 2026-07-17T00:00:00 | 2026-09-02T00:00:00 |  | 1 | 0 | 1 | 232.68 | 232.68 | 55316-3157 | USA | N30 | 44 | SCHNEIDER ELECTRIC USA INC. | 60673-1214 | METSECAB10 | POWERLOGIC PM8000 - CABLE FOR REMOTE DISPLAY RD96 - 10M | PUR | POWERLOGIC PM8000 - CABLE FOR REMOTE DISPLAY RD96 - 10M | EA | EA |  | FALSE |  | P | FXG | 100
132600 | 34 | 1 | States | Champlin | Megan Swymeler | TRUE | 2026-04-29T00:00:00 | 2026-07-24T00:00:00 | 2026-07-24T00:00:00 | 1 | 0 | 1 | 3539.97 | 3539.97 | 55316-3157 | USA | N30 | 44 | SCHNEIDER ELECTRIC USA INC. | 60673-1214 | PLM34120CU44A | MOLDED CASE CIRCUIT BREAKER 480V 1200A | PUR | MOLDED CASE CIRCUIT BREAKER 480V 1200A | EA | EA |  | TRUE |  | P | FXG | 100
132600 | 26 | 1 | States | Champlin | Megan Swymeler | TRUE | 2026-04-29T00:00:00 | 2026-10-16T00:00:00 | 2026-10-16T00:00:00 | 1 | 0 | 1 | 2336.18 | 2336.18 | 55316-3157 | USA | N30 | 44 | SCHNEIDER ELECTRIC USA INC. | 60673-1214 | PJL36120U44A | MOLDED CASE CIRCUIT BREAKER 600V 1200A | PUR | MOLDED CASE CIRCUIT BREAKER 600V 1200A | EA | EA |  | TRUE |  | P | FXG | 100
132600 | 4 | 1 | States | Champlin | Megan Swymeler | TRUE | 2026-04-29T00:00:00 | 2026-12-09T00:00:00 | 2026-08-06T00:00:00 | 2 | 0 | 2 | 2513.5 | 5027 | 55316-3157 | USA | N30 | 44 | SCHNEIDER ELECTRIC USA INC. | 60673-1214 | PLL34100U44AABYQ | Molded Case Circuit Breaker UL/CSA RatedPowerPact P FrameTermination: Lugs Line/Load Side1000 Amp Capacity3 Pole Device480 Vac Rated80% Rated - Standard ratedInterrupting Rating125kA @ 240Vac/100kA @ 480VacMicrologic Ammeter Trip Unit - LSIGUL Rating Plug A2 Form C Auxiliary SwitchHandle padlock attachment - OFF position only | PUR | Molded Case Circuit Breaker UL/CSA RatedPowerPact P FrameTermination: Lugs Line/Load Side1000 Amp Capacity3 Pole Device480 Vac Rated80% Rated - Standard ratedInterrupting Rating125kA @ 240Vac/100kA @ 480VacMicrologic Ammeter Trip Unit - LSIGUL Rating Plug A2 Form C Auxiliary SwitchHandle padlock attachment - OFF position only | EA | EA |  | TRUE |  | P | FXG | 100
132600 | 6 | 1 | States | Champlin | Megan Swymeler | TRUE | 2026-04-29T00:00:00 | 2026-07-30T00:00:00 | 2026-07-31T00:00:00 | 2 | 0 | 2 | 742.68 | 1485.36 | 55316-3157 | USA | N30 | 44 | SCHNEIDER ELECTRIC USA INC. | 60673-1214 | JLL36250U31XABYQ | Molded Case Circuit Breaker UL/CSA RatedPowerPact J FrameTermination: Lugs Line/Load Side250 Amp Capacity3 Pole Device600 Vac Rated80% Rated - Standard ratedInterrupting Rating125kA @ 240Vac/100kA @ 480Vac/50kA @ 600VacMicrologic Basic Trip Unit - LI2 Form C Auxiliary SwitchHandle padlock attachment - OFF position only | PUR | Molded Case Circuit Breaker UL/CSA RatedPowerPact J FrameTermination: Lugs Line/Load Side250 Amp Capacity3 Pole Device600 Vac Rated80% Rated - Standard ratedInterrupting Rating125kA @ 240Vac/100kA @ 480Vac/50kA @ 600VacMicrologic Basic Trip Unit - LI2 Form C Auxiliary SwitchHandle padlock attachment - OFF position only | EA | EA |  | TRUE |  | P | FXG | 100
132600 | 9 | 1 | States | Champlin | Megan Swymeler | TRUE | 2026-04-29T00:00:00 | 2026-12-09T00:00:00 | 2026-08-06T00:00:00 | 8 | 0 | 8 | 3841.52 | 30732.16 | 55316-3157 | USA | N30 | 44 | SCHNEIDER ELECTRIC USA INC. | 60673-1214 | PLL34120CU63AE1ABYQ | Molded Case Circuit Breaker UL/CSA RatedPowerPact P FrameTermination: Lugs Line/Load Side1200 Amp Capacity3 Pole Device480 Vac Rated100% RatedInterrupting Rating125kA @ 240Vac/100kA @ 480VacMicrologic Power Trip - LSIUL Rating Plug AModbus Communications2 Form C Auxiliary SwitchHandle padlock attachment - OFF position only | PUR | Molded Case Circuit Breaker UL/CSA RatedPowerPact P FrameTermination: Lugs Line/Load Side1200 Amp Capacity3 Pole Device480 Vac Rated100% RatedInterrupting Rating125kA @ 240Vac/100kA @ 480VacMicrologic Power Trip - LSIUL Rating Plug AModbus Communications2 Form C Auxiliary SwitchHandle padlock attachment - OFF position only | EA | EA |  | TRUE |  | P | FXG | 100
132600 | 17 | 1 | States | Champlin | Megan Swymeler | TRUE | 2026-04-29T00:00:00 | 2026-08-05T00:00:00 | 2026-06-09T00:00:00 | 2 | 1 | 1 | 8981.63 | 17963.26 | 55316-3157 | USA | N30 | 44 | SCHNEIDER ELECTRIC USA INC. | 60673-1214 | LGIPGAXAXNANNNNNNNNNNCNTMNANENNNNCNNNNNA | Square D Masterpact MTZ Unit Mount Circuit Breaker LGIPGAXAXNANNNNNNNNNNNNTMNNNENNNNCNNNNNN Model No. MTZ2-32H3 3-Pole ANSI C37/UL1066/CSA C22.2 No.268 Rated Rated 3200 Amps, 100% Rated AIR - 100kA/100kA/85kA @ 254/508/635 Vac Top Termination RCOV Bottom Termination RCOV 3200 Amp Sensor Trip Unit Micrologic 6.0 Xi (LSIG) Trip Unit Energy Reduction Maintenance Settings Digital Module Installed Energy Reduction Maintenance Setting selected Trip Unit Wireless Communication has been removed ULP Port 4 OF Contacts (standard) + 4 Additional OF Contacts Overcurrent Trip (SDE) contact standard Padlockable Push Button Cover Provision Only For Kirk - No locks supplied with Padlock attachment Production Test Report Door Escutcheon included as Standard | PUR | Square D Masterpact MTZ Unit Mount Circuit Breaker LGIPGAXAXNANNNNNNNNNNNNTMNNNENNNNCNNNNNN Model No. MTZ2-32H3 3-Pole ANSI C37/UL1066/CSA C22.2 No.268 Rated Rated 3200 Amps, 100% Rated AIR - 100kA/100kA/85kA @ 254/508/635 Vac Top Termination RCOV Bottom Termination RCOV 3200 Amp Sensor Trip Unit Micrologic 6.0 Xi (LSIG) Trip Unit Energy Reduction Maintenance Settings Digital Module Installed Energy Reduction Maintenance Setting selected Trip Unit Wireless Communication has been removed ULP Port 4 OF Contacts (standard) + 4 Additional OF Contacts Overcurrent Trip (SDE) contact standard Padlockable Push Button Cover Provision Only For Kirk - No locks supplied with Padlock attachment Production Test Report Door Escutcheon included as Standard | EA | EA |  | TRUE |  | P | FXG | 100
132600 | 18 | 1 | States | Champlin | Megan Swymeler | TRUE | 2026-04-29T00:00:00 | 2026-08-05T00:00:00 | 2026-06-09T00:00:00 | 1 | 0 | 1 | 8981.63 | 8981.63 | 55316-3157 | USA | N30 | 44 | SCHNEIDER ELECTRIC USA INC. | 60673-1214 | LGIPGAXAXNANNNNNNNNNNCNTMNANENNNNCNNNNNA | Square D Masterpact MTZ Unit Mount Circuit Breaker LGIPGAXAXNANNNNNNNNNNNNTMNNNENNNNCNNNNNN Model No. MTZ2-32H3 3-Pole ANSI C37/UL1066/CSA C22.2 No.268 Rated Rated 3200 Amps, 100% Rated AIR - 100kA/100kA/85kA @ 254/508/635 Vac Top Termination RCOV Bottom Termination RCOV 3200 Amp Sensor Trip Unit Micrologic 6.0 Xi (LSIG) Trip Unit Energy Reduction Maintenance Settings Digital Module Installed Energy Reduction Maintenance Setting selected Trip Unit Wireless Communication has been removed ULP Port 4 OF Contacts (standard) + 4 Additional OF Contacts Overcurrent Trip (SDE) contact standard Padlockable Push Button Cover Provision Only For Kirk - No locks supplied with Padlock attachment Production Test Report Door Escutcheon included as Standard | PUR | Square D Masterpact MTZ Unit Mount Circuit Breaker LGIPGAXAXNANNNNNNNNNNNNTMNNNENNNNCNNNNNN Model No. MTZ2-32H3 3-Pole ANSI C37/UL1066/CSA C22.2 No.268 Rated Rated 3200 Amps, 100% Rated AIR - 100kA/100kA/85kA @ 254/508/635 Vac Top Termination RCOV Bottom Termination RCOV 3200 Amp Sensor Trip Unit Micrologic 6.0 Xi (LSIG) Trip Unit Energy Reduction Maintenance Settings Digital Module Installed Energy Reduction Maintenance Setting selected Trip Unit Wireless Communication has been removed ULP Port 4 OF Contacts (standard) + 4 Additional OF Contacts Overcurrent Trip (SDE) contact standard Padlockable Push Button Cover Provision Only For Kirk - No locks supplied with Padlock attachment Production Test Report Door Escutcheon included as Standard | EA | EA |  | TRUE |  | P | FXG | 100
132600 | 21 | 1 | States | Champlin | Megan Swymeler | TRUE | 2026-04-29T00:00:00 | 2026-07-14T00:00:00 | 2026-12-04T00:00:00 | 2 | 0 | 2 | 572.85 | 1145.7 | 55316-3157 | USA | N30 | 44 | SCHNEIDER ELECTRIC USA INC. | 60673-1214 | HLP36100U44XENAABDYDYP | Molded Case Circuit Breaker UL/CSA Rated PowerPact H Frame Lugs "OFF" End Terminal Nut Kit "ON" End 100 Amp Capacity 3 Pole Device 600 Vac Rated 80% Rated - Standard rated Interrupting Rating 125kA @ 240Vac/100kA @ 480Vac/50kA @ 600Vac Micrologic Ammeter Trip Unit - LSIG No communication - only 24Vdc supply 1 Form C Auxiliary Switch 1 Form C Alarm Contact (SDE) Handle padlock attachment - ON or OFF positions Test Report | PUR | Molded Case Circuit Breaker UL/CSA Rated PowerPact H Frame Lugs "OFF" End Terminal Nut Kit "ON" End 100 Amp Capacity 3 Pole Device 600 Vac Rated 80% Rated - Standard rated Interrupting Rating 125kA @ 240Vac/100kA @ 480Vac/50kA @ 600Vac Micrologic Ammeter Trip Unit - LSIG No communication - only 24Vdc supply 1 Form C Auxiliary Switch 1 Form C Alarm Contact (SDE) Handle padlock attachment - ON or OFF positions Test Report | EA | EA |  | TRUE |  | P | FXG | 100
134692 | 1 | 1 | States | Champlin | Megan Swymeler | TRUE | 2026-07-13T00:00:00 | 2026-07-24T00:00:00 |  | 152 | 0 | 152 | 35.7 | 5426.4 | 55316-3157 | USA | D01 | 47 | UNITED ELECTRIC COMPANY | 60680-2578 | W22ISRC-IHW-FM24LB-10/10 | ERMS SWITCH | PUR | ERMS SWITCH | EA | EA |  | FALSE |  | P | FXG | 100
134556 | 1 | 1 | States | Champlin | Megan Swymeler | TRUE | 2026-07-06T00:00:00 | 2026-07-24T00:00:00 | 2026-07-24T00:00:00 | 20 | 0 | 20 | 49.25 | 985 | 55316-3157 | USA | D01 | 47 | UNITED ELECTRIC COMPANY | 60680-2578 | 1502SC | SHORTING TERMINAL BLOCK, 2-POINTS | PUR | SHORTING TERMINAL BLOCK, 2-POINTS | EA | EA |  | TRUE |  | P | FXG | 100
134556 | 2 | 1 | States | Champlin | Megan Swymeler | TRUE | 2026-07-06T00:00:00 | 2026-07-24T00:00:00 | 2026-07-24T00:00:00 | 20 | 0 | 20 | 50.52 | 1010.4 | 55316-3157 | USA | D01 | 47 | UNITED ELECTRIC COMPANY | 60680-2578 | 1506SC | 1506SC MARATHON TERMINAL BLOCKS | PUR | 1506SC MARATHON TERMINAL BLOCKS | EA | EA |  | TRUE |  | P | FXG | 100
134556 | 3 | 1 | States | Champlin | Megan Swymeler | TRUE | 2026-07-06T00:00:00 | 2026-07-17T00:00:00 | 2026-07-17T00:00:00 | 10 | 0 | 10 | 16.49 | 164.9 | 55316-3157 | USA | D01 | 47 | UNITED ELECTRIC COMPANY | 60680-2578 | 783510-59720 | HOLE SEAL | PUR | HOLE SEAL | EA | EA |  | TRUE |  | P | FXG | 100
134556 | 4 | 1 | States | Champlin | Megan Swymeler | TRUE | 2026-07-06T00:00:00 | 2026-07-24T00:00:00 | 2026-07-24T00:00:00 | 20 | 0 | 20 | 10.03 | 200.6 | 55316-3157 | USA | D01 | 47 | UNITED ELECTRIC COMPANY | 60680-2578 | CC 1502 | SHORTING TERMINAL BLOCK TOP COVER, 2-POINTS | PUR | SHORTING TERMINAL BLOCK TOP COVER, 2-POINTS | EA | EA |  | TRUE |  | P | FXG | 100
134556 | 5 | 1 | States | Champlin | Megan Swymeler | TRUE | 2026-07-06T00:00:00 | 2026-07-24T00:00:00 | 2026-07-24T00:00:00 | 20 | 0 | 20 | 9.4 | 188 | 55316-3157 | USA | D01 | 47 | UNITED ELECTRIC COMPANY | 60680-2578 | CC 1506 | SHORTING TERMINAL BLOCK TOP COVER, 6-POINTS | PUR | SHORTING TERMINAL BLOCK TOP COVER, 6-POINTS | EA | EA |  | TRUE |  | P | FXG | 100
134556 | 6 | 1 | States | Champlin | Megan Swymeler | TRUE | 2026-07-06T00:00:00 | 2026-07-20T00:00:00 | 2026-07-20T00:00:00 | 20 | 0 | 20 | 131.63 | 2632.6 | 55316-3157 | USA | D01 | 47 | UNITED ELECTRIC COMPANY | 60680-2578 | CCP2-2-30CC | 2 POLE CLASS CC FINGER SAFE FUSED DISCONNECT SWITCH, 30A, 600V AC, 200KA NOMINAL RATING, FUSE BLOWN INDICATION 90-600V AC | PUR | 2 POLE CLASS CC FINGER SAFE FUSED DISCONNECT SWITCH, 30A, 600V AC, 200KA NOMINAL RATING, FUSE BLOWN INDICATION 90-600V AC | EA | EA |  | TRUE |  | P | FXG | 100
132407 | 1 | 1 | States | Champlin | Megan Swymeler | TRUE | 2026-04-10T00:00:00 | 2026-07-28T00:00:00 | 2026-07-28T00:00:00 | 1000 | 0 | 1000 | 42.68 | 42680 | 55316-3157 | USA | D01 | 47 | UNITED ELECTRIC COMPANY | 60680-2578 | 1512 STD | Terminal Block, Barrier Style - 30A 600V 12 Position - Marathon | PUR | Terminal Block, Barrier Style - 30A 600V 12 Position - Marathon | EA | EA |  | TRUE |  | P | FXG | 100
134285 | 2 | 1 | States | Dayton | Megan Swymeler | TRUE | 2026-06-23T00:00:00 | 2026-10-01T00:00:00 |  | 8 | 0 | 8 | 1361.88 | 10895.04 | 55369-6417 | USA | D01 | 47 | UNITED ELECTRIC COMPANY | 60680-2578 | VCL-2750 | VCL-2750, PTP to IRIG-B Converter. | PUR | VCL-2750, PTP to IRIG-B Converter. | EA | EA |  | FALSE |  | P | FXG | DAYTON
134285 | 1 | 1 | States | Dayton | Megan Swymeler | TRUE | 2026-06-23T00:00:00 | 2026-10-01T00:00:00 |  | 8 | 0 | 8 | 149.86 | 1198.88 | 55369-6417 | USA | D01 | 47 | UNITED ELECTRIC COMPANY | 60680-2578 | DC110 | 1 x 110V (80-150) DC Power Supply Input (with external adaptor) | PUR | 1 x 110V (80-150) DC Power Supply Input (with external adaptor) | EA | EA |  | FALSE |  | P | FXG | DAYTON
134543 | 3 | 1 | States | Dayton | Robert Boulka | TRUE | 2026-07-06T00:00:00 | 2026-07-24T00:00:00 | 2026-07-24T00:00:00 | 4 | 0 | 4 | 123.6 | 741.6 | 55369-6417 | USA | D05 | 49 | JOSEPH T RYERSON & SON INC | 60673-1244 | TUBE-ALUM-SQ-3X3X.125-90 | Aluminum Square Tube (3 SQ x .125 Wall) - 90" L - F/B | PUR | Aluminum Square Tube (3 SQ x .125 Wall) - 90" L - F/B | EA | EA | CR | TRUE |  | P | DEL | DAYTON
134543 | 3 | 2 | States | Dayton | Robert Boulka | TRUE | 2026-07-06T00:00:00 | 2026-07-24T00:00:00 | 2026-07-24T00:00:00 | 2 | 0 | 2 | 123.6 | 741.6 | 55369-6417 | USA | D05 | 49 | JOSEPH T RYERSON & SON INC | 60673-1244 | TUBE-ALUM-SQ-3X3X.125-90 | Aluminum Square Tube (3 SQ x .125 Wall) - 90" L - F/B | PUR | Aluminum Square Tube (3 SQ x .125 Wall) - 90" L - F/B | EA | EA | CR | TRUE |  | P | DEL | DAYTON
134543 | 4 | 1 | States | Dayton | Robert Boulka | TRUE | 2026-07-06T00:00:00 | 2026-07-24T00:00:00 | 2026-07-24T00:00:00 | 8 | 0 | 8 | 121.52 | 1458.24 | 55369-6417 | USA | D05 | 49 | JOSEPH T RYERSON & SON INC | 60673-1244 | TUBE-ALUM-SQ-3X3X.125-93 | Aluminum Square Tube (3 SQ x .125 Wall) - 93" L - Vertical | PUR | Aluminum Square Tube (3 SQ x .125 Wall) - 93" L - Vertical | EA | EA | CR | TRUE |  | P | DEL | DAYTON
134543 | 4 | 2 | States | Dayton | Robert Boulka | TRUE | 2026-07-06T00:00:00 | 2026-07-24T00:00:00 | 2026-07-24T00:00:00 | 4 | 0 | 4 | 121.52 | 1458.24 | 55369-6417 | USA | D05 | 49 | JOSEPH T RYERSON & SON INC | 60673-1244 | TUBE-ALUM-SQ-3X3X.125-93 | Aluminum Square Tube (3 SQ x .125 Wall) - 93" L - Vertical | PUR | Aluminum Square Tube (3 SQ x .125 Wall) - 93" L - Vertical | EA | EA | CR | TRUE |  | P | DEL | DAYTON
132115 | 20 | 8 | States | Dayton | Taylor Barrett | TRUE | 2026-03-30T00:00:00 | 2026-09-25T00:00:00 | 2026-09-25T00:00:00 | 6 | 0 | 6 | 2022.22 | 97066.56 | 55369-6417 | USA | D10 | 58 | EATON CORPORATION | 60673-3531 | 1C95091G03 | 600/1200A main bus supports | PUR | 600/1200A main bus supports | EA | EA |  | TRUE |  | P | PPD | DAYTON
132115 | 20 | 7 | States | Dayton | Taylor Barrett | TRUE | 2026-03-30T00:00:00 | 2026-09-11T00:00:00 | 2026-09-11T00:00:00 | 6 | 0 | 6 | 2022.22 | 97066.56 | 55369-6417 | USA | D10 | 58 | EATON CORPORATION | 60673-3531 | 1C95091G03 | 600/1200A main bus supports | PUR | 600/1200A main bus supports | EA | EA |  | TRUE |  | P | PPD | DAYTON
132115 | 20 | 6 | States | Dayton | Taylor Barrett | TRUE | 2026-03-30T00:00:00 | 2026-08-28T00:00:00 | 2026-08-28T00:00:00 | 6 | 0 | 6 | 2022.22 | 97066.56 | 55369-6417 | USA | D10 | 58 | EATON CORPORATION | 60673-3531 | 1C95091G03 | 600/1200A main bus supports | PUR | 600/1200A main bus supports | EA | EA |  | TRUE |  | P | PPD | DAYTON
132115 | 20 | 5 | States | Dayton | Taylor Barrett | TRUE | 2026-03-30T00:00:00 | 2026-08-14T00:00:00 | 2026-08-14T00:00:00 | 6 | 0 | 6 | 2022.22 | 97066.56 | 55369-6417 | USA | D10 | 58 | EATON CORPORATION | 60673-3531 | 1C95091G03 | 600/1200A main bus supports | PUR | 600/1200A main bus supports | EA | EA |  | TRUE |  | P | PPD | DAYTON
132115 | 20 | 4 | States | Dayton | Taylor Barrett | TRUE | 2026-03-30T00:00:00 | 2026-07-31T00:00:00 | 2026-07-31T00:00:00 | 6 | 0 | 6 | 2022.22 | 97066.56 | 55369-6417 | USA | D10 | 58 | EATON CORPORATION | 60673-3531 | 1C95091G03 | 600/1200A main bus supports | PUR | 600/1200A main bus supports | EA | EA |  | TRUE |  | P | PPD | DAYTON
132115 | 20 | 3 | States | Dayton | Taylor Barrett | TRUE | 2026-03-30T00:00:00 | 2026-07-17T00:00:00 | 2026-07-17T00:00:00 | 6 | 0 | 6 | 2022.22 | 97066.56 | 55369-6417 | USA | D10 | 58 | EATON CORPORATION | 60673-3531 | 1C95091G03 | 600/1200A main bus supports | PUR | 600/1200A main bus supports | EA | EA |  | TRUE |  | P | PPD | DAYTON
132115 | 19 | 8 | States | Dayton | Taylor Barrett | TRUE | 2026-03-30T00:00:00 | 2026-08-28T00:00:00 | 2026-08-28T00:00:00 | 6 | 0 | 6 | 57.83 | 2775.84 | 55369-6417 | USA | D10 | 58 | EATON CORPORATION | 60673-3531 | 1C95097H02 | End Cap 2000A | PUR | End Cap 2000A | EA | EA |  | TRUE |  | P | PPD | DAYTON
132115 | 19 | 7 | States | Dayton | Taylor Barrett | TRUE | 2026-03-30T00:00:00 | 2026-08-07T00:00:00 | 2026-08-07T00:00:00 | 6 | 0 | 6 | 57.83 | 2775.84 | 55369-6417 | USA | D10 | 58 | EATON CORPORATION | 60673-3531 | 1C95097H02 | End Cap 2000A | PUR | End Cap 2000A | EA | EA |  | TRUE |  | P | PPD | DAYTON
132115 | 18 | 8 | States | Dayton | Taylor Barrett | TRUE | 2026-03-30T00:00:00 | 2026-08-07T00:00:00 | 2026-08-07T00:00:00 | 12 | 0 | 12 | 431.62 | 41435.52 | 55369-6417 | USA | D10 | 58 | EATON CORPORATION | 60673-3531 | 1C95090H02 | T Boot (4 X 4 X 4 inches) 2000A | PUR | T Boot (4 X 4 X 4 inches) 2000A | EA | EA |  | TRUE |  | P | PPD | DAYTON
132115 | 18 | 7 | States | Dayton | Taylor Barrett | TRUE | 2026-03-30T00:00:00 | 2026-07-28T00:00:00 | 2026-07-28T00:00:00 | 12 | 0 | 12 | 431.62 | 41435.52 | 55369-6417 | USA | D10 | 58 | EATON CORPORATION | 60673-3531 | 1C95090H02 | T Boot (4 X 4 X 4 inches) 2000A | PUR | T Boot (4 X 4 X 4 inches) 2000A | EA | EA |  | TRUE |  | P | PPD | DAYTON
132115 | 17 | 6 | States | Dayton | Taylor Barrett | TRUE | 2026-03-30T00:00:00 | 2026-07-02T00:00:00 | 2026-07-02T00:00:00 | 12 | 12 | 0 | 54.04 | 5187.84 | 55369-6417 | USA | D10 | 58 | EATON CORPORATION | 60673-3531 | 1C95097H01 | End Cap 600A / 1200A/ 1600A | PUR | End Cap 600A / 1200A/ 1600A | EA | EA |  | TRUE |  | P | PPD | DAYTON
132115 | 16 | 8 | States | Dayton | Taylor Barrett | TRUE | 2026-03-30T00:00:00 | 2026-09-04T00:00:00 | 2026-09-04T00:00:00 | 18 | 0 | 18 | 297.26 | 42805.44 | 55369-6417 | USA | D10 | 58 | EATON CORPORATION | 60673-3531 | 1C95090H01 | T Boot (4 X 4 X 4 inches) 600A / 1200A/ 1600A | PUR | T Boot (4 X 4 X 4 inches) 600A / 1200A/ 1600A | EA | EA |  | TRUE |  | P | PPD | DAYTON
132115 | 16 | 7 | States | Dayton | Taylor Barrett | TRUE | 2026-03-30T00:00:00 | 2026-08-14T00:00:00 | 2026-08-14T00:00:00 | 18 | 0 | 18 | 297.26 | 42805.44 | 55369-6417 | USA | D10 | 58 | EATON CORPORATION | 60673-3531 | 1C95090H01 | T Boot (4 X 4 X 4 inches) 600A / 1200A/ 1600A | PUR | T Boot (4 X 4 X 4 inches) 600A / 1200A/ 1600A | EA | EA |  | TRUE |  | P | PPD | DAYTON
132115 | 16 | 6 | States | Dayton | Taylor Barrett | TRUE | 2026-03-30T00:00:00 | 2026-07-24T00:00:00 | 2026-07-24T00:00:00 | 18 | 0 | 18 | 297.26 | 42805.44 | 55369-6417 | USA | D10 | 58 | EATON CORPORATION | 60673-3531 | 1C95090H01 | T Boot (4 X 4 X 4 inches) 600A / 1200A/ 1600A | PUR | T Boot (4 X 4 X 4 inches) 600A / 1200A/ 1600A | EA | EA |  | TRUE |  | P | PPD | DAYTON
132115 | 15 | 8 | States | Dayton | Taylor Barrett | TRUE | 2026-03-30T00:00:00 | 2026-08-28T00:00:00 | 2026-08-28T00:00:00 | 30 | 0 | 30 | 429.15 | 102996 | 55369-6417 | USA | D10 | 58 | EATON CORPORATION | 60673-3531 | 67C7043G02 | Spout / Cable Riser Boot Assy. | PUR | Spout / Cable Riser Boot Assy. | EA | EA |  | TRUE |  | P | PPD | DAYTON
132115 | 14 | 4 | States | Dayton | Taylor Barrett | TRUE | 2026-03-30T00:00:00 | 2026-08-17T00:00:00 | 2026-08-17T00:00:00 | 8 | 0 | 8 | 140.11 | 6725.28 | 55369-6417 | USA | D10 | 58 | EATON CORPORATION | 60673-3531 | 72C2583H01 | Tilt out fuse unit bus sprouts for A and C Phase | PUR | Tilt out fuse unit bus sprouts for A and C Phase | EA | EA |  | TRUE |  | P | PPD | DAYTON
132115 | 14 | 3 | States | Dayton | Taylor Barrett | TRUE | 2026-03-30T00:00:00 | 2026-08-03T00:00:00 | 2026-08-03T00:00:00 | 8 | 0 | 8 | 140.11 | 6725.28 | 55369-6417 | USA | D10 | 58 | EATON CORPORATION | 60673-3531 | 72C2583H01 | Tilt out fuse unit bus sprouts for A and C Phase | PUR | Tilt out fuse unit bus sprouts for A and C Phase | EA | EA |  | TRUE |  | P | PPD | DAYTON
132115 | 14 | 2 | States | Dayton | Taylor Barrett | TRUE | 2026-03-30T00:00:00 | 2026-07-15T00:00:00 | 2026-07-15T00:00:00 | 8 | 0 | 8 | 140.11 | 6725.28 | 55369-6417 | USA | D10 | 58 | EATON CORPORATION | 60673-3531 | 72C2583H01 | Tilt out fuse unit bus sprouts for A and C Phase | PUR | Tilt out fuse unit bus sprouts for A and C Phase | EA | EA |  | TRUE |  | P | PPD | DAYTON
132115 | 14 | 1 | States | Dayton | Taylor Barrett | TRUE | 2026-03-30T00:00:00 | 2026-07-09T00:00:00 | 2026-07-09T00:00:00 | 24 | 0 | 24 | 140.11 | 6725.28 | 55369-6417 | USA | D10 | 58 | EATON CORPORATION | 60673-3531 | 72C2583H01 | Tilt out fuse unit bus sprouts for A and C Phase | PUR | Tilt out fuse unit bus sprouts for A and C Phase | EA | EA |  | TRUE |  | P | PPD | DAYTON
132115 | 13 | 1 | States | Dayton | Taylor Barrett | TRUE | 2026-03-30T00:00:00 | 2026-07-31T00:00:00 | 2026-09-25T00:00:00 | 1 | 0 | 1 | 32747.17 | 32747.17 | 55369-6417 | USA | D10 | 58 | EATON CORPORATION | 60673-3531 | VHSGFDBGCCXAXXX | Spare 38KV 2000 Amp 31.5 KA Vacuum Breaker | PUR | Spare 38KV 2000 Amp 31.5 KA Vacuum Breaker | EA | EA |  | TRUE |  | P | PPD | DAYTON
132115 | 8 | 1 | States | Dayton | Taylor Barrett | TRUE | 2026-03-30T00:00:00 | 2026-06-24T00:00:00 | 2026-06-01T00:00:00 | 1 | 0 | 1 | 10291.99 | 10291.99 | 55369-6417 | USA | D10 | 58 | EATON CORPORATION | 60673-3531 | 72C2641G02 | Breaker Lift Pan | PUR | Breaker Lift Pan | EA | EA |  | TRUE |  | P | PPD | DAYTON
132115 | 7 | 8 | States | Dayton | Taylor Barrett | TRUE | 2026-03-30T00:00:00 | 2026-09-15T00:00:00 | 2026-09-15T00:00:00 | 1 | 0 | 1 | 16317.5 | 130540 | 55369-6417 | USA | D10 | 58 | EATON CORPORATION | 60673-3531 | 72C2641G01 | 38 kV breaker portable lifter (1500 lb capacity) | PUR | 38 kV breaker portable lifter (1500 lb capacity) | EA | EA |  | TRUE |  | P | PPD | DAYTON
132115 | 7 | 7 | States | Dayton | Taylor Barrett | TRUE | 2026-03-30T00:00:00 | 2026-09-01T00:00:00 | 2026-09-01T00:00:00 | 1 | 0 | 1 | 16317.5 | 130540 | 55369-6417 | USA | D10 | 58 | EATON CORPORATION | 60673-3531 | 72C2641G01 | 38 kV breaker portable lifter (1500 lb capacity) | PUR | 38 kV breaker portable lifter (1500 lb capacity) | EA | EA |  | TRUE |  | P | PPD | DAYTON
132115 | 7 | 6 | States | Dayton | Taylor Barrett | TRUE | 2026-03-30T00:00:00 | 2026-08-17T00:00:00 | 2026-08-17T00:00:00 | 1 | 0 | 1 | 16317.5 | 130540 | 55369-6417 | USA | D10 | 58 | EATON CORPORATION | 60673-3531 | 72C2641G01 | 38 kV breaker portable lifter (1500 lb capacity) | PUR | 38 kV breaker portable lifter (1500 lb capacity) | EA | EA |  | TRUE |  | P | PPD | DAYTON
132115 | 7 | 5 | States | Dayton | Taylor Barrett | TRUE | 2026-03-30T00:00:00 | 2026-08-03T00:00:00 | 2026-08-03T00:00:00 | 1 | 0 | 1 | 16317.5 | 130540 | 55369-6417 | USA | D10 | 58 | EATON CORPORATION | 60673-3531 | 72C2641G01 | 38 kV breaker portable lifter (1500 lb capacity) | PUR | 38 kV breaker portable lifter (1500 lb capacity) | EA | EA |  | TRUE |  | P | PPD | DAYTON
132115 | 7 | 4 | States | Dayton | Taylor Barrett | TRUE | 2026-03-30T00:00:00 | 2026-07-15T00:00:00 | 2026-07-15T00:00:00 | 1 | 0 | 1 | 16317.5 | 130540 | 55369-6417 | USA | D10 | 58 | EATON CORPORATION | 60673-3531 | 72C2641G01 | 38 kV breaker portable lifter (1500 lb capacity) | PUR | 38 kV breaker portable lifter (1500 lb capacity) | EA | EA |  | TRUE |  | P | PPD | DAYTON
132115 | 7 | 3 | States | Dayton | Taylor Barrett | TRUE | 2026-03-30T00:00:00 | 2026-07-03T00:00:00 | 2026-07-01T00:00:00 | 1 | 0 | 1 | 16317.5 | 130540 | 55369-6417 | USA | D10 | 58 | EATON CORPORATION | 60673-3531 | 72C2641G01 | 38 kV breaker portable lifter (1500 lb capacity) | PUR | 38 kV breaker portable lifter (1500 lb capacity) | EA | EA |  | TRUE |  | P | PPD | DAYTON
132115 | 7 | 2 | States | Dayton | Taylor Barrett | TRUE | 2026-03-30T00:00:00 | 2026-07-01T00:00:00 | 2026-06-15T00:00:00 | 1 | 0 | 1 | 16317.5 | 130540 | 55369-6417 | USA | D10 | 58 | EATON CORPORATION | 60673-3531 | 72C2641G01 | 38 kV breaker portable lifter (1500 lb capacity) | PUR | 38 kV breaker portable lifter (1500 lb capacity) | EA | EA |  | TRUE |  | P | PPD | DAYTON
132115 | 7 | 1 | States | Dayton | Taylor Barrett | TRUE | 2026-03-30T00:00:00 | 2026-06-24T00:00:00 | 2026-06-01T00:00:00 | 1 | 0 | 1 | 16317.5 | 130540 | 55369-6417 | USA | D10 | 58 | EATON CORPORATION | 60673-3531 | 72C2641G01 | 38 kV breaker portable lifter (1500 lb capacity) | PUR | 38 kV breaker portable lifter (1500 lb capacity) | EA | EA |  | TRUE |  | P | PPD | DAYTON
132115 | 4 | 8 | States | Dayton | Taylor Barrett | TRUE | 2026-03-30T00:00:00 | 2026-09-11T00:00:00 | 2026-09-11T00:00:00 | 1 | 0 | 1 | 25455.7026 | 203645.62 | 55369-6417 | USA | D10 | 58 | EATON CORPORATION | 60673-3531 | 70A2550G01 | Ground and Test Device | PUR | Ground and Test Device | EA | EA |  | TRUE |  | P | PPD | DAYTON
132115 | 4 | 7 | States | Dayton | Taylor Barrett | TRUE | 2026-03-30T00:00:00 | 2026-08-28T00:00:00 | 2026-08-28T00:00:00 | 1 | 0 | 1 | 25455.7026 | 203645.62 | 55369-6417 | USA | D10 | 58 | EATON CORPORATION | 60673-3531 | 70A2550G01 | Ground and Test Device | PUR | Ground and Test Device | EA | EA |  | TRUE |  | P | PPD | DAYTON
132115 | 4 | 6 | States | Dayton | Taylor Barrett | TRUE | 2026-03-30T00:00:00 | 2026-08-14T00:00:00 | 2026-08-14T00:00:00 | 1 | 0 | 1 | 25455.7026 | 203645.62 | 55369-6417 | USA | D10 | 58 | EATON CORPORATION | 60673-3531 | 70A2550G01 | Ground and Test Device | PUR | Ground and Test Device | EA | EA |  | TRUE |  | P | PPD | DAYTON
132115 | 4 | 5 | States | Dayton | Taylor Barrett | TRUE | 2026-03-30T00:00:00 | 2026-07-31T00:00:00 | 2026-07-31T00:00:00 | 1 | 0 | 1 | 25455.7026 | 203645.62 | 55369-6417 | USA | D10 | 58 | EATON CORPORATION | 60673-3531 | 70A2550G01 | Ground and Test Device | PUR | Ground and Test Device | EA | EA |  | TRUE |  | P | PPD | DAYTON
132115 | 4 | 4 | States | Dayton | Taylor Barrett | TRUE | 2026-03-30T00:00:00 | 2026-07-31T00:00:00 | 2026-07-10T00:00:00 | 1 | 0 | 1 | 25455.7026 | 203645.62 | 55369-6417 | USA | D10 | 58 | EATON CORPORATION | 60673-3531 | 70A2550G01 | Ground and Test Device | PUR | Ground and Test Device | EA | EA |  | TRUE |  | P | PPD | DAYTON
132115 | 4 | 3 | States | Dayton | Taylor Barrett | TRUE | 2026-03-30T00:00:00 | 2026-07-17T00:00:00 | 2026-06-26T00:00:00 | 1 | 0 | 1 | 25455.7026 | 203645.62 | 55369-6417 | USA | D10 | 58 | EATON CORPORATION | 60673-3531 | 70A2550G01 | Ground and Test Device | PUR | Ground and Test Device | EA | EA |  | TRUE |  | P | PPD | DAYTON
132115 | 4 | 2 | States | Dayton | Taylor Barrett | TRUE | 2026-03-30T00:00:00 | 2026-07-10T00:00:00 | 2026-06-12T00:00:00 | 1 | 0 | 1 | 25455.7026 | 203645.62 | 55369-6417 | USA | D10 | 58 | EATON CORPORATION | 60673-3531 | 70A2550G01 | Ground and Test Device | PUR | Ground and Test Device | EA | EA |  | TRUE |  | P | PPD | DAYTON
132115 | 3 | 8 | States | Dayton | Taylor Barrett | TRUE | 2026-03-30T00:00:00 | 2026-09-18T00:00:00 | 2026-09-11T00:00:00 | 30 | 0 | 30 | 313.35 | 75204 | 55369-6417 | USA | D10 | 58 | EATON CORPORATION | 60673-3531 | 67C7043G01 | A and B Phase Bus Sprouts (2 per breaker / riser) | PUR | A and B Phase Bus Sprouts (2 per breaker / riser) | EA | EA |  | TRUE |  | P | PPD | DAYTON
132115 | 3 | 7 | States | Dayton | Taylor Barrett | TRUE | 2026-03-30T00:00:00 | 2026-09-04T00:00:00 | 2026-08-28T00:00:00 | 30 | 0 | 30 | 313.35 | 75204 | 55369-6417 | USA | D10 | 58 | EATON CORPORATION | 60673-3531 | 67C7043G01 | A and B Phase Bus Sprouts (2 per breaker / riser) | PUR | A and B Phase Bus Sprouts (2 per breaker / riser) | EA | EA |  | TRUE |  | P | PPD | DAYTON
132115 | 3 | 6 | States | Dayton | Taylor Barrett | TRUE | 2026-03-30T00:00:00 | 2026-08-14T00:00:00 | 2026-08-07T00:00:00 | 30 | 0 | 30 | 313.35 | 75204 | 55369-6417 | USA | D10 | 58 | EATON CORPORATION | 60673-3531 | 67C7043G01 | A and B Phase Bus Sprouts (2 per breaker / riser) | PUR | A and B Phase Bus Sprouts (2 per breaker / riser) | EA | EA |  | TRUE |  | P | PPD | DAYTON
132115 | 3 | 5 | States | Dayton | Taylor Barrett | TRUE | 2026-03-30T00:00:00 | 2026-07-31T00:00:00 | 2026-07-24T00:00:00 | 30 | 0 | 30 | 313.35 | 75204 | 55369-6417 | USA | D10 | 58 | EATON CORPORATION | 60673-3531 | 67C7043G01 | A and B Phase Bus Sprouts (2 per breaker / riser) | PUR | A and B Phase Bus Sprouts (2 per breaker / riser) | EA | EA |  | TRUE |  | P | PPD | DAYTON
132115 | 3 | 4 | States | Dayton | Taylor Barrett | TRUE | 2026-03-30T00:00:00 | 2026-07-17T00:00:00 | 2026-07-02T00:00:00 | 30 | 0 | 30 | 313.35 | 75204 | 55369-6417 | USA | D10 | 58 | EATON CORPORATION | 60673-3531 | 67C7043G01 | A and B Phase Bus Sprouts (2 per breaker / riser) | PUR | A and B Phase Bus Sprouts (2 per breaker / riser) | EA | EA |  | TRUE |  | P | PPD | DAYTON
132115 | 2 | 8 | States | Dayton | Taylor Barrett | TRUE | 2026-03-30T00:00:00 | 2026-09-25T00:00:00 | 2026-09-25T00:00:00 | 4 | 0 | 4 | 2377.49 | 76079.68 | 55369-6417 | USA | D10 | 58 | EATON CORPORATION | 60673-3531 | 1C95091G01 | 38kv Main Bus support 2000/2500/3000amp | PUR | 38kv Main Bus support 2000/2500/3000amp | EA | EA |  | TRUE |  | P | PPD | DAYTON
132115 | 2 | 7 | States | Dayton | Taylor Barrett | TRUE | 2026-03-30T00:00:00 | 2026-09-11T00:00:00 | 2026-09-11T00:00:00 | 4 | 0 | 4 | 2377.49 | 76079.68 | 55369-6417 | USA | D10 | 58 | EATON CORPORATION | 60673-3531 | 1C95091G01 | 38kv Main Bus support 2000/2500/3000amp | PUR | 38kv Main Bus support 2000/2500/3000amp | EA | EA |  | TRUE |  | P | PPD | DAYTON
132115 | 2 | 6 | States | Dayton | Taylor Barrett | TRUE | 2026-03-30T00:00:00 | 2026-08-28T00:00:00 | 2026-08-28T00:00:00 | 4 | 0 | 4 | 2377.49 | 76079.68 | 55369-6417 | USA | D10 | 58 | EATON CORPORATION | 60673-3531 | 1C95091G01 | 38kv Main Bus support 2000/2500/3000amp | PUR | 38kv Main Bus support 2000/2500/3000amp | EA | EA |  | TRUE |  | P | PPD | DAYTON
132115 | 2 | 5 | States | Dayton | Taylor Barrett | TRUE | 2026-03-30T00:00:00 | 2026-08-14T00:00:00 | 2026-08-14T00:00:00 | 4 | 0 | 4 | 2377.49 | 76079.68 | 55369-6417 | USA | D10 | 58 | EATON CORPORATION | 60673-3531 | 1C95091G01 | 38kv Main Bus support 2000/2500/3000amp | PUR | 38kv Main Bus support 2000/2500/3000amp | EA | EA |  | TRUE |  | P | PPD | DAYTON
132115 | 2 | 4 | States | Dayton | Taylor Barrett | TRUE | 2026-03-30T00:00:00 | 2026-07-31T00:00:00 | 2026-07-31T00:00:00 | 4 | 0 | 4 | 2377.49 | 76079.68 | 55369-6417 | USA | D10 | 58 | EATON CORPORATION | 60673-3531 | 1C95091G01 | 38kv Main Bus support 2000/2500/3000amp | PUR | 38kv Main Bus support 2000/2500/3000amp | EA | EA |  | TRUE |  | P | PPD | DAYTON
132115 | 2 | 3 | States | Dayton | Taylor Barrett | TRUE | 2026-03-30T00:00:00 | 2026-07-17T00:00:00 | 2026-07-17T00:00:00 | 4 | 0 | 4 | 2377.49 | 76079.68 | 55369-6417 | USA | D10 | 58 | EATON CORPORATION | 60673-3531 | 1C95091G01 | 38kv Main Bus support 2000/2500/3000amp | PUR | 38kv Main Bus support 2000/2500/3000amp | EA | EA |  | TRUE |  | P | PPD | DAYTON
134084 | 20 | 1 | States | Dayton | Taylor Barrett | TRUE | 2026-06-15T00:00:00 | 2026-09-14T00:00:00 |  | 10 | 0 | 10 | 167.78 | 1677.8 | 55369-6417 | USA | N60 | 58 | EATON CORPORATION | 60673-3531 | 72C2583H01 | Tilt out fuse unit bus sprouts for A and C Phase | PUR | Tilt out fuse unit bus sprouts for A and C Phase | EA | EA |  | FALSE |  | P | PPD | DAYTON
134084 | 19 | 1 | States | Dayton | Taylor Barrett | TRUE | 2026-06-15T00:00:00 | 2026-09-14T00:00:00 |  | 54 | 0 | 54 | 34177.49 | 1845584.46 | 55369-6417 | USA | N60 | 58 | EATON CORPORATION | 60673-3531 | VHSGFBBGCCXAXXX | 38KV 1200 Amp 31.5 KA Vacuum Breaker | PUR | 38KV 1200 Amp 31.5 KA Vacuum Breaker | EA | EA |  | FALSE |  | P | PPD | DAYTON
134084 | 18 | 1 | States | Dayton | Taylor Barrett | TRUE | 2026-06-15T00:00:00 | 2026-09-14T00:00:00 |  | 5 | 0 | 5 | 84.48 | 422.4 | 55369-6417 | USA | N60 | 58 | EATON CORPORATION | 60673-3531 | PDG2XKLKPTFF | POWER DEFENSE PDG2 ACCESSORY Mounts above handle; use Type FF Kirk lock | PUR | POWER DEFENSE PDG2 ACCESSORY Mounts above handle; use Type FF Kirk lock | EA | EA |  | FALSE |  | P | PPD | DAYTON
134084 | 17 | 1 | States | Dayton | Taylor Barrett | TRUE | 2026-06-15T00:00:00 | 2026-09-14T00:00:00 |  | 5 | 0 | 5 | 126.47 | 632.35 | 55369-6417 | USA | N60 | 58 | EATON CORPORATION | 60673-3531 | PDD23F0100TFFJ | PDD2 (240VAC MAX),3P,100A,35KA/240V,FXFXTMTU WITH Std Line & Load Term (PDG2X3T100) | PUR | PDD2 (240VAC MAX),3P,100A,35KA/240V,FXFXTMTU WITH Std Line & Load Term (PDG2X3T100) | EA | EA |  | FALSE |  | P | PPD | DAYTON
134084 | 16 | 1 | States | Dayton | Taylor Barrett | TRUE | 2026-06-15T00:00:00 | 2026-09-14T00:00:00 |  | 5 | 0 | 5 | 1036.32 | 5181.6 | 55369-6417 | USA | N60 | 58 | EATON CORPORATION | 60673-3531 | 8079A35G05 | Spin-free levering-in crank (38 kV VCPW-HD breaker) | PUR | Spin-free levering-in crank (38 kV VCPW-HD breaker) | EA | EA |  | FALSE |  | P | PPD | DAYTON
134084 | 15 | 1 | States | Dayton | Taylor Barrett | TRUE | 2026-06-15T00:00:00 | 2026-09-14T00:00:00 |  | 5 | 0 | 5 | 18.86 | 94.3 | 55369-6417 | USA | N60 | 58 | EATON CORPORATION | 60673-3531 | 8064A02G11 | Racking Handle | PUR | Racking Handle | EA | EA |  | FALSE |  | P | PPD | DAYTON
134084 | 14 | 1 | States | Dayton | Taylor Barrett | TRUE | 2026-06-15T00:00:00 | 2026-09-14T00:00:00 |  | 53 | 0 | 53 | 926.92 | 49126.76 | 55369-6417 | USA | N60 | 58 | EATON CORPORATION | 60673-3531 | 72C2646G01 | TOC Switch (5A/5B) | PUR | TOC Switch (5A/5B) | EA | EA |  | FALSE |  | P | PPD | DAYTON
134084 | 13 | 1 | States | Dayton | Taylor Barrett | TRUE | 2026-06-15T00:00:00 | 2026-09-14T00:00:00 |  | 5 | 0 | 5 | 10292.67 | 51463.35 | 55369-6417 | USA | N60 | 58 | EATON CORPORATION | 60673-3531 | 72C2641G02 | Breaker Lift Pan | PUR | Breaker Lift Pan | EA | EA |  | FALSE |  | P | PPD | DAYTON
134084 | 12 | 1 | States | Dayton | Taylor Barrett | TRUE | 2026-06-15T00:00:00 | 2026-09-14T00:00:00 |  | 5 | 0 | 5 | 22698.94 | 113494.7 | 55369-6417 | USA | N60 | 58 | EATON CORPORATION | 60673-3531 | 72C2641G01 | 38 kV breaker portable lifter (1500 lb capacity) | PUR | 38 kV breaker portable lifter (1500 lb capacity) | EA | EA |  | FALSE |  | P | PPD | DAYTON
134084 | 11 | 1 | States | Dayton | Taylor Barrett | TRUE | 2026-06-15T00:00:00 | 2026-09-14T00:00:00 |  | 5 | 0 | 5 | 1740.34 | 8701.7 | 55369-6417 | USA | N60 | 58 | EATON CORPORATION | 60673-3531 | 72C2600G11 | Breaker Lift Platform | PUR | Breaker Lift Platform | EA | EA |  | FALSE |  | P | PPD | DAYTON
134084 | 10 | 1 | States | Dayton | Taylor Barrett | TRUE | 2026-06-15T00:00:00 | 2026-09-14T00:00:00 |  | 53 | 0 | 53 | 23880.55 | 1265669.15 | 55369-6417 | USA | N60 | 58 | EATON CORPORATION | 60673-3531 | 72C2506G61 | Breaker cell - MR2 mini mod with short spouts | PUR | Breaker cell - MR2 mini mod with short spouts | EA | EA |  | FALSE |  | P | PPD | DAYTON
134084 | 9 | 1 | States | Dayton | Taylor Barrett | TRUE | 2026-06-15T00:00:00 | 2026-09-14T00:00:00 |  | 5 | 0 | 5 | 1540.55 | 7702.75 | 55369-6417 | USA | N60 | 58 | EATON CORPORATION | 60673-3531 | 71B2570G01 | 38 kV VCPW-HD cradle assist kit | PUR | 38 kV VCPW-HD cradle assist kit | EA | EA |  | FALSE |  | P | PPD | DAYTON
134084 | 8 | 1 | States | Dayton | Taylor Barrett | TRUE | 2026-06-15T00:00:00 | 2026-09-14T00:00:00 |  | 5 | 0 | 5 | 19339.08 | 96695.4 | 55369-6417 | USA | N60 | 58 | EATON CORPORATION | 60673-3531 | 70A2570G02 | 38 kV Primary Fuse Drawer Modules and Tilt-Out Unit, Two-fuse tilt-out unit 31.5 kA (located phase A and C) | PUR | 38 kV Primary Fuse Drawer Modules and Tilt-Out Unit, Two-fuse tilt-out unit 31.5 kA (located phase A and C) | EA | EA |  | FALSE |  | P | PPD | DAYTON
134084 | 7 | 1 | States | Dayton | Taylor Barrett | TRUE | 2026-06-15T00:00:00 | 2026-09-21T00:00:00 |  | 5 | 0 | 5 | 27815.45 | 139077.25 | 55369-6417 | USA | N60 | 58 | EATON CORPORATION | 60673-3531 | 70A2550G01 | Ground and Test Device | PUR | Ground and Test Device | EA | EA |  | FALSE |  | P | PPD | DAYTON
134084 | 6 | 1 | States | Dayton | Taylor Barrett | TRUE | 2026-06-15T00:00:00 | 2026-09-14T00:00:00 |  | 159 | 0 | 159 | 429.1 | 68226.9 | 55369-6417 | USA | N60 | 58 | EATON CORPORATION | 60673-3531 | 67C7043G02 | Spout / Cable Riser Boot Assy. | PUR | Spout / Cable Riser Boot Assy. | EA | EA |  | FALSE |  | P | PPD | DAYTON
134084 | 5 | 1 | States | Dayton | Taylor Barrett | TRUE | 2026-06-15T00:00:00 | 2026-09-14T00:00:00 |  | 159 | 0 | 159 | 382.96 | 60890.64 | 55369-6417 | USA | N60 | 58 | EATON CORPORATION | 60673-3531 | 67C7043G01 | A and B Phase Bus Sprouts (2 per breaker / riser) | PUR | A and B Phase Bus Sprouts (2 per breaker / riser) | EA | EA |  | FALSE |  | P | PPD | DAYTON
134084 | 4 | 1 | States | Dayton | Taylor Barrett | TRUE | 2026-06-15T00:00:00 | 2026-09-14T00:00:00 | 2026-09-14T00:00:00 | 30 | 0 | 30 | 54.04 | 1621.2 | 55369-6417 | USA | N60 | 58 | EATON CORPORATION | 60673-3531 | 1C95097H01 | End Cap 600A / 1200A/ 1600A | PUR | End Cap 600A / 1200A/ 1600A | EA | EA |  | FALSE |  | P | PPD | DAYTON
134084 | 3 | 1 | States | Dayton | Taylor Barrett | TRUE | 2026-06-15T00:00:00 | 2026-09-14T00:00:00 |  | 48 | 0 | 48 | 2471.45 | 118629.6 | 55369-6417 | USA | N60 | 58 | EATON CORPORATION | 60673-3531 | 1C95091G03 | 600/1200A main bus supports | PUR | 600/1200A main bus supports | EA | EA |  | FALSE |  | P | PPD | DAYTON
134084 | 2 | 1 | States | Dayton | Taylor Barrett | TRUE | 2026-06-15T00:00:00 | 2026-09-14T00:00:00 |  | 174 | 0 | 174 | 297.23 | 51718.02 | 55369-6417 | USA | N60 | 58 | EATON CORPORATION | 60673-3531 | 1C95090H01 | T Boot (4 X 4 X 4 inches) 600A / 1200A/ 1600A | PUR | T Boot (4 X 4 X 4 inches) 600A / 1200A/ 1600A | EA | EA |  | FALSE |  | P | PPD | DAYTON
134084 | 1 | 2 | States | Dayton | Taylor Barrett | TRUE | 2026-06-15T00:00:00 | 2027-02-15T00:00:00 |  | 1 | 0 | 1 | 800.2 | 4001 | 55369-6417 | USA | N60 | 58 | EATON CORPORATION | 60673-3531 | 1C19848G01 | Breaker Remote Racking Device (MR2 Pendent with open close buttons) | PUR | Breaker Remote Racking Device (MR2 Pendent with open close buttons) | EA | EA |  | FALSE |  | P | PPD | DAYTON
134084 | 1 | 1 | States | Dayton | Taylor Barrett | TRUE | 2026-06-15T00:00:00 | 2026-11-20T00:00:00 |  | 4 | 0 | 4 | 800.2 | 4001 | 55369-6417 | USA | N60 | 58 | EATON CORPORATION | 60673-3531 | 1C19848G01 | Breaker Remote Racking Device (MR2 Pendent with open close buttons) | PUR | Breaker Remote Racking Device (MR2 Pendent with open close buttons) | EA | EA |  | FALSE |  | P | PPD | DAYTON
133907 | 1 | 1 | States | Dayton | Taylor Barrett | TRUE | 2026-06-08T00:00:00 | 2026-07-06T00:00:00 |  | 4 | 0 | 4 | 19338.73 | 77354.92 | 55369-6417 | USA | D10 | 58 | EATON CORPORATION | 60673-3531 | 70A2570G02 | 38 kV Primary Fuse Drawer Modules and Tilt-Out Unit, Two-fuse tilt-out unit 31.5 kA (located phase A and C) | PUR | 38 kV Primary Fuse Drawer Modules and Tilt-Out Unit, Two-fuse tilt-out unit 31.5 kA (located phase A and C) | EA | EA |  | FALSE |  | P | PPD | DAYTON
134420 | 1 | 1 | States | Dayton | Taylor Barrett | TRUE | 2026-06-29T00:00:00 | 2026-09-04T00:00:00 |  | 1 | 0 | 1 | 1488.48 | 1488.48 | 55369-6417 | USA | N60 | 58 | EATON CORPORATION | 60673-3531 | PCSAEABTB18C | 1 100A, 3P PDD23F0100 Main Breaker 12 20A, 1P BAB Branch Breaker 1 30A, 2P BAB Branch Breaker 4 1P Branch Provision Only 1 Copper Main Bus, 100 Amps 1 Std. Bolted Al Ground Bar (Al/Cu Cable) 1 Panel Nameplate - White with Black Letters 1 Type 3R Enclosure - Galvanized: LWPQ2036G Order Per Quote PRL1X, 18 Circuits, 100A, Fully Rated, 208Y/120V 3Ph 4W, Copper Bus, 10kAIC, 100A, 3P PDD23F0100 Main Breaker[Top Fed], Surface Mounted | PUR | 1 100A, 3P PDD23F0100 Main Breaker 12 20A, 1P BAB Branch Breaker 1 30A, 2P BAB Branch Breaker 4 1P Branch Provision Only 1 Copper Main Bus, 100 Amps 1 Std. Bolted Al Ground Bar (Al/Cu Cable) 1 Panel Nameplate - White with Black Letters 1 Type 3R Enclosure - Galvanized: LWPQ2036G Order Per Quote PRL1X, 18 Circuits, 100A, Fully Rated, 208Y/120V 3Ph 4W, Copper Bus, 10kAIC, 100A, 3P PDD23F0100 Main Breaker[Top Fed], Surface Mounted | EA | EA |  | FALSE |  | P | PPD | DAYTON
134702 | 1 | 1 | States | Dayton | Taylor Barrett | TRUE | 2026-07-13T00:00:00 | 2026-11-20T00:00:00 |  | 8 | 0 | 8 | 1036.32 | 8290.56 | 55369-6417 | USA | N60 | 58 | EATON CORPORATION | 60673-3531 | 8079A35G05 | Spin-free levering-in crank (38 kV VCPW-HD breaker) | PUR | Spin-free levering-in crank (38 kV VCPW-HD breaker) | EA | EA |  | FALSE |  | P | PPD | DAYTON
134702 | 2 | 1 | States | Dayton | Taylor Barrett | TRUE | 2026-07-13T00:00:00 | 2026-11-20T00:00:00 |  | 8 | 0 | 8 | 750 | 6000 | 55369-6417 | USA | N60 | 58 | EATON CORPORATION | 60673-3531 | 8346A28G71 | Breaker Test Cabinet | PUR | Breaker Test Cabinet | EA | EA |  | FALSE |  | P | PPD | DAYTON
134703 | 1 | 1 | States | Dayton | Taylor Barrett | TRUE | 2026-07-13T00:00:00 | 2026-07-27T00:00:00 |  | 24 | 0 | 24 | 126.47 | 3035.28 | 55369-6417 | USA | N60 | 58 | EATON CORPORATION | 60673-3531 | PDD23F0100TFFJ | PDD2 (240VAC MAX),3P,100A,35KA/240V,FXFXTMTU WITH Std Line & Load Term (PDG2X3T100) | PUR | PDD2 (240VAC MAX),3P,100A,35KA/240V,FXFXTMTU WITH Std Line & Load Term (PDG2X3T100) | EA | EA |  | FALSE |  | P | PPD | DAYTON
134703 | 2 | 1 | States | Dayton | Taylor Barrett | TRUE | 2026-07-13T00:00:00 | 2026-07-27T00:00:00 |  | 13 | 0 | 13 | 30387.83 | 395041.79 | 55369-6417 | USA | N60 | 58 | EATON CORPORATION | 60673-3531 | VHSGFBBGCCXAXXX | 38KV 1200 Amp 31.5 KA Vacuum Breaker | PUR | 38KV 1200 Amp 31.5 KA Vacuum Breaker | EA | EA |  | FALSE |  | P | PPD | DAYTON
131652 | 4 | 3 | States | Champlin | Taylor Barrett | TRUE | 2026-03-06T00:00:00 | 2026-06-26T00:00:00 | 2026-06-19T00:00:00 | 20 | 17 | 3 | 10912.04 | 1047555.84 | 55316-3157 | USA | D10 | 58 | EATON CORPORATION | 60673-3531 | SPN85N3WEA503BDNCNCLSNNAX | 5000AF; 600VAC MAX; 100% RATED; 85KA AT 480VAC; 3 POLE; UL; DRAWOUT, ELECTRICALLY OPERATED, PXR35 LSIG CIRCUIT BREAKER TYPE WITH ARMS | PUR | 5000AF; 600VAC MAX; 100% RATED; 85KA AT 480VAC; 3 POLE; UL; DRAWOUT, ELECTRICALLY OPERATED, PXR35 LSIG CIRCUIT BREAKER TYPE WITH ARMS | EA | EA |  | TRUE |  | P | PPD | 100
131652 | 4 | 4 | States | Champlin | Taylor Barrett | TRUE | 2026-03-06T00:00:00 | 2026-07-24T00:00:00 | 2026-07-17T00:00:00 | 15 | 0 | 15 | 10912.04 | 1047555.84 | 55316-3157 | USA | D10 | 58 | EATON CORPORATION | 60673-3531 | SPN85N3WEA503BDNCNCLSNNAX | 5000AF; 600VAC MAX; 100% RATED; 85KA AT 480VAC; 3 POLE; UL; DRAWOUT, ELECTRICALLY OPERATED, PXR35 LSIG CIRCUIT BREAKER TYPE WITH ARMS | PUR | 5000AF; 600VAC MAX; 100% RATED; 85KA AT 480VAC; 3 POLE; UL; DRAWOUT, ELECTRICALLY OPERATED, PXR35 LSIG CIRCUIT BREAKER TYPE WITH ARMS | EA | EA |  | TRUE |  | P | PPD | 100
131652 | 3 | 4 | States | Champlin | Taylor Barrett | TRUE | 2026-03-06T00:00:00 | 2026-07-17T00:00:00 | 2026-07-17T00:00:00 | 15 | 6 | 9 | 10957.48 | 876598.4 | 55316-3157 | USA | D10 | 58 | EATON CORPORATION | 60673-3531 | SPN85N3WEA503BDNCNCLSKNAX | 5000AF; 600VAC MAX; 100% RATED; 85KA AT 480VAC; 3 POLE; UL; DRAWOUT, ELECTRICALLY OPERATED, PXR35 LSIG CIRCUIT BREAKER TYPE WITH ARMS & KIRK KEY | PUR | 5000AF; 600VAC MAX; 100% RATED; 85KA AT 480VAC; 3 POLE; UL; DRAWOUT, ELECTRICALLY OPERATED, PXR35 LSIG CIRCUIT BREAKER TYPE WITH ARMS & KIRK KEY | EA | EA |  | TRUE |  | P | PPD | 100
131652 | 2 | 6 | States | Champlin | Taylor Barrett | TRUE | 2026-03-06T00:00:00 | 2026-07-24T00:00:00 | 2026-05-19T00:00:00 | 48 | 0 | 48 | 10381.51 | 2491562.4 | 55316-3157 | USA | D10 | 58 | EATON CORPORATION | 60673-3531 | BN5E3ZADNSNNNEC | CASSETTE WITH ETHERNET IO INSTALLED FOR 3P 5000A DRAWOUT ACB | PUR | CASSETTE WITH ETHERNET IO INSTALLED FOR 3P 5000A DRAWOUT ACB | EA | EA |  | TRUE |  | P | PPD | 100
131652 | 2 | 5 | States | Champlin | Taylor Barrett | TRUE | 2026-03-06T00:00:00 | 2026-07-10T00:00:00 | 2026-05-19T00:00:00 | 45 | 0 | 45 | 10381.51 | 2491562.4 | 55316-3157 | USA | D10 | 58 | EATON CORPORATION | 60673-3531 | BN5E3ZADNSNNNEC | CASSETTE WITH ETHERNET IO INSTALLED FOR 3P 5000A DRAWOUT ACB | PUR | CASSETTE WITH ETHERNET IO INSTALLED FOR 3P 5000A DRAWOUT ACB | EA | EA |  | TRUE |  | P | PPD | 100
131652 | 2 | 4 | States | Champlin | Taylor Barrett | TRUE | 2026-03-06T00:00:00 | 2026-06-26T00:00:00 | 2026-05-19T00:00:00 | 48 | 0 | 48 | 10381.51 | 2491562.4 | 55316-3157 | USA | D10 | 58 | EATON CORPORATION | 60673-3531 | BN5E3ZADNSNNNEC | CASSETTE WITH ETHERNET IO INSTALLED FOR 3P 5000A DRAWOUT ACB | PUR | CASSETTE WITH ETHERNET IO INSTALLED FOR 3P 5000A DRAWOUT ACB | EA | EA |  | TRUE |  | P | PPD | 100
131652 | 2 | 3 | States | Champlin | Taylor Barrett | TRUE | 2026-03-06T00:00:00 | 2026-06-19T00:00:00 | 2026-05-19T00:00:00 | 28 | 2 | 26 | 10381.51 | 2491562.4 | 55316-3157 | USA | D10 | 58 | EATON CORPORATION | 60673-3531 | BN5E3ZADNSNNNEC | CASSETTE WITH ETHERNET IO INSTALLED FOR 3P 5000A DRAWOUT ACB | PUR | CASSETTE WITH ETHERNET IO INSTALLED FOR 3P 5000A DRAWOUT ACB | EA | EA |  | TRUE |  | P | PPD | 100
131652 | 1 | 6 | States | Champlin | Taylor Barrett | TRUE | 2026-03-06T00:00:00 | 2026-07-17T00:00:00 | 2026-07-10T00:00:00 | 60 | 57 | 3 | 1027.7 | 328864 | 55316-3157 | USA | D10 | 58 | EATON CORPORATION | 60673-3531 | AN323UADNSNNNEC | CASSETTE WITH ETHERNET IO INSTALLED FOR 3200A DRAWOUT ACB | PUR | CASSETTE WITH ETHERNET IO INSTALLED FOR 3200A DRAWOUT ACB | EA | EA |  | TRUE |  | P | PPD | 100
131508 | 1 | 6 | States | Champlin | Taylor Barrett | TRUE | 2026-02-27T00:00:00 | 2026-07-27T00:00:00 | 2026-07-27T00:00:00 | 30 | 0 | 30 | 2508.22 | 401315.2 | 55316 | USA | D10 | 58 | EATON CORPORATION | 60673-3531 | SPD300480D4J-ND | POWER XPERT SPD UL 1449 SURGE PROTECTIVE DEVICE W/O REMOTE DISPLAY , 300KA/PHASE, 480 DELTA(3W+G), (1) FORM C CONTACT, SURGE COUNTER,AUDIBLE ALARM WITH SILENCE BUTTON, RJ45 PORT | PUR | POWER XPERT SPD UL 1449 SURGE PROTECTIVE DEVICE W/O REMOTE DISPLAY , 300KA/PHASE, 480 DELTA(3W+G), (1) FORM C CONTACT, SURGE COUNTER,AUDIBLE ALARM WITH SILENCE BUTTON, RJ45 PORT | EA | EA |  | TRUE |  | P | PPD | 100
133644 | 4 | 1 | States | Champlin | Taylor Barrett | TRUE | 2026-05-27T00:00:00 | 2026-07-02T00:00:00 |  | 4 | 0 | 4 | 86.14 | 344.56 | 55316-3157 | USA | D10 | 58 | EATON CORPORATION | 60673-3531 | SOP6572C81G26 | "Category: --- LV - Other --- Identifier: --- Breaker ---------------------------------- - Enclosure Rating: --- - System voltage: --- - Bus amperage: --- - Short Circuit Rating: --- - Sections: --- 0" | Buy | "Category: --- LV - Other --- Identifier: --- Breaker ---------------------------------- - Enclosure Rating: --- - System voltage: --- - Bus amperage: --- - Short Circuit Rating: --- - Sections: --- 0" | EA | EA |  | FALSE |  | P | B/W | 100
133644 | 3 | 1 | States | Champlin | Taylor Barrett | TRUE | 2026-05-27T00:00:00 | 2026-07-02T00:00:00 |  | 3 | 0 | 3 | 185.15 | 555.45 | 55316-3157 | USA | D10 | 58 | EATON CORPORATION | 60673-3531 | SOP42C8129G02 | PDG3 400A SINGLE CONNECTOR KTI | SRPP | PDG3 400A SINGLE CONNECTOR KTI | EA | EA |  | FALSE |  | P | B/W | 100
133644 | 2 | 1 | States | Champlin | Taylor Barrett | TRUE | 2026-05-27T00:00:00 | 2026-07-02T00:00:00 |  | 3 | 0 | 3 | 817.51 | 2452.53 | 55316-3157 | USA | D10 | 58 | EATON CORPORATION | 60673-3531 | PDG33K0400TFAL | PDG3,3P,400A,50KA/480V,FXADJ TMTU | Buy | PDG3,3P,400A,50KA/480V,FXADJ TMTU | EA | EA |  | FALSE |  | P | B/W | 100
133644 | 1 | 1 | States | Champlin | Taylor Barrett | TRUE | 2026-05-27T00:00:00 | 2026-07-02T00:00:00 |  | 4 | 0 | 4 | 279.52 | 1118.08 | 55316-3157 | USA | D10 | 58 | EATON CORPORATION | 60673-3531 | PDG23K0200TFFL | PDG2,3P,200A,50KA/480V,FXFXTMTU | Buy | PDG2,3P,200A,50KA/480V,FXFXTMTU | EA | EA |  | FALSE |  | P | B/W | 100
134724 | 1 | 1 | States | Champlin | Taylor Barrett | TRUE | 2026-07-14T00:00:00 | 2026-08-03T00:00:00 |  | 18 | 0 | 18 | 181.6 | 8535.2 | 55316-3157 | USA | N60 | 58 | EATON CORPORATION | 60673-3531 | 8651C91G02 | 3200/2000A BREAKER LIFTING YOKE | PUR | 3200/2000A BREAKER LIFTING YOKE | EA | EA |  | FALSE |  | P | PPD | 100
134724 | 1 | 2 | States | Champlin | Taylor Barrett | TRUE | 2026-07-14T00:00:00 | 2026-08-31T00:00:00 |  | 18 | 0 | 18 | 181.6 | 8535.2 | 55316-3157 | USA | N60 | 58 | EATON CORPORATION | 60673-3531 | 8651C91G02 | 3200/2000A BREAKER LIFTING YOKE | PUR | 3200/2000A BREAKER LIFTING YOKE | EA | EA |  | FALSE |  | P | PPD | 100
134724 | 1 | 3 | States | Champlin | Taylor Barrett | TRUE | 2026-07-14T00:00:00 | 2026-09-28T00:00:00 |  | 11 | 0 | 11 | 181.6 | 8535.2 | 55316-3157 | USA | N60 | 58 | EATON CORPORATION | 60673-3531 | 8651C91G02 | 3200/2000A BREAKER LIFTING YOKE | PUR | 3200/2000A BREAKER LIFTING YOKE | EA | EA |  | FALSE |  | P | PPD | 100
134724 | 2 | 1 | States | Champlin | Taylor Barrett | TRUE | 2026-07-14T00:00:00 | 2026-08-10T00:00:00 |  | 11 | 0 | 11 | 903.45 | 32524.2 | 55316-3157 | USA | N60 | 58 | EATON CORPORATION | 60673-3531 | 8651C91G15 | 4000A BREAKER LIFTING YOKE | PUR | 4000A BREAKER LIFTING YOKE | EA | EA |  | FALSE |  | P | PPD | 100
134724 | 2 | 2 | States | Champlin | Taylor Barrett | TRUE | 2026-07-14T00:00:00 | 2026-09-04T00:00:00 |  | 14 | 0 | 14 | 903.45 | 32524.2 | 55316-3157 | USA | N60 | 58 | EATON CORPORATION | 60673-3531 | 8651C91G15 | 4000A BREAKER LIFTING YOKE | PUR | 4000A BREAKER LIFTING YOKE | EA | EA |  | FALSE |  | P | PPD | 100
134724 | 2 | 3 | States | Champlin | Taylor Barrett | TRUE | 2026-07-14T00:00:00 | 2026-09-28T00:00:00 |  | 11 | 0 | 11 | 903.45 | 32524.2 | 55316-3157 | USA | N60 | 58 | EATON CORPORATION | 60673-3531 | 8651C91G15 | 4000A BREAKER LIFTING YOKE | PUR | 4000A BREAKER LIFTING YOKE | EA | EA |  | FALSE |  | P | PPD | 100
134724 | 3 | 1 | States | Champlin | Taylor Barrett | TRUE | 2026-07-14T00:00:00 | 2026-08-10T00:00:00 |  | 6 | 0 | 6 | 884.54 | 30958.9 | 55316-3157 | USA | N60 | 58 | EATON CORPORATION | 60673-3531 | 8651C91G17 | EATON MAGNUM DS CB TRANSPORT ACCESSORIES, MAGNUM DS OVERHEAD CIRCUIT BREAKER HOIST, MDSL | PUR | EATON MAGNUM DS CB TRANSPORT ACCESSORIES, MAGNUM DS OVERHEAD CIRCUIT BREAKER HOIST, MDSL | EA | EA |  | FALSE |  | P | PPD | 100
134724 | 3 | 2 | States | Champlin | Taylor Barrett | TRUE | 2026-07-14T00:00:00 | 2026-08-31T00:00:00 |  | 18 | 0 | 18 | 884.54 | 30958.9 | 55316-3157 | USA | N60 | 58 | EATON CORPORATION | 60673-3531 | 8651C91G17 | EATON MAGNUM DS CB TRANSPORT ACCESSORIES, MAGNUM DS OVERHEAD CIRCUIT BREAKER HOIST, MDSL | PUR | EATON MAGNUM DS CB TRANSPORT ACCESSORIES, MAGNUM DS OVERHEAD CIRCUIT BREAKER HOIST, MDSL | EA | EA |  | FALSE |  | P | PPD | 100
134724 | 3 | 3 | States | Champlin | Taylor Barrett | TRUE | 2026-07-14T00:00:00 | 2026-09-28T00:00:00 |  | 11 | 0 | 11 | 884.54 | 30958.9 | 55316-3157 | USA | N60 | 58 | EATON CORPORATION | 60673-3531 | 8651C91G17 | EATON MAGNUM DS CB TRANSPORT ACCESSORIES, MAGNUM DS OVERHEAD CIRCUIT BREAKER HOIST, MDSL | PUR | EATON MAGNUM DS CB TRANSPORT ACCESSORIES, MAGNUM DS OVERHEAD CIRCUIT BREAKER HOIST, MDSL | EA | EA |  | FALSE |  | P | PPD | 100
131909 | 1 | 6 | States | Champlin | Taylor Barrett | TRUE | 2026-03-19T00:00:00 | 2026-07-17T00:00:00 | 2026-07-17T00:00:00 | 45 | 0 | 45 | 2587.78 | 621067.2 | 55316-3157 | USA | D10 | 58 | EATON CORPORATION | 60673-3531 | PDF53N0800P2MN | 800AF; 3P 100% LSI FIXED MANUALLY OPERATED CIRCUIT BREAKER 85KA/@480VAC WITH PXR25, MODBUS/RELAYS | PUR | 800AF; 3P 100% LSI FIXED MANUALLY OPERATED CIRCUIT BREAKER 85KA/@480VAC WITH PXR25, MODBUS/RELAYS | EA | EA |  | TRUE |  | P | PPD | 100
132996 | 1 | 2 | States | Dayton | Taylor Barrett | TRUE | 2026-05-05T00:00:00 | 2026-08-14T00:00:00 | 2026-07-31T00:00:00 | 8 | 0 | 8 | 20305.67 | 162445.36 | 55369-6417 | USA | D10 | 58 | EATON CORPORATION | 60673-3531 | 70A2570G02 | 38 kV Primary Fuse Drawer Modules and Tilt-Out Unit, Two-fuse tilt-out unit 31.5 kA (located phase A and C) | PUR | 38 kV Primary Fuse Drawer Modules and Tilt-Out Unit, Two-fuse tilt-out unit 31.5 kA (located phase A and C) | EA | EA |  | TRUE |  | P | PPD | DAYTON
132996 | 2 | 1 | States | Dayton | Taylor Barrett | TRUE | 2026-05-05T00:00:00 | 2026-07-31T00:00:00 | 2026-07-31T00:00:00 | 16 | 0 | 16 | 176.16 | 2818.56 | 55369-6417 | USA | D10 | 58 | EATON CORPORATION | 60673-3531 | 72C2583H01 | Tilt out fuse unit bus sprouts for A and C Phase | PUR | Tilt out fuse unit bus sprouts for A and C Phase | EA | EA |  | TRUE |  | P | PPD | DAYTON
131503 | 15 | 3 | States | Champlin | Taylor Barrett | TRUE | 2026-02-27T00:00:00 | 2026-06-30T00:00:00 | 2026-05-20T00:00:00 | 282 | 263 | 19 | 574.63 | 275822.4 | 55316 | USA | D10 | 58 | EATON CORPORATION | 60673-3531 | SOP8778C89G15 | PRL4X PDF5 3P 1200A 100% Rated CONN KIT | PUR | PRL4X PDF5 3P 1200A 100% Rated CONN KIT | EA | EA |  | TRUE |  | P | PPD | 100
131503 | 14 | 7 | States | Champlin | Taylor Barrett | TRUE | 2026-02-27T00:00:00 | 2030-12-31T00:00:00 | 2026-06-15T00:00:00 | 14 | 10 | 4 | 920.49 | 73639.2 | 55316 | USA | D10 | 58 | EATON CORPORATION | 60673-3531 | PXG1000-0000000 | POWER DISTRIBUTION MONITORING CONTROL - NO APPS GATEWAY, CONNECTS 64 DEVICES, INPUT VOLTAGE, NOMINAL: 10 TO 30 VDC; 0.3 A | PUR | POWER DISTRIBUTION MONITORING CONTROL - NO APPS GATEWAY, CONNECTS 64 DEVICES, INPUT VOLTAGE, NOMINAL: 10 TO 30 VDC; 0.3 A | EA | EA |  | TRUE |  | P | PPD | 100
131503 | 9 | 6 | States | Champlin | Taylor Barrett | TRUE | 2026-02-27T00:00:00 | 2026-07-24T00:00:00 | 2026-07-10T00:00:00 | 44 | 0 | 44 | 3563.83 | 1140425.6 | 55316 | USA | D10 | 58 | EATON CORPORATION | 60673-3531 | PDF53N1200P5MNNNZL | 1200AF; 3P 100% LSIG FIXED MANUALLY OPERATED CIRCUIT BREAKER 85KA/@480VAC WITH PXR25, MODBUS/RELAYS | PUR | 1200AF; 3P 100% LSIG FIXED MANUALLY OPERATED CIRCUIT BREAKER 85KA/@480VAC WITH PXR25, MODBUS/RELAYS | EA | EA |  | TRUE |  | P | PPD | 100
131503 | 9 | 5 | States | Champlin | Taylor Barrett | TRUE | 2026-02-27T00:00:00 | 2026-07-10T00:00:00 | 2026-07-10T00:00:00 | 60 | 0 | 60 | 3563.83 | 1140425.6 | 55316 | USA | D10 | 58 | EATON CORPORATION | 60673-3531 | PDF53N1200P5MNNNZL | 1200AF; 3P 100% LSIG FIXED MANUALLY OPERATED CIRCUIT BREAKER 85KA/@480VAC WITH PXR25, MODBUS/RELAYS | PUR | 1200AF; 3P 100% LSIG FIXED MANUALLY OPERATED CIRCUIT BREAKER 85KA/@480VAC WITH PXR25, MODBUS/RELAYS | EA | EA |  | TRUE |  | P | PPD | 100
131503 | 9 | 4 | States | Champlin | Taylor Barrett | TRUE | 2026-02-27T00:00:00 | 2026-06-26T00:00:00 | 2026-06-26T00:00:00 | 64 | 0 | 64 | 3563.83 | 1140425.6 | 55316 | USA | D10 | 58 | EATON CORPORATION | 60673-3531 | PDF53N1200P5MNNNZL | 1200AF; 3P 100% LSIG FIXED MANUALLY OPERATED CIRCUIT BREAKER 85KA/@480VAC WITH PXR25, MODBUS/RELAYS | PUR | 1200AF; 3P 100% LSIG FIXED MANUALLY OPERATED CIRCUIT BREAKER 85KA/@480VAC WITH PXR25, MODBUS/RELAYS | EA | EA |  | TRUE |  | P | PPD | 100
131503 | 9 | 3 | States | Champlin | Taylor Barrett | TRUE | 2026-02-27T00:00:00 | 2026-06-25T00:00:00 | 2026-06-12T00:00:00 | 84 | 32 | 52 | 3563.83 | 1140425.6 | 55316 | USA | D10 | 58 | EATON CORPORATION | 60673-3531 | PDF53N1200P5MNNNZL | 1200AF; 3P 100% LSIG FIXED MANUALLY OPERATED CIRCUIT BREAKER 85KA/@480VAC WITH PXR25, MODBUS/RELAYS | PUR | 1200AF; 3P 100% LSIG FIXED MANUALLY OPERATED CIRCUIT BREAKER 85KA/@480VAC WITH PXR25, MODBUS/RELAYS | EA | EA |  | TRUE |  | P | PPD | 100
131503 | 3 | 6 | States | Champlin | Taylor Barrett | TRUE | 2026-02-27T00:00:00 | 2026-07-10T00:00:00 | 2026-07-10T00:00:00 | 15 | 6 | 9 | 884.54 | 70763.2 | 55316 | USA | D10 | 58 | EATON CORPORATION | 60673-3531 | 8651C91G17 | EATON MAGNUM DS CB TRANSPORT ACCESSORIES, MAGNUM DS OVERHEAD CIRCUIT BREAKER HOIST, MDSL | PUR | EATON MAGNUM DS CB TRANSPORT ACCESSORIES, MAGNUM DS OVERHEAD CIRCUIT BREAKER HOIST, MDSL | EA | EA |  | TRUE |  | P | PPD | 100
133908 | 1 | 1 | States | Dayton | Taylor Barrett | TRUE | 2026-06-08T00:00:00 | 2026-11-24T00:00:00 |  | 24 | 0 | 24 | 20305.67 | 1340174.22 | 55369-6417 | USA | D10 | 58 | EATON CORPORATION | 60673-3531 | 70A2570G02 | 38 kV Primary Fuse Drawer Modules and Tilt-Out Unit, Two-fuse tilt-out unit 31.5 kA (located phase A and C) | PUR | 38 kV Primary Fuse Drawer Modules and Tilt-Out Unit, Two-fuse tilt-out unit 31.5 kA (located phase A and C) | EA | EA |  | FALSE |  | P | PPD | DAYTON
133908 | 1 | 2 | States | Dayton | Taylor Barrett | TRUE | 2026-06-08T00:00:00 | 2027-01-25T00:00:00 |  | 12 | 0 | 12 | 20305.67 | 1340174.22 | 55369-6417 | USA | D10 | 58 | EATON CORPORATION | 60673-3531 | 70A2570G02 | 38 kV Primary Fuse Drawer Modules and Tilt-Out Unit, Two-fuse tilt-out unit 31.5 kA (located phase A and C) | PUR | 38 kV Primary Fuse Drawer Modules and Tilt-Out Unit, Two-fuse tilt-out unit 31.5 kA (located phase A and C) | EA | EA |  | FALSE |  | P | PPD | DAYTON
133908 | 1 | 3 | States | Dayton | Taylor Barrett | TRUE | 2026-06-08T00:00:00 | 2027-02-22T00:00:00 |  | 12 | 0 | 12 | 20305.67 | 1340174.22 | 55369-6417 | USA | D10 | 58 | EATON CORPORATION | 60673-3531 | 70A2570G02 | 38 kV Primary Fuse Drawer Modules and Tilt-Out Unit, Two-fuse tilt-out unit 31.5 kA (located phase A and C) | PUR | 38 kV Primary Fuse Drawer Modules and Tilt-Out Unit, Two-fuse tilt-out unit 31.5 kA (located phase A and C) | EA | EA |  | FALSE |  | P | PPD | DAYTON
133908 | 1 | 4 | States | Dayton | Taylor Barrett | TRUE | 2026-06-08T00:00:00 | 2027-03-25T00:00:00 |  | 12 | 0 | 12 | 20305.67 | 1340174.22 | 55369-6417 | USA | D10 | 58 | EATON CORPORATION | 60673-3531 | 70A2570G02 | 38 kV Primary Fuse Drawer Modules and Tilt-Out Unit, Two-fuse tilt-out unit 31.5 kA (located phase A and C) | PUR | 38 kV Primary Fuse Drawer Modules and Tilt-Out Unit, Two-fuse tilt-out unit 31.5 kA (located phase A and C) | EA | EA |  | FALSE |  | P | PPD | DAYTON
133908 | 1 | 5 | States | Dayton | Taylor Barrett | TRUE | 2026-06-08T00:00:00 | 2027-04-26T00:00:00 |  | 6 | 0 | 6 | 20305.67 | 1340174.22 | 55369-6417 | USA | D10 | 58 | EATON CORPORATION | 60673-3531 | 70A2570G02 | 38 kV Primary Fuse Drawer Modules and Tilt-Out Unit, Two-fuse tilt-out unit 31.5 kA (located phase A and C) | PUR | 38 kV Primary Fuse Drawer Modules and Tilt-Out Unit, Two-fuse tilt-out unit 31.5 kA (located phase A and C) | EA | EA |  | FALSE |  | P | PPD | DAYTON
133908 | 2 | 1 | States | Dayton | Taylor Barrett | TRUE | 2026-06-08T00:00:00 | 2026-11-20T00:00:00 |  | 24 | 0 | 24 | 176.16 | 23253.12 | 55369-6417 | USA | D10 | 58 | EATON CORPORATION | 60673-3531 | 72C2583H01 | Tilt out fuse unit bus sprouts for A and C Phase | PUR | Tilt out fuse unit bus sprouts for A and C Phase | EA | EA |  | FALSE |  | P | PPD | DAYTON
133908 | 2 | 2 | States | Dayton | Taylor Barrett | TRUE | 2026-06-08T00:00:00 | 2026-12-23T00:00:00 |  | 24 | 0 | 24 | 176.16 | 23253.12 | 55369-6417 | USA | D10 | 58 | EATON CORPORATION | 60673-3531 | 72C2583H01 | Tilt out fuse unit bus sprouts for A and C Phase | PUR | Tilt out fuse unit bus sprouts for A and C Phase | EA | EA |  | FALSE |  | P | PPD | DAYTON
133908 | 2 | 3 | States | Dayton | Taylor Barrett | TRUE | 2026-06-08T00:00:00 | 2027-01-25T00:00:00 |  | 24 | 0 | 24 | 176.16 | 23253.12 | 55369-6417 | USA | D10 | 58 | EATON CORPORATION | 60673-3531 | 72C2583H01 | Tilt out fuse unit bus sprouts for A and C Phase | PUR | Tilt out fuse unit bus sprouts for A and C Phase | EA | EA |  | FALSE |  | P | PPD | DAYTON
133908 | 2 | 4 | States | Dayton | Taylor Barrett | TRUE | 2026-06-08T00:00:00 | 2027-02-22T00:00:00 |  | 24 | 0 | 24 | 176.16 | 23253.12 | 55369-6417 | USA | D10 | 58 | EATON CORPORATION | 60673-3531 | 72C2583H01 | Tilt out fuse unit bus sprouts for A and C Phase | PUR | Tilt out fuse unit bus sprouts for A and C Phase | EA | EA |  | FALSE |  | P | PPD | DAYTON
133908 | 2 | 5 | States | Dayton | Taylor Barrett | TRUE | 2026-06-08T00:00:00 | 2027-03-25T00:00:00 |  | 24 | 0 | 24 | 176.16 | 23253.12 | 55369-6417 | USA | D10 | 58 | EATON CORPORATION | 60673-3531 | 72C2583H01 | Tilt out fuse unit bus sprouts for A and C Phase | PUR | Tilt out fuse unit bus sprouts for A and C Phase | EA | EA |  | FALSE |  | P | PPD | DAYTON
133908 | 2 | 6 | States | Dayton | Taylor Barrett | TRUE | 2026-06-08T00:00:00 | 2027-04-26T00:00:00 |  | 12 | 0 | 12 | 176.16 | 23253.12 | 55369-6417 | USA | D10 | 58 | EATON CORPORATION | 60673-3531 | 72C2583H01 | Tilt out fuse unit bus sprouts for A and C Phase | PUR | Tilt out fuse unit bus sprouts for A and C Phase | EA | EA |  | FALSE |  | P | PPD | DAYTON
134419 | 2 | 1 | States | Dayton | Taylor Barrett | TRUE | 2026-06-29T00:00:00 | 2026-08-17T00:00:00 |  | 2 | 0 | 2 | 6832.98 | 13665.96 | 55369-6417 | USA | D10 | 58 | EATON CORPORATION | 60673-3531 | ETR-4000-2A0BA0 | Eaton, transformer relay, ETR-4000, Transformer protection relay, Modbus RTU or DNP3 RTU over RS485, 5A, 1A, 40-250 Vac, 19-300 Vdc, 8, 9,Transformer, over RS-485, 19-300Vdc, 40-250Vac, 50/60 Hz ,Trip Coil Monitor{PIO3} | PUR | Eaton, transformer relay, ETR-4000, Transformer protection relay, Modbus RTU or DNP3 RTU over RS485, 5A, 1A, 40-250 Vac, 19-300 Vdc, 8, 9,Transformer, over RS-485, 19-300Vdc, 40-250Vac, 50/60 Hz ,Trip Coil Monitor{PIO3} | EA | EA |  | FALSE |  | P | PPD | DAYTON
134419 | 1 | 1 | States | Dayton | Taylor Barrett | TRUE | 2026-06-29T00:00:00 | 2026-08-17T00:00:00 |  | 2 | 0 | 2 | 4896.11 | 9792.22 | 55369-6417 | USA | D10 | 58 | EATON CORPORATION | 60673-3531 | EDR-5000-2A0BA0 | Eaton, distribution relay, EDR-5000, Distribution relay, Modbus RTU or DNP3 RTU over RS485, 5A, 1A, 40-250 Vac, 19-300 Vdc, 8, 11,Feeder,1 0, 1, over RS-485, 19- 300Vdc, 40-250Vac, 50/60 Hz Trip Coil Monitor{PIO3} | PUR | Eaton, distribution relay, EDR-5000, Distribution relay, Modbus RTU or DNP3 RTU over RS485, 5A, 1A, 40-250 Vac, 19-300 Vdc, 8, 11,Feeder,1 0, 1, over RS-485, 19- 300Vdc, 40-250Vac, 50/60 Hz Trip Coil Monitor{PIO3} | EA | EA |  | FALSE |  | P | PPD | DAYTON
130931 | 4 | 2 | States | Dayton | Taylor Barrett | TRUE | 2026-01-28T00:00:00 | 2026-07-10T00:00:00 | 2026-06-26T00:00:00 | 20 | 0 | 20 | 23295.82 | 1863665.6 | 55369 | USA | D10 | 58 | EATON CORPORATION | 60673-3531 | 72C2506G61 | Breaker cell - MR2 mini mod with short spouts | PUR | Breaker cell - MR2 mini mod with short spouts | EA | EA |  | TRUE |  | P | PPD | DAYTON
130931 | 4 | 3 | States | Dayton | Taylor Barrett | TRUE | 2026-01-28T00:00:00 | 2026-07-17T00:00:00 | 2026-07-10T00:00:00 | 20 | 0 | 20 | 23295.82 | 1863665.6 | 55369 | USA | D10 | 58 | EATON CORPORATION | 60673-3531 | 72C2506G61 | Breaker cell - MR2 mini mod with short spouts | PUR | Breaker cell - MR2 mini mod with short spouts | EA | EA |  | TRUE |  | P | PPD | DAYTON
130931 | 4 | 4 | States | Dayton | Taylor Barrett | TRUE | 2026-01-28T00:00:00 | 2026-08-14T00:00:00 | 2026-07-17T00:00:00 | 18 | 0 | 18 | 23295.82 | 1863665.6 | 55369 | USA | D10 | 58 | EATON CORPORATION | 60673-3531 | 72C2506G61 | Breaker cell - MR2 mini mod with short spouts | PUR | Breaker cell - MR2 mini mod with short spouts | EA | EA |  | TRUE |  | P | PPD | DAYTON
130931 | 4 | 5 | States | Dayton | Taylor Barrett | TRUE | 2026-01-28T00:00:00 | 2026-08-28T00:00:00 | 2026-08-12T00:00:00 | 1 | 0 | 1 | 23295.82 | 1863665.6 | 55369 | USA | D10 | 58 | EATON CORPORATION | 60673-3531 | 72C2506G61 | Breaker cell - MR2 mini mod with short spouts | PUR | Breaker cell - MR2 mini mod with short spouts | EA | EA |  | TRUE |  | P | PPD | DAYTON
130931 | 4 | 6 | States | Dayton | Taylor Barrett | TRUE | 2026-01-28T00:00:00 | 2026-09-15T00:00:00 | 2026-08-14T00:00:00 | 1 | 0 | 1 | 23295.82 | 1863665.6 | 55369 | USA | D10 | 58 | EATON CORPORATION | 60673-3531 | 72C2506G61 | Breaker cell - MR2 mini mod with short spouts | PUR | Breaker cell - MR2 mini mod with short spouts | EA | EA |  | TRUE |  | P | PPD | DAYTON
130931 | 4 | 7 | States | Dayton | Taylor Barrett | TRUE | 2026-01-28T00:00:00 | 2026-09-18T00:00:00 | 2026-08-28T00:00:00 | 18 | 0 | 18 | 23295.82 | 1863665.6 | 55369 | USA | D10 | 58 | EATON CORPORATION | 60673-3531 | 72C2506G61 | Breaker cell - MR2 mini mod with short spouts | PUR | Breaker cell - MR2 mini mod with short spouts | EA | EA |  | TRUE |  | P | PPD | DAYTON
134003 | 1 | 1 | States | Dayton | Holly Davis | TRUE | 2026-06-10T00:00:00 | 2026-10-23T00:00:00 | 2026-10-23T00:00:00 | 500 | 0 | 500 | 54.45 | 27225 | 55369-6417 | USA | N30 | 59 | INDEECO / ASPEQ Heating Group LLC | 63144 | 276-6 | Strip Heaters: 250V, 350W | PUR | Strip Heaters: 250V, 350W | EA | EA |  | TRUE |  | P | FXG | DAYTON
134791 | 1 | 4 | States | Dayton | Holly Davis | TRUE | 2026-07-15T00:00:00 | 2026-12-17T00:00:00 |  | 246 | 0 | 246 | 54.45 | 41327.55 | 55369-6417 | USA | N30 | 59 | INDEECO / ASPEQ Heating Group LLC | 63144 | 276-6 | Strip Heaters: 250V, 350W | PUR | Strip Heaters: 250V, 350W | EA | EA |  | FALSE |  | P | FXG | DAYTON
134791 | 1 | 3 | States | Dayton | Holly Davis | TRUE | 2026-07-15T00:00:00 | 2026-11-20T00:00:00 |  | 258 | 0 | 258 | 54.45 | 41327.55 | 55369-6417 | USA | N30 | 59 | INDEECO / ASPEQ Heating Group LLC | 63144 | 276-6 | Strip Heaters: 250V, 350W | PUR | Strip Heaters: 250V, 350W | EA | EA |  | FALSE |  | P | FXG | DAYTON
134791 | 1 | 2 | States | Dayton | Holly Davis | TRUE | 2026-07-15T00:00:00 | 2026-11-09T00:00:00 |  | 100 | 0 | 100 | 54.45 | 41327.55 | 55369-6417 | USA | N30 | 59 | INDEECO / ASPEQ Heating Group LLC | 63144 | 276-6 | Strip Heaters: 250V, 350W | PUR | Strip Heaters: 250V, 350W | EA | EA |  | FALSE |  | P | FXG | DAYTON
134791 | 1 | 1 | States | Dayton | Holly Davis | TRUE | 2026-07-15T00:00:00 | 2026-10-26T00:00:00 |  | 155 | 0 | 155 | 54.45 | 41327.55 | 55369-6417 | USA | N30 | 59 | INDEECO / ASPEQ Heating Group LLC | 63144 | 276-6 | Strip Heaters: 250V, 350W | PUR | Strip Heaters: 250V, 350W | EA | EA |  | FALSE |  | P | FXG | DAYTON
133401 | 1 | 1 | States | Dayton | Holly Davis | TRUE | 2026-05-19T00:00:00 | 2026-09-30T00:00:00 | 2026-09-30T00:00:00 | 600 | 0 | 600 | 54.45 | 32670 | 55369-6417 | USA | N30 | 59 | INDEECO / ASPEQ Heating Group LLC | 63144 | 276-6 | Strip Heaters: 250V, 350W | PUR | Strip Heaters: 250V, 350W | EA | EA |  | TRUE |  | P | FXG | DAYTON
134585 | 1 | 1 | States | Champlin | Holly Davis | TRUE | 2026-07-07T00:00:00 | 2026-08-05T00:00:00 | 2026-08-05T00:00:00 | 12 | 0 | 12 | 42 | 504 | 55316-3157 | USA | N30 | 59 | INDEECO / ASPEQ Heating Group LLC | 63144 | 276-3 | HEATREX SPACE HEATER RATED 120VAC/125VDC-250W | PUR | HEATREX SPACE HEATER RATED 120VAC/125VDC-250W | EA | EA | INDE | TRUE |  | P | FXG | 100
134836 | 1 | 1 | States | Champlin | Taylor Barrett | TRUE | 2026-07-16T00:00:00 | 2026-07-24T00:00:00 |  | 4 | 0 | 4 | 1061.06 | 4244.24 | 55316-3157 | USA | D01 | 61 | GRAYBAR ELECTRIC COMPANY INC | 60693-0124 | 9F62DDD050 | 50E 15KV Fuse with Clips | Buy | 50E 15KV Fuse with Clips | EA | EA |  | FALSE |  | P | PPD
134810 | 1 | 1 | States | Champlin | Taylor Barrett | TRUE | 2026-07-15T00:00:00 | 2026-07-22T00:00:00 |  | 5 | 0 | 5 | 18.84 | 94.2 | 55316-3157 | USA | N30 | 63 | VIKING ELECTRIC SUPPLY INC | 60674-1039 | Q260 | 60A 2-POLE, TYPE QP/MP, 120/240V (10K AIC) SIEMENS LOW VOLTAGE RESIDENTIAL MINIATURE CIRUIT BREAKER | CB | 60A 2-POLE, TYPE QP/MP, 120/240V (10K AIC) SIEMENS LOW VOLTAGE RESIDENTIAL MINIATURE CIRUIT BREAKER | EA | EA |  | FALSE |  | P | DEL | 100
134532 | 1 | 1 | States | Champlin | Andrew Olson | TRUE | 2026-07-06T00:00:00 | 2026-09-30T00:00:00 | 2026-09-30T00:00:00 | 160 | 0 | 160 | 13.25 | 2120 | 55316-3157 | USA | N30 | 68 | H M CRAGG COMPANY | 55439 | N235-001-SH6A-1 | Patch Panel Keystone, Coupler, 1 Ports, Compatible Connector Type: RJ45 | PUR | Patch Panel Keystone, Coupler, 1 Ports, Compatible Connector Type: RJ45 | EA | EA |  | TRUE |  | P | PPD | 100
131916 | 1 | 13 | States | Champlin | Robert Boulka | TRUE | 2026-03-19T00:00:00 | 2026-07-31T00:00:00 | 2026-07-31T00:00:00 | 1500 | 0 | 1500 | 5.73 | 103140 | 55316-3157 | USA | N30 | 72 | DIAMOND VOGEL INC | 55411 | ET03-47890 | 61 GRAY POWDER COATINGS | pnt | 61 GRAY POWDER COATINGS | LB | LB |  | TRUE |  | P | DEL
131916 | 1 | 12 | States | Champlin | Robert Boulka | TRUE | 2026-03-19T00:00:00 | 2026-07-31T00:00:00 | 2026-07-31T00:00:00 | 1500 | 0 | 1500 | 5.73 | 103140 | 55316-3157 | USA | N30 | 72 | DIAMOND VOGEL INC | 55411 | ET03-47890 | 61 GRAY POWDER COATINGS | pnt | 61 GRAY POWDER COATINGS | LB | LB |  | TRUE |  | P | DEL
131916 | 1 | 11 | States | Champlin | Robert Boulka | TRUE | 2026-03-19T00:00:00 | 2026-07-31T00:00:00 | 2026-07-31T00:00:00 | 1500 | 0 | 1500 | 5.73 | 103140 | 55316-3157 | USA | N30 | 72 | DIAMOND VOGEL INC | 55411 | ET03-47890 | 61 GRAY POWDER COATINGS | pnt | 61 GRAY POWDER COATINGS | LB | LB |  | TRUE |  | P | DEL
131916 | 1 | 10 | States | Champlin | Robert Boulka | TRUE | 2026-03-19T00:00:00 | 2026-07-31T00:00:00 | 2026-07-31T00:00:00 | 1500 | 0 | 1500 | 5.73 | 103140 | 55316-3157 | USA | N30 | 72 | DIAMOND VOGEL INC | 55411 | ET03-47890 | 61 GRAY POWDER COATINGS | pnt | 61 GRAY POWDER COATINGS | LB | LB |  | TRUE |  | P | DEL
131108 | 3 | 1 | States | Dayton | Hayley Fabian | TRUE | 2026-02-05T00:00:00 | 2026-12-31T00:00:00 |  | 5 | 0 | 5 | 5078.84 | 25394.2 | 55369 | USA | N45 | 77 | ABB INC | 27511 | BTO ATS 400A-600A | ZGDK3XX12-CX2XT4XX Automatic Transfer Switch, ZTG T-Series, 400 A-600 A "ZTG DT 400A3PH No Neu N1 General Purpose Commercial and Industrial Automatic Transfer Switch 400 A, 3 Phase (3 Pole), Delayed Transition NEMA 1 Enclosure 4 NO (Normally Open) and 4 NC (Normally Closed) Auxiliary Contacts No Neutral No Meters GB2 - (6)#8-1/0 Ground Bar Modbus TCP communications Additional 4 I/O, programmable T1-Panel Voltage agnostic, Rated for 200 to 480V line to line voltage Standard Application-Sources on Bottom UL 1008 listed up To 480VAC at 50/60Hz Seismic certified To IEEE-693-2005 at HIGH level With 2.5 amplification factor Seismic certified To IBC-2015 at Ip=1.5 For z/h less than Or equal To 1 Microprocessor activated Momentary test switch Programmable exerciser daily, 7-14-28-365 days user- selectable, with or without load Event log of last 250 events Adjustable over/under frequency sensor-Source 2-and Source 1 Frequency Indication - on the controller LED Source -2 - Position indication LED Source -1 - Position indication LED Source -2 - Source availability indication LED Source -1 - Source availability indication" "Engine start timer -adjustable up to 60sec Phase rotation sensing of Source 1 and Source 2 Under voltage sensing 3-phase Source 2 In Phase Monitor between Source 1 and Source 2 to allow transfer-with enable/disable Over voltage sensing-3 phase Source 2 Microprocessor activated Commit/no commit on transferring to Source 2-with enable/disable Time Delay from Neutral Position to Source 1 on Retransfer Time Delay from Neutral Position to Source 2 on Retransfer. Adjustable time delay on transfer to Source 1 Engine stop/cool adjustable cool down timer Voltage imbalance between phases-applies to 3-phase only Adjustable time delay on transfer to Source 2 Bypass transfer timer function-soft switch in controller Programmable Input Modules: (Must be configured by user upon installation) E-Stop Remote Control to S1 (R15 Load Shed) Remote Control to S2 Remote Control to OFF (R15D Load Shed) Inhibit Transfer Manual-Auto Mode Programmable Output Modules: (Must be configured by user upon installation) Alarm / Product Availability Load Connected to S1 Load Disconnected Load Connected to S2 Elevator Pre-transfer Signal (T3/W3)" | PUR | "Category: --- LV - Other --- Identifier: --- BTO ATS 400A-600A ---------------------------------- - Enclosure Rating: --- - System voltage: --- - Bus amperage: --- - Short Circuit Rating: --- - Sections: --- 0" | EA | EA | ABBE | FALSE |  | P | ALL | Dayton
131108 | 2 | 1 | States | Dayton | Hayley Fabian | TRUE | 2026-02-05T00:00:00 | 2026-12-31T00:00:00 |  | 2 | 0 | 2 | 4280.66 | 8561.32 | 55369 | USA | N45 | 77 | ABB INC | 27511 | BTO ATS 30A-260A | ZGDJ3XX12-CX2XT4XX - Automatic Transfer Switch, ZTG T-Series, 30 A-260 A "ZTG DT 260A3PH No Neu N1 General Purpose Commercial and Industrial Automatic Transfer Switch 260 A, 3 Phase (3 Pole), Delayed Transition NEMA 1 Enclosure 4 NO (Normally Open) and 4 NC (Normally Closed) Auxiliary Contacts No Neutral No Meters GB2 - (6)#8-1/0 Ground Bar Modbus TCP communications Additional 4 I/O, programmable T1-Panel Voltage agnostic, Rated for 200 to 480V line to line voltage Standard Application-Sources on Bottom UL 1008 listed up To 480VAC at 50/60Hz Seismic certified To IEEE-693-2005 at HIGH level With 2.5 amplification factor Seismic certified To IBC-2015 at Ip=1.5 For z/h less than Or equal To 1 Microprocessor activated Momentary test switch Programmable exerciser daily, 7-14-28-365 days user- selectable, with or without load Event log of last 250 events Adjustable over/under frequency sensor-Source 2-and Source 1 Frequency Indication - on the controller LED Source -2 - Position indication LED Source -1 - Position indication LED Source -2 - Source availability indication LED Source -1 - Source availability indication" "Engine start timer -adjustable up to 60sec Phase rotation sensing of Source 1 and Source 2 Under voltage sensing 3-phase Source 2 In Phase Monitor between Source 1 and Source 2 to allow transfer-with enable/disable Over voltage sensing-3 phase Source 2 Microprocessor activated Commit/no commit on transferring to Source 2-with enable/disable Time Delay from Neutral Position to Source 1 on Retransfer Time Delay from Neutral Position to Source 2 on Retransfer. Adjustable time delay on transfer to Source 1 Engine stop/cool adjustable cool down timer Voltage imbalance between phases-applies to 3-phase only Adjustable time delay on transfer to Source 2 Bypass transfer timer function-soft switch in controller Programmable Input Modules: (Must be configured by user upon installation) E-Stop Remote Control to S1 (R15 Load Shed) Remote Control to S2 Remote Control to OFF (R15D Load Shed) Inhibit Transfer Manual-Auto Mode Programmable Output Modules: (Must be configured by user upon installation) Alarm / Product Availability Load Connected to S1 Load Disconnected Load Connected to S2 Elevator Pre-transfer Signal (T3/W3)" | PUR | "Category: --- LV - Other --- Identifier: --- BTO ATS 30A-260A ---------------------------------- - Enclosure Rating: --- - System voltage: --- - Bus amperage: --- - Short Circuit Rating: --- - Sections: --- 0" | EA | EA | ABBE | FALSE |  | P | ALL
131108 | 1 | 1 | States | Dayton | Hayley Fabian | TRUE | 2026-02-05T00:00:00 | 2026-12-31T00:00:00 |  | 2 | 0 | 2 | 5411.8 | 10823.6 | 55369 | USA | N45 | 77 | ABB INC | 27511 | BTO ATS 400A-600A | ZGDK3XX12-CX2XT4XX Automatic Transfer Switch, ZTG T-Series, 400 A-600 A "ZTG DT 400A3PH No Neu N1 General Purpose Commercial and Industrial Automatic Transfer Switch 400 A, 3 Phase (3 Pole), Delayed Transition NEMA 1 Enclosure 4 NO (Normally Open) and 4 NC (Normally Closed) Auxiliary Contacts No Neutral No Meters GB2 - (6)#8-1/0 Ground Bar Modbus TCP communications Additional 4 I/O, programmable T1-Panel Voltage agnostic, Rated for 200 to 480V line to line voltage Standard Application-Sources on Bottom UL 1008 listed up To 480VAC at 50/60Hz Seismic certified To IEEE-693-2005 at HIGH level With 2.5 amplification factor Seismic certified To IBC-2015 at Ip=1.5 For z/h less than Or equal To 1 Microprocessor activated Momentary test switch Programmable exerciser daily, 7-14-28-365 days user- selectable, with or without load Event log of last 250 events Adjustable over/under frequency sensor-Source 2-and Source 1 Frequency Indication - on the controller LED Source -2 - Position indication LED Source -1 - Position indication LED Source -2 - Source availability indication LED Source -1 - Source availability indication" "Engine start timer -adjustable up to 60sec Phase rotation sensing of Source 1 and Source 2 Under voltage sensing 3-phase Source 2 In Phase Monitor between Source 1 and Source 2 to allow transfer-with enable/disable Over voltage sensing-3 phase Source 2 Microprocessor activated Commit/no commit on transferring to Source 2-with enable/disable Time Delay from Neutral Position to Source 1 on Retransfer Time Delay from Neutral Position to Source 2 on Retransfer. Adjustable time delay on transfer to Source 1 Engine stop/cool adjustable cool down timer Voltage imbalance between phases-applies to 3-phase only Adjustable time delay on transfer to Source 2 Bypass transfer timer function-soft switch in controller Programmable Input Modules: (Must be configured by user upon installation) E-Stop Remote Control to S1 (R15 Load Shed) Remote Control to S2 Remote Control to OFF (R15D Load Shed) Inhibit Transfer Manual-Auto Mode Programmable Output Modules: (Must be configured by user upon installation) Alarm / Product Availability Load Connected to S1 Load Disconnected Load Connected to S2 Elevator Pre-transfer Signal (T3/W3)" | PUR | "Category: --- LV - Other --- Identifier: --- BTO ATS 400A-600A ---------------------------------- - Enclosure Rating: --- - System voltage: --- - Bus amperage: --- - Short Circuit Rating: --- - Sections: --- 0" | EA | EA | ABBE | FALSE |  | P | ALL
131110 | 1 | 1 | States | Dayton | Hayley Fabian | TRUE | 2026-02-05T00:00:00 | 2026-09-03T00:00:00 | 2026-09-03T00:00:00 | 16 | 0 | 16 | 4417.27 | 70676.32 | 55369 | USA | N45 | 77 | ABB INC | 27511 | BTO ATS 30A-260A | ZGDJ3XX12-CX2XT4XX - Automatic Transfer Switch, ZTG T-Series, 30 A-260 A "ZTG DT 260A3PH No Neu N1 General Purpose Commercial and Industrial Automatic Transfer Switch 260 A, 3 Phase (3 Pole), Delayed Transition NEMA 1 Enclosure 4 NO (Normally Open) and 4 NC (Normally Closed) Auxiliary Contacts No Neutral No Meters GB2 - (6)#8-1/0 Ground Bar Modbus TCP communications Additional 4 I/O, programmable T1-Panel Voltage agnostic, Rated for 200 to 480V line to line voltage Standard Application-Sources on Bottom UL 1008 listed up To 480VAC at 50/60Hz Seismic certified To IEEE-693-2005 at HIGH level With 2.5 amplification factor Seismic certified To IBC-2015 at Ip=1.5 For z/h less than Or equal To 1 Microprocessor activated Momentary test switch Programmable exerciser daily, 7-14-28-365 days user- selectable, with or without load Event log of last 250 events Adjustable over/under frequency sensor-Source 2-and Source 1 Frequency Indication - on the controller LED Source -2 - Position indication LED Source -1 - Position indication LED Source -2 - Source availability indication LED Source -1 - Source availability indication" "Engine start timer -adjustable up to 60sec Phase rotation sensing of Source 1 and Source 2 Under voltage sensing 3-phase Source 2 In Phase Monitor between Source 1 and Source 2 to allow transfer-with enable/disable Over voltage sensing-3 phase Source 2 Microprocessor activated Commit/no commit on transferring to Source 2-with enable/disable Time Delay from Neutral Position to Source 1 on Retransfer Time Delay from Neutral Position to Source 2 on Retransfer. Adjustable time delay on transfer to Source 1 Engine stop/cool adjustable cool down timer Voltage imbalance between phases-applies to 3-phase only Adjustable time delay on transfer to Source 2 Bypass transfer timer function-soft switch in controller Programmable Input Modules: (Must be configured by user upon installation) E-Stop Remote Control to S1 (R15 Load Shed) Remote Control to S2 Remote Control to OFF (R15D Load Shed) Inhibit Transfer Manual-Auto Mode Programmable Output Modules: (Must be configured by user upon installation) Alarm / Product Availability Load Connected to S1 Load Disconnected Load Connected to S2 Elevator Pre-transfer Signal (T3/W3)" | PUR | "Category: --- LV - Other --- Identifier: --- BTO ATS 30A-260A ---------------------------------- - Enclosure Rating: --- - System voltage: --- - Bus amperage: --- - Short Circuit Rating: --- - Sections: --- 0" | EA | EA | ABBE | TRUE |  | P | ALL | 100
128887 | 7 | 1 | States | Champlin | Hayley Fabian | TRUE | 2025-09-09T00:00:00 | 2026-07-20T00:00:00 | 2026-02-09T00:00:00 | 13 | 12 | 1 | 3615.76 | 47004.88 | 55316 | USA | N30 | 77 | ABB INC | 27511 | 923A277G05 | Current Transformer: bar type 3000:5A, Single Ratio, C200 Relay Class, | CTRA | Current Transformer: bar type 3000:5A, Single Ratio, C200 Relay Class, | EA | EA |  | TRUE |  | P | PPD | 100
130876 | 1 | 1 | States | Oppidan Cedar Rapids | Hayley Fabian | TRUE | 2026-01-23T00:00:00 | 2026-11-13T00:00:00 | 2026-11-13T00:00:00 | 4 | 0 | 4 | 1364.35 | 5457.4 | 52404 | USA | N45 | 77 | ABB INC | 27511 | 4NWA7000321568A | MegaFlex Seismic Bracket | PUR | MegaFlex Seismic Bracket | EA | EA | ABBE | TRUE |  | P | PPD | 100
130876 | 2 | 1 | States | Oppidan Cedar Rapids | Hayley Fabian | TRUE | 2026-01-23T00:00:00 | 2026-11-13T00:00:00 | 2026-11-13T00:00:00 | 32 | 0 | 32 | 28748.86 | 919963.52 | 52404 | USA | N45 | 77 | ABB INC | 27511 | 4NWP104024R36U2, 8 LiBC/UPS | Samsung 136S Lithium Battery Cabinets/UPS: - High cycle / High Power Density - UL9540/UL9540A Listed - Top Cable Entry - DC Breaker in each battery cabinet - DIM/BC: 25.5 in W x 21 in D x 87 in H; - Approx Weight/BC: 1125 lbs - Battery runtime: 7 minn BOL / 5 min EOL for 1579 kWb battery loads | PUR | Samsung 136S Lithium Battery Cabinets/UPS: - High cycle / High Power Density - UL9540/UL9540A Listed - Top Cable Entry - DC Breaker in each battery cabinet - DIM/BC: 25.5 in W x 21 in D x 87 in H; - Approx Weight/BC: 1125 lbs - Battery runtime: 7 minn BOL / 5 min EOL for 1579 kWb battery loads | EA | EA | ABBE | TRUE |  | P | PPD | 100
130876 | 3 | 1 | States | Oppidan Cedar Rapids | Hayley Fabian | TRUE | 2026-01-23T00:00:00 | 2026-11-13T00:00:00 | 2026-11-13T00:00:00 | 4 | 0 | 4 | 286472.37 | 1145889.48 | 52404 | USA | N45 | 77 | ABB INC | 27511 | 4NWP106511R0002 | MegaFlex 1.5MW UPS 480V 60Hz: Static Bypass - 100% rated continuous duty; Cabinet color: RAL 9005 (black); Single or dual AC feed; Short circuit withstand rating: 100kAIC; Input Voltage: 480V 3-Phase + Gnd , +/- 15% voltage tolerance, Frequency: 60Hz +/- 10%, PF = 0.99; Output: 480V, 3W + Gnd, Frequency: 60Hz & PF = 1.0; Efficiency: Up to 97% Double Conversion (VFI) & Up to 99% eBoost mode (VFD); Compatible Battery Technologies: LiB, NiZn, VRLA | PUR | MegaFlex 1.5MW UPS 480V 60Hz: Static Bypass - 100% rated continuous duty; Cabinet color: RAL 9005 (black); Single or dual AC feed; Short circuit withstand rating: 100kAIC; Input Voltage: 480V 3-Phase + Gnd , +/- 15% voltage tolerance, Frequency: 60Hz +/- 10%, PF = 0.99; Output: 480V, 3W + Gnd, Frequency: 60Hz & PF = 1.0; Efficiency: Up to 97% Double Conversion (VFI) & Up to 99% eBoost mode (VFD); Compatible Battery Technologies: LiB, NiZn, VRLA | EA | EA | ABBE | TRUE |  | P | PPD | 100
130876 | 4 | 1 | States | Oppidan Cedar Rapids | Hayley Fabian | TRUE | 2026-01-23T00:00:00 | 2026-11-13T00:00:00 | 2026-11-13T00:00:00 | 4 | 0 | 4 | 1127.85 | 4511.4 | 52404 | USA | N45 | 77 | ABB INC | 27511 | 4NWP107801R0001 | ANC-L Network Communication Card | PUR | ANC-L Network Communication Card | EA | EA | ABBE | TRUE |  | P | PPD | 100
130876 | 6 | 1 | States | Oppidan Cedar Rapids | Hayley Fabian | TRUE | 2026-01-23T00:00:00 | 2026-11-13T00:00:00 | 2026-11-13T00:00:00 | 28 | 0 | 28 | 1500 | 42000 | 52404 | USA | N45 | 77 | ABB INC | 27511 | 4NWR002204 | IntraPack Part No.: F012384-A02, Secondary top hat, Samsung Lithium-Ion UL9540A battery cabinet includes: - Cable management for Positive, Negative and Frame Ground Cables - Removable Front and Top Gland Plates - Paint color: Black | PUR | IntraPack Part No.: F012384-A02, Secondary top hat, Samsung Lithium-Ion UL9540A battery cabinet includes: - Cable management for Positive, Negative and Frame Ground Cables - Removable Front and Top Gland Plates - Paint color: Black | EA | EA | ABBE | TRUE |  | P | PPD | 100
130876 | 7 | 1 | States | Oppidan Cedar Rapids | Hayley Fabian | TRUE | 2026-01-23T00:00:00 | 2026-11-13T00:00:00 | 2026-11-13T00:00:00 | 4 | 0 | 4 | 2950 | 11800 | 52404 | USA | N45 | 77 | ABB INC | 27511 | 4NWR002253 | IntraPack Part No.: F012382-A02, Standard Primary top hat, Samsung Lithium-Ion UL9540A battery cabinet includes: - Cable management for Positive, Negative and Frame Ground Cables - Removable Front and Top Gland Plates - Paint color: Black - Data logger provided by ABB | PUR | IntraPack Part No.: F012382-A02, Standard Primary top hat, Samsung Lithium-Ion UL9540A battery cabinet includes: - Cable management for Positive, Negative and Frame Ground Cables - Removable Front and Top Gland Plates - Paint color: Black - Data logger provided by ABB | EA | EA | ABBE | TRUE |  | P | PPD | 100
130876 | 8 | 1 | States | Oppidan Cedar Rapids | Hayley Fabian | TRUE | 2026-01-23T00:00:00 | 2026-11-13T00:00:00 | 2026-11-13T00:00:00 | 4 | 0 | 4 | 12590 | 50360 | 52404 | USA | N45 | 77 | ABB INC | 27511 | 79-5000-00000047 | 4000A DC Junction Cabinet: - NEMA-1 enclosure - Dim: 30"W x 24"D x 87"H - Front access; - Installed end cap of battery lineup closer to UPS I/O section - Accommodates up to 10 DC battery cabinet landings - Installed by contractor - see ABB installation drawing; | PUR | 4000A DC Junction Cabinet: - NEMA-1 enclosure - Dim: 30"W x 24"D x 87"H - Front access; - Installed end cap of battery lineup closer to UPS I/O section - Accommodates up to 10 DC battery cabinet landings - Installed by contractor - see ABB installation drawing; | EA | EA | ABBE | TRUE |  | P | PPD | 100
130876 | 9 | 1 | States | Oppidan Cedar Rapids | Hayley Fabian | TRUE | 2026-01-23T00:00:00 | 2026-11-13T00:00:00 | 2026-11-13T00:00:00 | 8 | 0 | 8 | 646.12 | 5168.96 | 52404 | USA | N45 | 77 | ABB INC | 27511 | 7GSP017351R0001 | CIC Communication Card | PUR | CIC Communication Card | EA | EA | ABBE | TRUE |  | P | PPD | 100
130876 | 10 | 1 | States | Oppidan Cedar Rapids | Hayley Fabian | TRUE | 2026-01-23T00:00:00 | 2026-11-13T00:00:00 | 2026-11-13T00:00:00 | 4 | 0 | 4 | 3500 | 28000 | 52404 | USA | N45 | 77 | ABB INC | 27511 | FREIGHT_RIC | Freight: Incoterm FCA Factory - Freight allowed | PUR | Freight: Incoterm FCA Factory - Freight allowed | EA | EA | ABBE | TRUE |  | P | PPD | 100
130876 | 10 | 2 | States | Oppidan Cedar Rapids | Hayley Fabian | TRUE | 2026-01-23T00:00:00 | 2026-11-13T00:00:00 | 2026-11-13T00:00:00 | 4 | 0 | 4 | 3500 | 28000 | 52404 | USA | N45 | 77 | ABB INC | 27511 | FREIGHT_RIC | Freight: Incoterm FCA Factory - Freight allowed | PUR | Freight: Incoterm FCA Factory - Freight allowed | EA | EA | ABBE | TRUE |  | P | PPD | 100
130876 | 11 | 1 | States | Oppidan Cedar Rapids | Hayley Fabian | TRUE | 2026-01-23T00:00:00 | 2029-12-31T00:00:00 | 2029-12-31T00:00:00 | 4 | 0 | 4 | 9000 | 36000 | 52404 | USA | N45 | 77 | ABB INC | 27511 | FSULITHI136X8P1 | Level-3 Startup of Lithium-Ion Batteries Note: Installation & connecting of batteries in the cabinets are by others (per adder above) | PUR | Level-3 Startup of Lithium-Ion Batteries Note: Installation & connecting of batteries in the cabinets are by others (per adder above) | EA | EA | ABBE | TRUE |  | P | PPD | 100
130876 | 12 | 1 | States | Oppidan Cedar Rapids | Hayley Fabian | TRUE | 2026-01-23T00:00:00 | 2029-12-31T00:00:00 | 2029-12-31T00:00:00 | 4 | 0 | 4 | 11500 | 46000 | 52404 | USA | N45 | 77 | ABB INC | 27511 | FSUMEG1600P1 | Level-3 Startup of MegaFlex UPS | PUR | Level-3 Startup of MegaFlex UPS | EA | EA | ABBE | TRUE |  | P | PPD | 100
130876 | 13 | 1 | States | Oppidan Cedar Rapids | Hayley Fabian | TRUE | 2026-01-23T00:00:00 | 2029-12-31T00:00:00 | 2029-12-31T00:00:00 | 1 | 0 | 1 | 4500 | 4500 | 52404 | USA | N45 | 77 | ABB INC | 27511 | MOBILIZATION_UPS | Mobilization for UPS Pkg (assume startup at same time for both UPS's) | PUR | Mobilization for UPS Pkg (assume startup at same time for both UPS's) | EA | EA | ABBE | TRUE |  | P | PPD | 100
130876 | 14 | 1 | States | Oppidan Cedar Rapids | Hayley Fabian | TRUE | 2026-01-23T00:00:00 | 2029-12-31T00:00:00 | 2029-12-31T00:00:00 | 1 | 0 | 1 | 4500 | 4500 | 52404 | USA | N45 | 77 | ABB INC | 27511 | MOBILIZATION_UPS PKG | Mobilization for UPS Pkg (for L4/L5/L6T Tasks) | PUR | Mobilization for UPS Pkg (for L4/L5/L6T Tasks) | EA | EA | ABBE | TRUE |  | P | PPD | 100
130876 | 15 | 1 | States | Oppidan Cedar Rapids | Hayley Fabian | TRUE | 2026-01-23T00:00:00 | 2026-11-17T00:00:00 | 2026-11-17T00:00:00 | 8 | 0 | 8 | 4500 | 36000 | 52404 | USA | N45 | 77 | ABB INC | 27511 | S-CM1_UPS 3.5.B | Spec 263353, Par 3.5.B Level-4 Performance Testing per system Par 3.5.B: 2 days onsite (Deviate from 10 to 2 days per Customer Request) | PUR | Spec 263353, Par 3.5.B Level-4 Performance Testing per system Par 3.5.B: 2 days onsite (Deviate from 10 to 2 days per Customer Request) | EA | EA | ABBE | TRUE |  | P | PPD | 100
130876 | 16 | 1 | States | Oppidan Cedar Rapids | Hayley Fabian | TRUE | 2026-01-23T00:00:00 | 2026-11-17T00:00:00 | 2026-11-17T00:00:00 | 8 | 0 | 8 | 4500 | 36000 | 52404 | USA | N45 | 77 | ABB INC | 27511 | S-CM1_UPS 3.5.D | (Customer to decide) Spec 263353, Par 3.5.D Level-4 Performance Testing per system Par 3.5.D: Exploratory period - 1st 2 days onsite Note: Customer to decide if this step is necessary | PUR | (Customer to decide) Spec 263353, Par 3.5.D Level-4 Performance Testing per system Par 3.5.D: Exploratory period - 1st 2 days onsite Note: Customer to decide if this step is necessary | EA | EA | ABBE | TRUE |  | P | PPD | 100
130876 | 17 | 1 | States | Oppidan Cedar Rapids | Hayley Fabian | TRUE | 2026-01-23T00:00:00 | 2029-12-31T00:00:00 | 2029-12-31T00:00:00 | 2 | 0 | 2 | 4500 | 9000 | 52404 | USA | N45 | 77 | ABB INC | 27511 | SERVICEFLATRATE | Level-3 Startup: Additional startup time - interfacing with and checking of Maintenance Bypass Switchboards (not actual SU of MBC or MBS) | PUR | Level-3 Startup: Additional startup time - interfacing with and checking of Maintenance Bypass Switchboards (not actual SU of MBC or MBS) | EA | EA | ABBE | TRUE |  | P | PPD | 100
130876 | 18 | 1 | States | Oppidan Cedar Rapids | Hayley Fabian | TRUE | 2026-01-23T00:00:00 | 2029-12-31T00:00:00 | 2029-12-31T00:00:00 | 16 | 0 | 16 | 4500 | 72000 | 52404 | USA | N45 | 77 | ABB INC | 27511 | SERVICEFLATRATE Spec | Spec 263353.1, Par 3.2.B - Battery installation by UPS Manufacturer | PUR | Spec 263353.1, Par 3.2.B - Battery installation by UPS Manufacturer | EA | EA | ABBE | TRUE |  | P | PPD | 100
130876 | 19 | 1 | States | Oppidan Cedar Rapids | Hayley Fabian | TRUE | 2026-01-23T00:00:00 | 2029-12-31T00:00:00 | 2029-12-31T00:00:00 | 4 | 0 | 4 | 4500 | 18000 | 52404 | USA | N45 | 77 | ABB INC | 27511 | S-IST | (1 day/UPS is recommended) Spec 263353, Par 3.6A Level-5 Integration System Testing (IST) (1 day included + daily rate applied if exceeds) | PUR | (1 day/UPS is recommended) Spec 263353, Par 3.6A Level-5 Integration System Testing (IST) (1 day included + daily rate applied if exceeds) | EA | EA | ABBE | TRUE |  | P | PPD | 100
130876 | 20 | 1 | States | Oppidan Cedar Rapids | Hayley Fabian | TRUE | 2026-01-23T00:00:00 | 2026-11-13T00:00:00 | 2026-11-13T00:00:00 | 1 | 0 | 1 | 4500 | 4500 | 52404 | USA | N45 | 77 | ABB INC | 27511 | S-OST | Par 3.4.K - Onsite Training after startup/commissioning completion, contiguous US only (1 day / site + daily rate applied if exceeds) | PUR | Par 3.4.K - Onsite Training after startup/commissioning completion, contiguous US only (1 day / site + daily rate applied if exceeds) | EA | EA | ABBE | TRUE |  | P | PPD | 100
130876 | 22 | 1 | States | Oppidan Cedar Rapids | Hayley Fabian | TRUE | 2026-01-23T00:00:00 | 2026-11-17T00:00:00 | 2026-11-17T00:00:00 | 4 | 0 | 4 | 5188 | 20752 | 52404 | USA | N45 | 77 | ABB INC | 27511 | UPS-FOBDEST | FCA Destination Charges Included | PUR | FCA Destination Charges Included | EA | EA | ABBE | TRUE |  | P | PPD | 100
130876 | 23 | 1 | States | Oppidan Cedar Rapids | Hayley Fabian | TRUE | 2026-01-23T00:00:00 | 2026-11-17T00:00:00 | 2026-11-17T00:00:00 | 4 | 0 | 4 | 4839 | 19356 | 52404 | USA | N45 | 77 | ABB INC | 27511 | UPS-FOBDEST_ | FCA Destination Charges Included | PUR | FCA Destination Charges Included | EA | EA | ABBE | TRUE |  | P | PPD | 100
131088 | 10 | 1 | States | Dayton | Hayley Fabian | TRUE | 2026-02-04T00:00:00 | 2026-08-05T00:00:00 | 2026-08-05T00:00:00 | 15 | 0 | 15 | 5078.84 | 76182.6 | 55369 | USA | N45 | 77 | ABB INC | 27511 | BTO ATS 400A-600A | ZGDK3XX12-CX2XT4XX Automatic Transfer Switch, ZTG T-Series, 400 A-600 A "ZTG DT 400A3PH No Neu N1 General Purpose Commercial and Industrial Automatic Transfer Switch 400 A, 3 Phase (3 Pole), Delayed Transition NEMA 1 Enclosure 4 NO (Normally Open) and 4 NC (Normally Closed) Auxiliary Contacts No Neutral No Meters GB2 - (6)#8-1/0 Ground Bar Modbus TCP communications Additional 4 I/O, programmable T1-Panel Voltage agnostic, Rated for 200 to 480V line to line voltage Standard Application-Sources on Bottom UL 1008 listed up To 480VAC at 50/60Hz Seismic certified To IEEE-693-2005 at HIGH level With 2.5 amplification factor Seismic certified To IBC-2015 at Ip=1.5 For z/h less than Or equal To 1 Microprocessor activated Momentary test switch Programmable exerciser daily, 7-14-28-365 days user- selectable, with or without load Event log of last 250 events Adjustable over/under frequency sensor-Source 2-and Source 1 Frequency Indication - on the controller LED Source -2 - Position indication LED Source -1 - Position indication LED Source -2 - Source availability indication LED Source -1 - Source availability indication" "Engine start timer -adjustable up to 60sec Phase rotation sensing of Source 1 and Source 2 Under voltage sensing 3-phase Source 2 In Phase Monitor between Source 1 and Source 2 to allow transfer-with enable/disable Over voltage sensing-3 phase Source 2 Microprocessor activated Commit/no commit on transferring to Source 2-with enable/disable Time Delay from Neutral Position to Source 1 on Retransfer Time Delay from Neutral Position to Source 2 on Retransfer. Adjustable time delay on transfer to Source 1 Engine stop/cool adjustable cool down timer Voltage imbalance between phases-applies to 3-phase only Adjustable time delay on transfer to Source 2 Bypass transfer timer function-soft switch in controller Programmable Input Modules: (Must be configured by user upon installation) E-Stop Remote Control to S1 (R15 Load Shed) Remote Control to S2 Remote Control to OFF (R15D Load Shed) Inhibit Transfer Manual-Auto Mode Programmable Output Modules: (Must be configured by user upon installation) Alarm / Product Availability Load Connected to S1 Load Disconnected Load Connected to S2 Elevator Pre-transfer Signal (T3/W3)" |  | "Category: --- LV - Other --- Identifier: --- BTO ATS 400A-600A ---------------------------------- - Enclosure Rating: --- - System voltage: --- - Bus amperage: --- - Short Circuit Rating: --- - Sections: --- 0" | EA | EA | ABBE | TRUE |  | P | ALL
130537 | 1 | 1 | States | Oppidan | Hayley Fabian | TRUE | 2026-01-05T00:00:00 | 2026-10-05T00:00:00 | 2026-10-05T00:00:00 | 16 | 0 | 16 | 9500 | 152000 | 79927 | USA | N45 | 77 | ABB INC | 27511 | 1200A 24" Front Access Sidecar | SuperSwitch 4 - 1200A 24" Front Access Sidecar | PUR | SuperSwitch 4 - 1200A 24" Front Access Sidecar | EA | EA | ABBE | TRUE |  | P | PPD | 100
130537 | 2 | 1 | States | Oppidan | Hayley Fabian | TRUE | 2026-01-05T00:00:00 | 2026-10-05T00:00:00 | 2026-10-05T00:00:00 | 16 | 0 | 16 | 390 | 6240 | 79927 | USA | N45 | 77 | ABB INC | 27511 | 800A-1200A Vented Kickplates | SuperSwitch 4 - 800A-1200A Vented Kickplates | PUR | SuperSwitch 4 - 800A-1200A Vented Kickplates | EA | EA | ABBE | TRUE |  | P | PPD | 100
130537 | 3 | 1 | States | Oppidan | Hayley Fabian | TRUE | 2026-01-05T00:00:00 | 2026-10-06T00:00:00 | 2026-10-06T00:00:00 | 1 | 0 | 1 | 4255 | 4255 | 79927 | USA | N45 | 77 | ABB INC | 27511 | Other Services - Integration Testing | Integration Testing - (1) Day(s) | PUR | Integration Testing - (1) Day(s) | EA | EA | ABBE | TRUE |  | P | PPD | 100
130537 | 4 | 1 | States | Oppidan | Hayley Fabian | TRUE | 2026-01-05T00:00:00 | 2026-10-06T00:00:00 | 2026-10-06T00:00:00 | 4 | 0 | 4 | 4255 | 17020 | 79927 | USA | N45 | 77 | ABB INC | 27511 | Other Services - Level 4 | Level 4 Performancy Testing - (4) Days(s) | PUR | Level 4 Performancy Testing - (4) Days(s) | EA | EA | ABBE | TRUE |  | P | PPD | 100
130537 | 5 | 1 | States | Oppidan | Hayley Fabian | TRUE | 2026-01-05T00:00:00 | 2029-12-31T00:00:00 | 2029-12-31T00:00:00 | 3 | 0 | 3 | 4500 | 13500 | 79927 | USA | N45 | 77 | ABB INC | 27511 | Other Services - Mobilization | Mobilization - (3) Visit(s) | PUR | Mobilization - (3) Visit(s) | EA | EA | ABBE | TRUE |  | P | PPD | 100
130537 | 6 | 1 | States | Oppidan | Hayley Fabian | TRUE | 2026-01-05T00:00:00 | 2026-10-06T00:00:00 | 2026-10-06T00:00:00 | 8 | 0 | 8 | 4450 | 35600 | 79927 | USA | N45 | 77 | ABB INC | 27511 | Services - Start-up Service | On-site Service Per Day (not to exceed 3 days), M-F 8am-5pm | PUR | On-site Service Per Day (not to exceed 8 days), M-F 8am-5pm | EA | EA | ABBE | TRUE |  | P | PPD | 100
130537 | 7 | 1 | States | Oppidan | Hayley Fabian | TRUE | 2026-01-05T00:00:00 | 2026-10-05T00:00:00 | 2026-10-05T00:00:00 | 16 | 0 | 16 | 87169 | 1394704 | 79927 | USA | N45 | 77 | ABB INC | 27511 | SuperSwitch 4 (DSTS) | 1200A, 480V, DSTS (SS4) | PUR | 1200A, 480V, DSTS (SS4) | EA | EA | ABBE | TRUE |  | P | PPD | 100
130537 | 8 | 1 | States | Oppidan | Hayley Fabian | TRUE | 2026-01-05T00:00:00 | 2026-10-06T00:00:00 | 2026-10-06T00:00:00 | 1 | 0 | 1 | 36698 | 36698 | 79927 | USA | N45 | 77 | ABB INC | 27511 | Supplementary Item - Extended Warranty | 2 Year Extended Warranty w/1 PM QTY (6) 1200A STS Units | PUR | 2 Year Extended Warranty w/1 PM QTY (6) 1200A STS Units | EA | EA | ABBE | TRUE |  | P | PPD | 100
130537 | 9 | 1 | States | Oppidan | Hayley Fabian | TRUE | 2026-01-05T00:00:00 | 2026-10-05T00:00:00 | 2026-10-05T00:00:00 | 96 | 0 | 96 | 57 | 5472 | 79927 | USA | N45 | 77 | ABB INC | 27511 | Supplementary Item - STS | STS Pedestals | PUR | STS Pedestals | EA | EA | ABBE | TRUE |  | P | PPD | 100
130545 | 1 | 1 | States | Oppidan | Hayley Fabian | TRUE | 2026-01-05T00:00:00 | 2026-12-01T00:00:00 | 2026-12-01T00:00:00 | 6 | 0 | 6 | 1364.35 | 8186.1 | 38138 | USA | N45 | 77 | ABB INC | 27511 | 4NWA7000321568A | MegaFlex Seismic Bracket | PUR | MegaFlex Seismic Bracket | EA | EA | ABBE | TRUE |  | P | PPD | 100
130545 | 2 | 1 | States | Oppidan | Hayley Fabian | TRUE | 2026-01-05T00:00:00 | 2026-12-01T00:00:00 | 2026-12-01T00:00:00 | 48 | 0 | 48 | 28748.86 | 1379945.28 | 38138 | USA | N45 | 77 | ABB INC | 27511 | 4NWP104024R36U2, 8 LiBC/UPS | Samsung 136S Lithium Battery Cabinets/UPS: - High cycle / High Power Density - UL9540/UL9540A Listed - Top Cable Entry - DC Breaker in each battery cabinet - DIM/BC: 25.5 in W x 21 in D x 87 in H; - Approx Weight/BC: 1125 lbs - Battery runtime: 7 minn BOL / 5 min EOL for 1579 kWb battery loads | PUR | Samsung 136S Lithium Battery Cabinets/UPS: - High cycle / High Power Density - UL9540/UL9540A Listed - Top Cable Entry - DC Breaker in each battery cabinet - DIM/BC: 25.5 in W x 21 in D x 87 in H; - Approx Weight/BC: 1125 lbs - Battery runtime: 7 minn BOL / 5 min EOL for 1579 kWb battery loads | EA | EA | ABBE | TRUE |  | P | PPD | 100
130545 | 3 | 1 | States | Oppidan | Hayley Fabian | TRUE | 2026-01-05T00:00:00 | 2026-12-01T00:00:00 | 2026-12-01T00:00:00 | 6 | 0 | 6 | 286472.37 | 1718834.22 | 38138 | USA | N45 | 77 | ABB INC | 27511 | 4NWP106511R0002 | MegaFlex 1.5MW UPS 480V 60Hz: Static Bypass - 100% rated continuous duty; Cabinet color: RAL 9005 (black); Single or dual AC feed; Short circuit withstand rating: 100kAIC; Input Voltage: 480V 3-Phase + Gnd , +/- 15% voltage tolerance, Frequency: 60Hz +/- 10%, PF = 0.99; Output: 480V, 3W + Gnd, Frequency: 60Hz & PF = 1.0; Efficiency: Up to 97% Double Conversion (VFI) & Up to 99% eBoost mode (VFD); Compatible Battery Technologies: LiB, NiZn, VRLA | PUR | MegaFlex 1.5MW UPS 480V 60Hz: Static Bypass - 100% rated continuous duty; Cabinet color: RAL 9005 (black); Single or dual AC feed; Short circuit withstand rating: 100kAIC; Input Voltage: 480V 3-Phase + Gnd , +/- 15% voltage tolerance, Frequency: 60Hz +/- 10%, PF = 0.99; Output: 480V, 3W + Gnd, Frequency: 60Hz & PF = 1.0; Efficiency: Up to 97% Double Conversion (VFI) & Up to 99% eBoost mode (VFD); Compatible Battery Technologies: LiB, NiZn, VRLA | EA | EA | ABBE | TRUE |  | P | PPD | 100
130545 | 4 | 1 | States | Oppidan | Hayley Fabian | TRUE | 2026-01-05T00:00:00 | 2026-12-01T00:00:00 | 2026-12-01T00:00:00 | 6 | 0 | 6 | 1127.85 | 6767.1 | 38138 | USA | N45 | 77 | ABB INC | 27511 | 4NWP107801R0001 | ANC-L Network Communication Card | PUR | ANC-L Network Communication Card | EA | EA | ABBE | TRUE |  | P | PPD | 100
130545 | 6 | 1 | States | Oppidan | Hayley Fabian | TRUE | 2026-01-05T00:00:00 | 2026-12-01T00:00:00 | 2026-12-01T00:00:00 | 42 | 0 | 42 | 1500 | 63000 | 38138 | USA | N45 | 77 | ABB INC | 27511 | 4NWR002204 | IntraPack Part No.: F012384-A02, Secondary top hat, Samsung Lithium-Ion UL9540A battery cabinet includes: - Cable management for Positive, Negative and Frame Ground Cables - Removable Front and Top Gland Plates - Paint color: Black | PUR | IntraPack Part No.: F012384-A02, Secondary top hat, Samsung Lithium-Ion UL9540A battery cabinet includes: - Cable management for Positive, Negative and Frame Ground Cables - Removable Front and Top Gland Plates - Paint color: Black | EA | EA | ABBE | TRUE |  | P | PPD | 100
130545 | 7 | 1 | States | Oppidan | Hayley Fabian | TRUE | 2026-01-05T00:00:00 | 2026-12-01T00:00:00 | 2026-12-01T00:00:00 | 6 | 0 | 6 | 2950 | 17700 | 38138 | USA | N45 | 77 | ABB INC | 27511 | 4NWR002253 | IntraPack Part No.: F012382-A02, Standard Primary top hat, Samsung Lithium-Ion UL9540A battery cabinet includes: - Cable management for Positive, Negative and Frame Ground Cables - Removable Front and Top Gland Plates - Paint color: Black - Data logger provided by ABB | PUR | IntraPack Part No.: F012382-A02, Standard Primary top hat, Samsung Lithium-Ion UL9540A battery cabinet includes: - Cable management for Positive, Negative and Frame Ground Cables - Removable Front and Top Gland Plates - Paint color: Black - Data logger provided by ABB | EA | EA | ABBE | TRUE |  | P | PPD | 100
130545 | 8 | 1 | States | Oppidan | Hayley Fabian | TRUE | 2026-01-05T00:00:00 | 2026-12-01T00:00:00 | 2026-12-01T00:00:00 | 6 | 0 | 6 | 12590 | 75540 | 38138 | USA | N45 | 77 | ABB INC | 27511 | 79-5000-00000047 | 4000A DC Junction Cabinet: - NEMA-1 enclosure - Dim: 30"W x 24"D x 87"H - Front access; - Installed end cap of battery lineup closer to UPS I/O section - Accommodates up to 10 DC battery cabinet landings - Installed by contractor - see ABB installation drawing; | PUR | 4000A DC Junction Cabinet: - NEMA-1 enclosure - Dim: 30"W x 24"D x 87"H - Front access; - Installed end cap of battery lineup closer to UPS I/O section - Accommodates up to 10 DC battery cabinet landings - Installed by contractor - see ABB installation drawing; | EA | EA | ABBE | TRUE |  | P | PPD | 100
130545 | 9 | 1 | States | Oppidan | Hayley Fabian | TRUE | 2026-01-05T00:00:00 | 2026-12-01T00:00:00 | 2026-12-01T00:00:00 | 12 | 0 | 12 | 646.12 | 7753.44 | 38138 | USA | N45 | 77 | ABB INC | 27511 | 7GSP017351R0001 | CIC Communication Card | PUR | CIC Communication Card | EA | EA | ABBE | TRUE |  | P | PPD | 100
130545 | 10 | 1 | States | Oppidan | Hayley Fabian | TRUE | 2026-01-05T00:00:00 | 2026-12-01T00:00:00 | 2026-12-01T00:00:00 | 6 | 0 | 6 | 3500 | 42000 | 38138 | USA | N45 | 77 | ABB INC | 27511 | FREIGHT_RIC | Freight: Incoterm FCA Factory - Freight allowed | PUR | Freight: Incoterm FCA Factory - Freight allowed | EA | EA | ABBE | TRUE |  | P | PPD | 100
130545 | 10 | 2 | States | Oppidan | Hayley Fabian | TRUE | 2026-01-05T00:00:00 | 2026-12-01T00:00:00 | 2026-12-01T00:00:00 | 6 | 0 | 6 | 3500 | 42000 | 38138 | USA | N45 | 77 | ABB INC | 27511 | FREIGHT_RIC | Freight: Incoterm FCA Factory - Freight allowed | PUR | Freight: Incoterm FCA Factory - Freight allowed | EA | EA | ABBE | TRUE |  | P | PPD | 100
130545 | 11 | 1 | States | Oppidan | Hayley Fabian | TRUE | 2026-01-05T00:00:00 | 2029-12-31T00:00:00 | 2029-12-31T00:00:00 | 6 | 0 | 6 | 9000 | 54000 | 38138 | USA | N45 | 77 | ABB INC | 27511 | FSULITHI136X8P1 | Level-3 Startup of Lithium-Ion Batteries Note: Installation & connecting of batteries in the cabinets are by others (per adder above) | PUR | Level-3 Startup of Lithium-Ion Batteries Note: Installation & connecting of batteries in the cabinets are by others (per adder above) | EA | EA | ABBE | TRUE |  | P | PPD | 100
130545 | 12 | 1 | States | Oppidan | Hayley Fabian | TRUE | 2026-01-05T00:00:00 | 2029-12-31T00:00:00 | 2029-12-31T00:00:00 | 6 | 0 | 6 | 11500 | 69000 | 38138 | USA | N45 | 77 | ABB INC | 27511 | FSUMEG1600P1 | Level-3 Startup of MegaFlex UPS | PUR | Level-3 Startup of MegaFlex UPS | EA | EA | ABBE | TRUE |  | P | PPD | 100
130545 | 13 | 1 | States | Oppidan | Hayley Fabian | TRUE | 2026-01-05T00:00:00 | 2029-12-31T00:00:00 | 2029-12-31T00:00:00 | 1 | 0 | 1 | 4500 | 4500 | 38138 | USA | N45 | 77 | ABB INC | 27511 | MOBILIZATION_UPS | Mobilization for UPS Pkg (assume startup at same time for both UPS's) | PUR | Mobilization for UPS Pkg (assume startup at same time for both UPS's) | EA | EA | ABBE | TRUE |  | P | PPD | 100
130545 | 14 | 1 | States | Oppidan | Hayley Fabian | TRUE | 2026-01-05T00:00:00 | 2029-12-31T00:00:00 | 2029-12-31T00:00:00 | 1 | 0 | 1 | 4500 | 4500 | 38138 | USA | N45 | 77 | ABB INC | 27511 | MOBILIZATION_UPS PKG | Mobilization for UPS Pkg (for L4/L5/L6T Tasks) | PUR | Mobilization for UPS Pkg (for L4/L5/L6T Tasks) | EA | EA | ABBE | TRUE |  | P | PPD | 100
130545 | 15 | 1 | States | Oppidan | Hayley Fabian | TRUE | 2026-01-05T00:00:00 | 2026-12-03T00:00:00 | 2026-12-03T00:00:00 | 12 | 0 | 12 | 4500 | 54000 | 38138 | USA | N45 | 77 | ABB INC | 27511 | S-CM1_UPS 3.5.B | Spec 263353, Par 3.5.B Level-4 Performance Testing per system Par 3.5.B: 2 days onsite (Deviate from 10 to 2 days per Customer Request) | PUR | Spec 263353, Par 3.5.B Level-4 Performance Testing per system Par 3.5.B: 2 days onsite (Deviate from 10 to 2 days per Customer Request) | EA | EA | ABBE | TRUE |  | P | PPD | 100
130545 | 16 | 1 | States | Oppidan | Hayley Fabian | TRUE | 2026-01-05T00:00:00 | 2026-12-03T00:00:00 | 2026-12-03T00:00:00 | 12 | 0 | 12 | 4500 | 54000 | 38138 | USA | N45 | 77 | ABB INC | 27511 | S-CM1_UPS 3.5.D | (Customer to decide) Spec 263353, Par 3.5.D Level-4 Performance Testing per system Par 3.5.D: Exploratory period - 1st 2 days onsite Note: Customer to decide if this step is necessary | PUR | (Customer to decide) Spec 263353, Par 3.5.D Level-4 Performance Testing per system Par 3.5.D: Exploratory period - 1st 2 days onsite Note: Customer to decide if this step is necessary | EA | EA | ABBE | TRUE |  | P | PPD | 100
130545 | 17 | 1 | States | Oppidan | Hayley Fabian | TRUE | 2026-01-05T00:00:00 | 2029-12-31T00:00:00 | 2029-12-31T00:00:00 | 3 | 0 | 3 | 4500 | 13500 | 38138 | USA | N45 | 77 | ABB INC | 27511 | SERVICEFLATRATE | Level-3 Startup: Additional startup time - interfacing with and checking of Maintenance Bypass Switchboards (not actual SU of MBC or MBS) | PUR | Level-3 Startup: Additional startup time - interfacing with and checking of Maintenance Bypass Switchboards (not actual SU of MBC or MBS) | EA | EA | ABBE | TRUE |  | P | PPD | 100
130545 | 18 | 1 | States | Oppidan | Hayley Fabian | TRUE | 2026-01-05T00:00:00 | 2029-12-31T00:00:00 | 2029-12-31T00:00:00 | 24 | 0 | 24 | 4500 | 108000 | 38138 | USA | N45 | 77 | ABB INC | 27511 | SERVICEFLATRATE Spec | Spec 263353.1, Par 3.2.B - Battery installation by UPS Manufacturer | PUR | Spec 263353.1, Par 3.2.B - Battery installation by UPS Manufacturer | EA | EA | ABBE | TRUE |  | P | PPD | 100
130545 | 19 | 1 | States | Oppidan | Hayley Fabian | TRUE | 2026-01-05T00:00:00 | 2029-12-31T00:00:00 | 2029-12-31T00:00:00 | 6 | 0 | 6 | 4500 | 27000 | 38138 | USA | N45 | 77 | ABB INC | 27511 | S-IST | (1 day/UPS is recommended) Spec 263353, Par 3.6A Level-5 Integration System Testing (IST) (1 day included + daily rate applied if exceeds) | PUR | (1 day/UPS is recommended) Spec 263353, Par 3.6A Level-5 Integration System Testing (IST) (1 day included + daily rate applied if exceeds) | EA | EA | ABBE | TRUE |  | P | PPD | 100
130545 | 20 | 1 | States | Oppidan | Hayley Fabian | TRUE | 2026-01-05T00:00:00 | 2026-12-01T00:00:00 | 2026-12-01T00:00:00 | 1 | 0 | 1 | 4500 | 4500 | 38138 | USA | N45 | 77 | ABB INC | 27511 | S-OST | Par 3.4.K - Onsite Training after startup/commissioning completion, contiguous US only (1 day / site + daily rate applied if exceeds) | PUR | Par 3.4.K - Onsite Training after startup/commissioning completion, contiguous US only (1 day / site + daily rate applied if exceeds) | EA | EA | ABBE | TRUE |  | P | PPD | 100
130545 | 22 | 1 | States | Oppidan | Hayley Fabian | TRUE | 2026-01-05T00:00:00 | 2026-12-03T00:00:00 | 2026-12-03T00:00:00 | 6 | 0 | 6 | 5188 | 31128 | 38138 | USA | N45 | 77 | ABB INC | 27511 | UPS-FOBDEST | FCA Destination Charges Included | PUR | FCA Destination Charges Included | EA | EA | ABBE | TRUE |  | P | PPD | 100
130545 | 23 | 1 | States | Oppidan | Hayley Fabian | TRUE | 2026-01-05T00:00:00 | 2026-12-03T00:00:00 | 2026-12-03T00:00:00 | 6 | 0 | 6 | 4839 | 29034 | 38138 | USA | N45 | 77 | ABB INC | 27511 | UPS-FOBDEST_ | FCA Destination Charges Included | PUR | FCA Destination Charges Included | EA | EA | ABBE | TRUE |  | P | PPD | 100
130172 | 2 | 1 | States | GC-Whiting Turner | Hayley Fabian | TRUE | 2025-12-01T00:00:00 | 2026-10-30T00:00:00 | 2026-10-30T00:00:00 | 2 | 0 | 2 | 5850.32 | 11700.64 | 68138 | USA | N45 | 77 | ABB INC | 27511 | FSUMEG1600P1 | Level-3 Startup of MegaFlex UPS | LVS | START-UP MEGAFLEX 1.5-1.6 L2 | EA | EA | ABBE | TRUE |  | P | PPD | 100
130550 | 1 | 1 | States | Oppidan | Hayley Fabian | TRUE | 2026-01-05T00:00:00 | 2026-10-05T00:00:00 | 2026-10-05T00:00:00 | 18 | 0 | 18 | 9500 | 171000 | 63134 | USA | N45 | 77 | ABB INC | 27511 | 1200A 24" Front Access Sidecar | SuperSwitch 4 - 1200A 24" Front Access Sidecar | PUR | SuperSwitch 4 - 1200A 24" Front Access Sidecar | EA | EA | ABBE | TRUE |  | P | PPD | 100
130550 | 2 | 1 | States | Oppidan | Hayley Fabian | TRUE | 2026-01-05T00:00:00 | 2026-10-05T00:00:00 | 2026-10-05T00:00:00 | 18 | 0 | 18 | 390 | 7020 | 63134 | USA | N45 | 77 | ABB INC | 27511 | 800A-1200A Vented Kickplates | SuperSwitch 4 - 800A-1200A Vented Kickplates | PUR | SuperSwitch 4 - 800A-1200A Vented Kickplates | EA | EA | ABBE | TRUE |  | P | PPD | 100
130550 | 3 | 1 | States | Oppidan | Hayley Fabian | TRUE | 2026-01-05T00:00:00 | 2026-10-06T00:00:00 | 2026-10-06T00:00:00 | 1 | 0 | 1 | 4255 | 4255 | 63134 | USA | N45 | 77 | ABB INC | 27511 | Other Services - Integration Testing | Integration Testing - (1) Day(s) | PUR | Integration Testing - (1) Day(s) | EA | EA | ABBE | TRUE |  | P | PPD | 100
130550 | 4 | 1 | States | Oppidan | Hayley Fabian | TRUE | 2026-01-05T00:00:00 | 2026-10-06T00:00:00 | 2026-10-06T00:00:00 | 4 | 0 | 4 | 4255 | 17020 | 63134 | USA | N45 | 77 | ABB INC | 27511 | Other Services - Level 4 | Level 4 Performancy Testing - (4) Days(s) | PUR | Level 4 Performancy Testing - (4) Days(s) | EA | EA | ABBE | TRUE |  | P | PPD | 100
130550 | 5 | 1 | States | Oppidan | Hayley Fabian | TRUE | 2026-01-05T00:00:00 | 2029-12-31T00:00:00 | 2029-12-31T00:00:00 | 3 | 0 | 3 | 4500 | 13500 | 63134 | USA | N45 | 77 | ABB INC | 27511 | Other Services - Mobilization | Mobilization - (3) Visit(s) | PUR | Mobilization - (3) Visit(s) | EA | EA | ABBE | TRUE |  | P | PPD | 100
130550 | 6 | 1 | States | Oppidan | Hayley Fabian | TRUE | 2026-01-05T00:00:00 | 2026-10-06T00:00:00 | 2026-10-06T00:00:00 | 9 | 0 | 9 | 4450 | 40050 | 63134 | USA | N45 | 77 | ABB INC | 27511 | Services - Start-up Service | On-site Service Per Day (not to exceed 3 days), M-F 8am-5pm | PUR | On-site Service Per Day (not to exceed 9 days), M-F 8am-5pm | EA | EA | ABBE | TRUE |  | P | PPD | 100
130550 | 7 | 1 | States | Oppidan | Hayley Fabian | TRUE | 2026-01-05T00:00:00 | 2026-10-05T00:00:00 | 2026-10-05T00:00:00 | 18 | 0 | 18 | 87169 | 1569042 | 63134 | USA | N45 | 77 | ABB INC | 27511 | SuperSwitch 4 (DSTS) | 1200A, 480V, DSTS (SS4) | PUR | 1200A, 480V, DSTS (SS4) | EA | EA | ABBE | TRUE |  | P | PPD | 100
130550 | 8 | 1 | States | Oppidan | Hayley Fabian | TRUE | 2026-01-05T00:00:00 | 2026-10-06T00:00:00 | 2026-10-06T00:00:00 | 1 | 0 | 1 | 41285 | 41285 | 63134 | USA | N45 | 77 | ABB INC | 27511 | Supplementary Item - Extended Warranty | 2 Year Extended Warranty w/1 PM QTY (6) 1200A STS Units | PUR | 2 Year Extended Warranty w/1 PM QTY (18) 1200A STS Units | EA | EA | ABBE | TRUE |  | P | PPD | 100
130550 | 9 | 1 | States | Oppidan | Hayley Fabian | TRUE | 2026-01-05T00:00:00 | 2026-10-06T00:00:00 | 2026-10-06T00:00:00 | 108 | 0 | 108 | 57 | 6156 | 63134 | USA | N45 | 77 | ABB INC | 27511 | Supplementary Item - STS | STS Pedestals | PUR | STS Pedestals | EA | EA | ABBE | TRUE |  | P | PPD | 100
130534 | 1 | 1 | States | Oppidan | Hayley Fabian | TRUE | 2026-01-05T00:00:00 | 2027-01-05T00:00:00 | 2027-01-05T00:00:00 | 4 | 0 | 4 | 1364.35 | 5457.4 | 82007 | USA | N45 | 77 | ABB INC | 27511 | 4NWA7000321568A | MegaFlex Seismic Bracket | PUR | MegaFlex Seismic Bracket | EA | EA | ABBE | TRUE |  | P | PPD | 100
130534 | 2 | 1 | States | Oppidan | Hayley Fabian | TRUE | 2026-01-05T00:00:00 | 2027-01-05T00:00:00 | 2027-01-05T00:00:00 | 32 | 0 | 32 | 28748.86 | 919963.52 | 82007 | USA | N45 | 77 | ABB INC | 27511 | 4NWP104024R36U2, 8 LiBC/UPS | Samsung 136S Lithium Battery Cabinets/UPS: - High cycle / High Power Density - UL9540/UL9540A Listed - Top Cable Entry - DC Breaker in each battery cabinet - DIM/BC: 25.5 in W x 21 in D x 87 in H; - Approx Weight/BC: 1125 lbs - Battery runtime: 7 minn BOL / 5 min EOL for 1579 kWb battery loads | PUR | Samsung 136S Lithium Battery Cabinets/UPS: - High cycle / High Power Density - UL9540/UL9540A Listed - Top Cable Entry - DC Breaker in each battery cabinet - DIM/BC: 25.5 in W x 21 in D x 87 in H; - Approx Weight/BC: 1125 lbs - Battery runtime: 7 minn BOL / 5 min EOL for 1579 kWb battery loads | EA | EA | ABBE | TRUE |  | P | PPD | 100
130534 | 3 | 1 | States | Oppidan | Hayley Fabian | TRUE | 2026-01-05T00:00:00 | 2027-01-05T00:00:00 | 2027-01-05T00:00:00 | 4 | 0 | 4 | 286472.37 | 1145889.48 | 82007 | USA | N45 | 77 | ABB INC | 27511 | 4NWP106511R0002 | MegaFlex 1.5MW UPS 480V 60Hz: Static Bypass - 100% rated continuous duty; Cabinet color: RAL 9005 (black); Single or dual AC feed; Short circuit withstand rating: 100kAIC; Input Voltage: 480V 3-Phase + Gnd , +/- 15% voltage tolerance, Frequency: 60Hz +/- 10%, PF = 0.99; Output: 480V, 3W + Gnd, Frequency: 60Hz & PF = 1.0; Efficiency: Up to 97% Double Conversion (VFI) & Up to 99% eBoost mode (VFD); Compatible Battery Technologies: LiB, NiZn, VRLA | PUR | MegaFlex 1.5MW UPS 480V 60Hz: Static Bypass - 100% rated continuous duty; Cabinet color: RAL 9005 (black); Single or dual AC feed; Short circuit withstand rating: 100kAIC; Input Voltage: 480V 3-Phase + Gnd , +/- 15% voltage tolerance, Frequency: 60Hz +/- 10%, PF = 0.99; Output: 480V, 3W + Gnd, Frequency: 60Hz & PF = 1.0; Efficiency: Up to 97% Double Conversion (VFI) & Up to 99% eBoost mode (VFD); Compatible Battery Technologies: LiB, NiZn, VRLA | EA | EA | ABBE | TRUE |  | P | PPD | 100
130534 | 4 | 1 | States | Oppidan | Hayley Fabian | TRUE | 2026-01-05T00:00:00 | 2027-01-05T00:00:00 | 2027-01-05T00:00:00 | 4 | 0 | 4 | 1127.85 | 4511.4 | 82007 | USA | N45 | 77 | ABB INC | 27511 | 4NWP107801R0001 | ANC-L Network Communication Card | PUR | ANC-L Network Communication Card | EA | EA | ABBE | TRUE |  | P | PPD | 100
130534 | 6 | 1 | States | Oppidan | Hayley Fabian | TRUE | 2026-01-05T00:00:00 | 2027-01-05T00:00:00 | 2027-01-05T00:00:00 | 28 | 0 | 28 | 1500 | 42000 | 82007 | USA | N45 | 77 | ABB INC | 27511 | 4NWR002204 | IntraPack Part No.: F012384-A02, Secondary top hat, Samsung Lithium-Ion UL9540A battery cabinet includes: - Cable management for Positive, Negative and Frame Ground Cables - Removable Front and Top Gland Plates - Paint color: Black | PUR | IntraPack Part No.: F012384-A02, Secondary top hat, Samsung Lithium-Ion UL9540A battery cabinet includes: - Cable management for Positive, Negative and Frame Ground Cables - Removable Front and Top Gland Plates - Paint color: Black | EA | EA | ABBE | TRUE |  | P | PPD | 100
130534 | 7 | 1 | States | Oppidan | Hayley Fabian | TRUE | 2026-01-05T00:00:00 | 2027-01-05T00:00:00 | 2027-01-05T00:00:00 | 4 | 0 | 4 | 2950 | 11800 | 82007 | USA | N45 | 77 | ABB INC | 27511 | 4NWR002253 | IntraPack Part No.: F012382-A02, Standard Primary top hat, Samsung Lithium-Ion UL9540A battery cabinet includes: - Cable management for Positive, Negative and Frame Ground Cables - Removable Front and Top Gland Plates - Paint color: Black - Data logger provided by ABB | PUR | IntraPack Part No.: F012382-A02, Standard Primary top hat, Samsung Lithium-Ion UL9540A battery cabinet includes: - Cable management for Positive, Negative and Frame Ground Cables - Removable Front and Top Gland Plates - Paint color: Black - Data logger provided by ABB | EA | EA | ABBE | TRUE |  | P | PPD | 100
130534 | 8 | 1 | States | Oppidan | Hayley Fabian | TRUE | 2026-01-05T00:00:00 | 2027-01-05T00:00:00 | 2027-01-05T00:00:00 | 4 | 0 | 4 | 12590 | 50360 | 82007 | USA | N45 | 77 | ABB INC | 27511 | 79-5000-00000047 | 4000A DC Junction Cabinet: - NEMA-1 enclosure - Dim: 30"W x 24"D x 87"H - Front access; - Installed end cap of battery lineup closer to UPS I/O section - Accommodates up to 10 DC battery cabinet landings - Installed by contractor - see ABB installation drawing; | PUR | 4000A DC Junction Cabinet: - NEMA-1 enclosure - Dim: 30"W x 24"D x 87"H - Front access; - Installed end cap of battery lineup closer to UPS I/O section - Accommodates up to 10 DC battery cabinet landings - Installed by contractor - see ABB installation drawing; | EA | EA | ABBE | TRUE |  | P | PPD | 100
130534 | 9 | 1 | States | Oppidan | Hayley Fabian | TRUE | 2026-01-05T00:00:00 | 2027-01-05T00:00:00 | 2027-01-05T00:00:00 | 8 | 0 | 8 | 646.12 | 5168.96 | 82007 | USA | N45 | 77 | ABB INC | 27511 | 7GSP017351R0001 | CIC Communication Card | PUR | CIC Communication Card | EA | EA | ABBE | TRUE |  | P | PPD | 100
130534 | 10 | 1 | States | Oppidan | Hayley Fabian | TRUE | 2026-01-05T00:00:00 | 2027-01-05T00:00:00 | 2027-01-05T00:00:00 | 4 | 0 | 4 | 3500 | 28000 | 82007 | USA | N45 | 77 | ABB INC | 27511 | FREIGHT_RIC | Freight: Incoterm FCA Factory - Freight allowed | PUR | Freight: Incoterm FCA Factory - Freight allowed | EA | EA | ABBE | TRUE |  | P | PPD | 100
130534 | 10 | 2 | States | Oppidan | Hayley Fabian | TRUE | 2026-01-05T00:00:00 | 2027-01-05T00:00:00 | 2027-01-05T00:00:00 | 4 | 0 | 4 | 3500 | 28000 | 82007 | USA | N45 | 77 | ABB INC | 27511 | FREIGHT_RIC | Freight: Incoterm FCA Factory - Freight allowed | PUR | Freight: Incoterm FCA Factory - Freight allowed | EA | EA | ABBE | TRUE |  | P | PPD | 100
130534 | 11 | 1 | States | Oppidan | Hayley Fabian | TRUE | 2026-01-05T00:00:00 | 2029-12-31T00:00:00 | 2029-12-31T00:00:00 | 4 | 0 | 4 | 9000 | 36000 | 82007 | USA | N45 | 77 | ABB INC | 27511 | FSULITHI136X8P1 | Level-3 Startup of Lithium-Ion Batteries Note: Installation & connecting of batteries in the cabinets are by others (per adder above) | PUR | Level-3 Startup of Lithium-Ion Batteries Note: Installation & connecting of batteries in the cabinets are by others (per adder above) | EA | EA | ABBE | TRUE |  | P | PPD | 100
130534 | 12 | 1 | States | Oppidan | Hayley Fabian | TRUE | 2026-01-05T00:00:00 | 2027-01-06T00:00:00 | 2027-01-06T00:00:00 | 4 | 0 | 4 | 11500 | 46000 | 82007 | USA | N45 | 77 | ABB INC | 27511 | FSUMEG1600P1 | Level-3 Startup of MegaFlex UPS | PUR | Level-3 Startup of MegaFlex UPS | EA | EA | ABBE | TRUE |  | P | PPD | 100
130534 | 13 | 1 | States | Oppidan | Hayley Fabian | TRUE | 2026-01-05T00:00:00 | 2029-12-31T00:00:00 | 2029-12-31T00:00:00 | 1 | 0 | 1 | 4500 | 4500 | 82007 | USA | N45 | 77 | ABB INC | 27511 | MOBILIZATION_UPS | Mobilization for UPS Pkg (assume startup at same time for both UPS's) | PUR | Mobilization for UPS Pkg (assume startup at same time for both UPS's) | EA | EA | ABBE | TRUE |  | P | PPD | 100
130534 | 14 | 1 | States | Oppidan | Hayley Fabian | TRUE | 2026-01-05T00:00:00 | 2029-12-31T00:00:00 | 2029-12-31T00:00:00 | 1 | 0 | 1 | 4500 | 4500 | 82007 | USA | N45 | 77 | ABB INC | 27511 | MOBILIZATION_UPS PKG | Mobilization for UPS Pkg (for L4/L5/L6T Tasks) | PUR | Mobilization for UPS Pkg (for L4/L5/L6T Tasks) | EA | EA | ABBE | TRUE |  | P | PPD | 100
130534 | 15 | 1 | States | Oppidan | Hayley Fabian | TRUE | 2026-01-05T00:00:00 | 2027-01-06T00:00:00 | 2027-01-06T00:00:00 | 8 | 0 | 8 | 4500 | 36000 | 82007 | USA | N45 | 77 | ABB INC | 27511 | S-CM1_UPS 3.5.B | Spec 263353, Par 3.5.B Level-4 Performance Testing per system Par 3.5.B: 2 days onsite (Deviate from 10 to 2 days per Customer Request) | PUR | Spec 263353, Par 3.5.B Level-4 Performance Testing per system Par 3.5.B: 2 days onsite (Deviate from 10 to 2 days per Customer Request) | EA | EA | ABBE | TRUE |  | P | PPD | 100
130534 | 16 | 1 | States | Oppidan | Hayley Fabian | TRUE | 2026-01-05T00:00:00 | 2027-01-06T00:00:00 | 2027-01-06T00:00:00 | 8 | 0 | 8 | 4500 | 36000 | 82007 | USA | N45 | 77 | ABB INC | 27511 | S-CM1_UPS 3.5.D | (Customer to decide) Spec 263353, Par 3.5.D Level-4 Performance Testing per system Par 3.5.D: Exploratory period - 1st 2 days onsite Note: Customer to decide if this step is necessary | PUR | (Customer to decide) Spec 263353, Par 3.5.D Level-4 Performance Testing per system Par 3.5.D: Exploratory period - 1st 2 days onsite Note: Customer to decide if this step is necessary | EA | EA | ABBE | TRUE |  | P | PPD | 100
130534 | 17 | 1 | States | Oppidan | Hayley Fabian | TRUE | 2026-01-05T00:00:00 | 2029-12-31T00:00:00 | 2029-12-31T00:00:00 | 2 | 0 | 2 | 4500 | 9000 | 82007 | USA | N45 | 77 | ABB INC | 27511 | SERVICEFLATRATE | Level-3 Startup: Additional startup time - interfacing with and checking of Maintenance Bypass Switchboards (not actual SU of MBC or MBS) | PUR | Level-3 Startup: Additional startup time - interfacing with and checking of Maintenance Bypass Switchboards (not actual SU of MBC or MBS) | EA | EA | ABBE | TRUE |  | P | PPD | 100
130534 | 18 | 1 | States | Oppidan | Hayley Fabian | TRUE | 2026-01-05T00:00:00 | 2029-12-31T00:00:00 | 2029-12-31T00:00:00 | 16 | 0 | 16 | 4500 | 72000 | 82007 | USA | N45 | 77 | ABB INC | 27511 | SERVICEFLATRATE Spec | Spec 263353.1, Par 3.2.B - Battery installation by UPS Manufacturer | PUR | Spec 263353.1, Par 3.2.B - Battery installation by UPS Manufacturer | EA | EA | ABBE | TRUE |  | P | PPD | 100
130534 | 19 | 1 | States | Oppidan | Hayley Fabian | TRUE | 2026-01-05T00:00:00 | 2029-12-31T00:00:00 | 2029-12-31T00:00:00 | 4 | 0 | 4 | 4500 | 18000 | 82007 | USA | N45 | 77 | ABB INC | 27511 | S-IST | (1 day/UPS is recommended) Spec 263353, Par 3.6A Level-5 Integration System Testing (IST) (1 day included + daily rate applied if exceeds) | PUR | (1 day/UPS is recommended) Spec 263353, Par 3.6A Level-5 Integration System Testing (IST) (1 day included + daily rate applied if exceeds) | EA | EA | ABBE | TRUE |  | P | PPD | 100
130534 | 20 | 1 | States | Oppidan | Hayley Fabian | TRUE | 2026-01-05T00:00:00 | 2027-01-05T00:00:00 | 2027-01-05T00:00:00 | 1 | 0 | 1 | 4500 | 4500 | 82007 | USA | N45 | 77 | ABB INC | 27511 | S-OST | Par 3.4.K - Onsite Training after startup/commissioning completion, contiguous US only (1 day / site + daily rate applied if exceeds) | PUR | Par 3.4.K - Onsite Training after startup/commissioning completion, contiguous US only (1 day / site + daily rate applied if exceeds) | EA | EA | ABBE | TRUE |  | P | PPD | 100
130534 | 22 | 1 | States | Oppidan | Hayley Fabian | TRUE | 2026-01-05T00:00:00 | 2027-01-06T00:00:00 | 2027-01-06T00:00:00 | 4 | 0 | 4 | 5188 | 20752 | 82007 | USA | N45 | 77 | ABB INC | 27511 | UPS-FOBDEST | FCA Destination Charges Included | PUR | FCA Destination Charges Included | EA | EA | ABBE | TRUE |  | P | PPD | 100
130534 | 23 | 1 | States | Oppidan | Hayley Fabian | TRUE | 2026-01-05T00:00:00 | 2027-01-06T00:00:00 | 2027-01-06T00:00:00 | 4 | 0 | 4 | 4839 | 19356 | 82007 | USA | N45 | 77 | ABB INC | 27511 | UPS-FOBDEST_ | FCA Destination Charges Included | PUR | FCA Destination Charges Included | EA | EA | ABBE | TRUE |  | P | PPD | 100
130877 | 1 | 1 | States | Oppidan Cedar Rapids | Hayley Fabian | TRUE | 2026-01-23T00:00:00 | 2026-11-23T00:00:00 | 2026-11-23T00:00:00 | 6 | 0 | 6 | 9500 | 57000 | 52404 | USA | N45 | 77 | ABB INC | 27511 | 1200A 24" Front Access Sidecar | SuperSwitch 4 - 1200A 24" Front Access Sidecar | PUR | SuperSwitch 4 - 1200A 24" Front Access Sidecar | EA | EA | ABBE | TRUE |  | P | PPD | 100
130877 | 2 | 1 | States | Oppidan Cedar Rapids | Hayley Fabian | TRUE | 2026-01-23T00:00:00 | 2026-11-23T00:00:00 | 2026-11-23T00:00:00 | 6 | 0 | 6 | 390 | 2340 | 52404 | USA | N45 | 77 | ABB INC | 27511 | 800A-1200A Vented Kickplates | SuperSwitch 4 - 800A-1200A Vented Kickplates | PUR | SuperSwitch 4 - 800A-1200A Vented Kickplates | EA | EA | ABBE | TRUE |  | P | PPD | 100
130877 | 3 | 1 | States | Oppidan Cedar Rapids | Hayley Fabian | TRUE | 2026-01-23T00:00:00 | 2026-11-24T00:00:00 | 2026-11-24T00:00:00 | 1 | 0 | 1 | 4255 | 4255 | 52404 | USA | N45 | 77 | ABB INC | 27511 | Other Services - Level 4 | Level 4 Performancy Testing - (4) Days(s) | PUR | Level 4 Performancy Testing - (1) Day | EA | EA | ABBE | TRUE |  | P | PPD | 100
130877 | 4 | 1 | States | Oppidan Cedar Rapids | Hayley Fabian | TRUE | 2026-01-23T00:00:00 | 2029-12-31T00:00:00 | 2029-12-31T00:00:00 | 1 | 0 | 1 | 4500 | 4500 | 52404 | USA | N45 | 77 | ABB INC | 27511 | Other Services - Mobilization | Mobilization - (3) Visit(s) | PUR | Mobilization - (1) Visit | EA | EA | ABBE | TRUE |  | P | PPD | 100
130877 | 5 | 1 | States | Oppidan Cedar Rapids | Hayley Fabian | TRUE | 2026-01-23T00:00:00 | 2029-12-31T00:00:00 | 2029-12-31T00:00:00 | 3 | 0 | 3 | 4450 | 13350 | 52404 | USA | N45 | 77 | ABB INC | 27511 | Services - Start-up Service | On-site Service Per Day (not to exceed 3 days), M-F 8am-5pm | PUR | On-site Service Per Day (not to exceed 3 days), M-F 8am-5pm | EA | EA | ABBE | TRUE |  | P | PPD | 100
130877 | 6 | 1 | States | Oppidan Cedar Rapids | Hayley Fabian | TRUE | 2026-01-23T00:00:00 | 2026-11-23T00:00:00 | 2026-11-23T00:00:00 | 6 | 0 | 6 | 87169 | 523014 | 52404 | USA | N45 | 77 | ABB INC | 27511 | SuperSwitch 4 (DSTS) | 1200A, 480V, DSTS (SS4) | PUR | 1200A, 480V, DSTS (SS4) | EA | EA | ABBE | TRUE |  | P | PPD | 100
130877 | 7 | 1 | States | Oppidan Cedar Rapids | Hayley Fabian | TRUE | 2026-01-23T00:00:00 | 2026-11-23T00:00:00 | 2026-11-23T00:00:00 | 36 | 0 | 36 | 57 | 2052 | 52404 | USA | N45 | 77 | ABB INC | 27511 | Supplementary Item - STS | STS Pedestals | PUR | STS Pedestals | EA | EA | ABBE | TRUE |  | P | PPD | 100
129941 | 10 | 2 | States | Dayton | Hayley Fabian | TRUE | 2025-11-19T00:00:00 | 2026-07-08T00:00:00 | 2026-05-22T00:00:00 | 2 | 0 | 2 | 2952 | 11808 | 55369 | USA | N45 | 77 | ABB INC | 27511 | 931868T01 | Breaker Lift Truck Assembly - manually operated | PUR | Breaker Lift Truck Assembly - manually operated | EA | EA |  | TRUE |  | P | PPD | DAYTON
130191 | 2 | 1 | States | EED REED | Hayley Fabian | TRUE | 2025-12-02T00:00:00 | 2026-10-30T00:00:00 | 2026-10-30T00:00:00 | 2 | 0 | 2 | 9751.3 | 19502.6 | 29847 | USA | N45 | 77 | ABB INC | 27511 | FSUMEG1600P1 | Level-3 Startup of MegaFlex UPS |  | START-UP MEGAFLEX 1.5-1.6 L2 | EA | EA | ABBE | TRUE |  | P | PPD | 100
130548 | 1 | 1 | States | Oppidan | Hayley Fabian | TRUE | 2026-01-05T00:00:00 | 2026-10-05T00:00:00 | 2026-10-05T00:00:00 | 18 | 0 | 18 | 9500 | 171000 | 43026 | USA | N45 | 77 | ABB INC | 27511 | 1200A 24" Front Access Sidecar | SuperSwitch 4 - 1200A 24" Front Access Sidecar | PUR | SuperSwitch 4 - 1200A 24" Front Access Sidecar | EA | EA | ABBE | TRUE |  | P | PPD | 100
130548 | 2 | 1 | States | Oppidan | Hayley Fabian | TRUE | 2026-01-05T00:00:00 | 2026-10-05T00:00:00 | 2026-10-05T00:00:00 | 18 | 0 | 18 | 390 | 7020 | 43026 | USA | N45 | 77 | ABB INC | 27511 | 800A-1200A Vented Kickplates | SuperSwitch 4 - 800A-1200A Vented Kickplates | PUR | SuperSwitch 4 - 800A-1200A Vented Kickplates | EA | EA | ABBE | TRUE |  | P | PPD | 100
130548 | 3 | 1 | States | Oppidan | Hayley Fabian | TRUE | 2026-01-05T00:00:00 | 2026-10-06T00:00:00 | 2026-10-06T00:00:00 | 1 | 0 | 1 | 4255 | 4255 | 43026 | USA | N45 | 77 | ABB INC | 27511 | Other Services - Integration Testing | Integration Testing - (1) Day(s) | PUR | Integration Testing - (1) Day(s) | EA | EA | ABBE | TRUE |  | P | PPD | 100
130548 | 4 | 1 | States | Oppidan | Hayley Fabian | TRUE | 2026-01-05T00:00:00 | 2026-10-06T00:00:00 | 2026-10-06T00:00:00 | 4 | 0 | 4 | 4255 | 17020 | 43026 | USA | N45 | 77 | ABB INC | 27511 | Other Services - Level 4 | Level 4 Performancy Testing - (4) Days(s) | PUR | Level 4 Performancy Testing - (4) Days(s) | EA | EA | ABBE | TRUE |  | P | PPD | 100
130548 | 5 | 1 | States | Oppidan | Hayley Fabian | TRUE | 2026-01-05T00:00:00 | 2029-12-31T00:00:00 | 2029-12-31T00:00:00 | 3 | 0 | 3 | 4500 | 13500 | 43026 | USA | N45 | 77 | ABB INC | 27511 | Other Services - Mobilization | Mobilization - (3) Visit(s) | PUR | Mobilization - (3) Visit(s) | EA | EA | ABBE | TRUE |  | P | PPD | 100
130548 | 6 | 1 | States | Oppidan | Hayley Fabian | TRUE | 2026-01-05T00:00:00 | 2026-10-06T00:00:00 | 2026-10-06T00:00:00 | 9 | 0 | 9 | 4450 | 40050 | 43026 | USA | N45 | 77 | ABB INC | 27511 | Services - Start-up Service | On-site Service Per Day (not to exceed 3 days), M-F 8am-5pm | PUR | On-site Service Per Day (not to exceed 3 days), M-F 8am-5pm | EA | EA | ABBE | TRUE |  | P | PPD | 100
130548 | 7 | 1 | States | Oppidan | Hayley Fabian | TRUE | 2026-01-05T00:00:00 | 2026-10-05T00:00:00 | 2026-10-05T00:00:00 | 18 | 0 | 18 | 87169 | 1569042 | 43026 | USA | N45 | 77 | ABB INC | 27511 | SuperSwitch 4 (DSTS) | 1200A, 480V, DSTS (SS4) | PUR | 1200A, 480V, DSTS (SS4) | EA | EA | ABBE | TRUE |  | P | PPD | 100
130548 | 8 | 1 | States | Oppidan | Hayley Fabian | TRUE | 2026-01-05T00:00:00 | 2026-10-06T00:00:00 | 2026-10-06T00:00:00 | 1 | 0 | 1 | 41285 | 41285 | 43026 | USA | N45 | 77 | ABB INC | 27511 | Supplementary Item - Extended Warranty | 2 Year Extended Warranty w/1 PM QTY (6) 1200A STS Units | PUR | 2 Year Extended Warranty w/1 PM QTY (18) 1200A STS Units | EA | EA | ABBE | TRUE |  | P | PPD | 100
130548 | 9 | 1 | States | Oppidan | Hayley Fabian | TRUE | 2026-01-05T00:00:00 | 2026-10-05T00:00:00 | 2026-10-05T00:00:00 | 108 | 0 | 108 | 57 | 6156 | 43026 | USA | N45 | 77 | ABB INC | 27511 | Supplementary Item - STS | STS Pedestals | PUR | STS Pedestals | EA | EA | ABBE | TRUE |  | P | PPD | 100
130546 | 1 | 1 | States | Oppidan | Hayley Fabian | TRUE | 2026-01-05T00:00:00 | 2026-10-05T00:00:00 | 2026-10-05T00:00:00 | 18 | 0 | 18 | 9500 | 171000 | 38138 | USA | N45 | 77 | ABB INC | 27511 | 1200A 24" Front Access Sidecar | SuperSwitch 4 - 1200A 24" Front Access Sidecar | PUR | SuperSwitch 4 - 1200A 24" Front Access Sidecar | EA | EA | ABBE | TRUE |  | P | PPD | 100
130546 | 2 | 1 | States | Oppidan | Hayley Fabian | TRUE | 2026-01-05T00:00:00 | 2026-10-05T00:00:00 | 2026-10-05T00:00:00 | 18 | 0 | 18 | 390 | 7020 | 38138 | USA | N45 | 77 | ABB INC | 27511 | 800A-1200A Vented Kickplates | SuperSwitch 4 - 800A-1200A Vented Kickplates | PUR | SuperSwitch 4 - 800A-1200A Vented Kickplates | EA | EA | ABBE | TRUE |  | P | PPD | 100
130546 | 3 | 1 | States | Oppidan | Hayley Fabian | TRUE | 2026-01-05T00:00:00 | 2026-10-06T00:00:00 | 2026-10-06T00:00:00 | 1 | 0 | 1 | 4255 | 4255 | 38138 | USA | N45 | 77 | ABB INC | 27511 | Other Services - Integration Testing | Integration Testing - (1) Day(s) | PUR | Integration Testing - (1) Day(s) | EA | EA | ABBE | TRUE |  | P | PPD | 100
130546 | 4 | 1 | States | Oppidan | Hayley Fabian | TRUE | 2026-01-05T00:00:00 | 2026-10-06T00:00:00 | 2026-10-06T00:00:00 | 4 | 0 | 4 | 4255 | 17020 | 38138 | USA | N45 | 77 | ABB INC | 27511 | Other Services - Level 4 | Level 4 Performancy Testing - (4) Days(s) | PUR | Level 4 Performancy Testing - (4) Days(s) | EA | EA | ABBE | TRUE |  | P | PPD | 100
130546 | 5 | 1 | States | Oppidan | Hayley Fabian | TRUE | 2026-01-05T00:00:00 | 2029-12-31T00:00:00 | 2029-12-31T00:00:00 | 3 | 0 | 3 | 4500 | 13500 | 38138 | USA | N45 | 77 | ABB INC | 27511 | Other Services - Mobilization | Mobilization - (3) Visit(s) | PUR | Mobilization - (3) Visit(s) | EA | EA | ABBE | TRUE |  | P | PPD | 100
130546 | 6 | 1 | States | Oppidan | Hayley Fabian | TRUE | 2026-01-05T00:00:00 | 2026-10-06T00:00:00 | 2026-10-06T00:00:00 | 9 | 0 | 9 | 4450 | 40050 | 38138 | USA | N45 | 77 | ABB INC | 27511 | Services - Start-up Service | On-site Service Per Day (not to exceed 3 days), M-F 8am-5pm | PUR | On-site Service Per Day (not to exceed 9 days), M-F 8am-5pm | EA | EA | ABBE | TRUE |  | P | PPD | 100
130546 | 7 | 1 | States | Oppidan | Hayley Fabian | TRUE | 2026-01-05T00:00:00 | 2026-10-05T00:00:00 | 2026-10-05T00:00:00 | 18 | 0 | 18 | 87169 | 1569042 | 38138 | USA | N45 | 77 | ABB INC | 27511 | SuperSwitch 4 (DSTS) | 1200A, 480V, DSTS (SS4) | PUR | 1200A, 480V, DSTS (SS4) | EA | EA | ABBE | TRUE |  | P | PPD | 100
130546 | 8 | 1 | States | Oppidan | Hayley Fabian | TRUE | 2026-01-05T00:00:00 | 2026-10-06T00:00:00 | 2026-10-06T00:00:00 | 1 | 0 | 1 | 41285 | 41285 | 38138 | USA | N45 | 77 | ABB INC | 27511 | Supplementary Item - Extended Warranty | 2 Year Extended Warranty w/1 PM QTY (6) 1200A STS Units | PUR | 2 Year Extended Warranty w/1 PM QTY (18) 1200A STS Units | EA | EA | ABBE | TRUE |  | P | PPD | 100
130546 | 9 | 1 | States | Oppidan | Hayley Fabian | TRUE | 2026-01-05T00:00:00 | 2026-10-06T00:00:00 | 2026-10-06T00:00:00 | 108 | 0 | 108 | 57 | 6156 | 38138 | USA | N45 | 77 | ABB INC | 27511 | Supplementary Item - STS | STS Pedestals | PUR | STS Pedestals | EA | EA | ABBE | TRUE |  | P | PPD | 100
131089 | 1 | 1 | States | Dayton | Hayley Fabian | TRUE | 2026-02-04T00:00:00 | 2026-09-03T00:00:00 | 2026-09-03T00:00:00 | 15 | 0 | 15 | 5078.84 | 76182.6 | 55369 | USA | N45 | 77 | ABB INC | 27511 | BTO ATS 400A-600A | ZGDK3XX12-CX2XT4XX Automatic Transfer Switch, ZTG T-Series, 400 A-600 A "ZTG DT 400A3PH No Neu N1 General Purpose Commercial and Industrial Automatic Transfer Switch 400 A, 3 Phase (3 Pole), Delayed Transition NEMA 1 Enclosure 4 NO (Normally Open) and 4 NC (Normally Closed) Auxiliary Contacts No Neutral No Meters GB2 - (6)#8-1/0 Ground Bar Modbus TCP communications Additional 4 I/O, programmable T1-Panel Voltage agnostic, Rated for 200 to 480V line to line voltage Standard Application-Sources on Bottom UL 1008 listed up To 480VAC at 50/60Hz Seismic certified To IEEE-693-2005 at HIGH level With 2.5 amplification factor Seismic certified To IBC-2015 at Ip=1.5 For z/h less than Or equal To 1 Microprocessor activated Momentary test switch Programmable exerciser daily, 7-14-28-365 days user- selectable, with or without load Event log of last 250 events Adjustable over/under frequency sensor-Source 2-and Source 1 Frequency Indication - on the controller LED Source -2 - Position indication LED Source -1 - Position indication LED Source -2 - Source availability indication LED Source -1 - Source availability indication" "Engine start timer -adjustable up to 60sec Phase rotation sensing of Source 1 and Source 2 Under voltage sensing 3-phase Source 2 In Phase Monitor between Source 1 and Source 2 to allow transfer-with enable/disable Over voltage sensing-3 phase Source 2 Microprocessor activated Commit/no commit on transferring to Source 2-with enable/disable Time Delay from Neutral Position to Source 1 on Retransfer Time Delay from Neutral Position to Source 2 on Retransfer. Adjustable time delay on transfer to Source 1 Engine stop/cool adjustable cool down timer Voltage imbalance between phases-applies to 3-phase only Adjustable time delay on transfer to Source 2 Bypass transfer timer function-soft switch in controller Programmable Input Modules: (Must be configured by user upon installation) E-Stop Remote Control to S1 (R15 Load Shed) Remote Control to S2 Remote Control to OFF (R15D Load Shed) Inhibit Transfer Manual-Auto Mode Programmable Output Modules: (Must be configured by user upon installation) Alarm / Product Availability Load Connected to S1 Load Disconnected Load Connected to S2 Elevator Pre-transfer Signal (T3/W3)" | PUR | "Category: --- LV - Other --- Identifier: --- BTO ATS 400A-600A ---------------------------------- - Enclosure Rating: --- - System voltage: --- - Bus amperage: --- - Short Circuit Rating: --- - Sections: --- 0" | EA | EA | ABBE | TRUE |  | P | ALL
130535 | 1 | 1 | States | Oppidan | Hayley Fabian | TRUE | 2026-01-05T00:00:00 | 2026-12-04T00:00:00 | 2026-12-04T00:00:00 | 16 | 0 | 16 | 9500 | 152000 | 82007 | USA | N45 | 77 | ABB INC | 27511 | 1200A 24" Front Access Sidecar | SuperSwitch 4 - 1200A 24" Front Access Sidecar | PUR | SuperSwitch 4 - 1200A 24" Front Access Sidecar | EA | EA |  | TRUE |  | P | PPD | 100
130535 | 2 | 1 | States | Oppidan | Hayley Fabian | TRUE | 2026-01-05T00:00:00 | 2026-12-04T00:00:00 | 2026-12-04T00:00:00 | 16 | 0 | 16 | 390 | 6240 | 82007 | USA | N45 | 77 | ABB INC | 27511 | 800A-1200A Vented Kickplates | SuperSwitch 4 - 800A-1200A Vented Kickplates | PUR | SuperSwitch 4 - 800A-1200A Vented Kickplates | EA | EA |  | TRUE |  | P | PPD | 100
130535 | 3 | 1 | States | Oppidan | Hayley Fabian | TRUE | 2026-01-05T00:00:00 | 2026-12-07T00:00:00 | 2026-12-07T00:00:00 | 1 | 0 | 1 | 4255 | 4255 | 82007 | USA | N45 | 77 | ABB INC | 27511 | Other Services - Integration Testing | Integration Testing - (1) Day(s) | PUR | Integration Testing - (1) Day(s) | EA | EA |  | TRUE |  | P | PPD | 100
130535 | 4 | 1 | States | Oppidan | Hayley Fabian | TRUE | 2026-01-05T00:00:00 | 2026-12-07T00:00:00 | 2026-12-07T00:00:00 | 4 | 0 | 4 | 4255 | 17020 | 82007 | USA | N45 | 77 | ABB INC | 27511 | Other Services - Level 4 | Level 4 Performancy Testing - (4) Days(s) | PUR | Level 4 Performancy Testing - (4) Days(s) | EA | EA |  | TRUE |  | P | PPD | 100
130535 | 5 | 1 | States | Oppidan | Hayley Fabian | TRUE | 2026-01-05T00:00:00 | 2029-12-31T00:00:00 | 2029-12-31T00:00:00 | 3 | 0 | 3 | 4500 | 13500 | 82007 | USA | N45 | 77 | ABB INC | 27511 | Other Services - Mobilization | Mobilization - (3) Visit(s) | PUR | Mobilization - (3) Visit(s) | EA | EA |  | TRUE |  | P | PPD | 100
130535 | 6 | 1 | States | Oppidan | Hayley Fabian | TRUE | 2026-01-05T00:00:00 | 2026-12-07T00:00:00 | 2026-12-07T00:00:00 | 8 | 0 | 8 | 4450 | 35600 | 82007 | USA | N45 | 77 | ABB INC | 27511 | Services - Start-up Service | On-site Service Per Day (not to exceed 3 days), M-F 8am-5pm | PUR | On-site Service Per Day (not to exceed 8 days), M-F 8am-5pm | EA | EA |  | TRUE |  | P | PPD | 100
130535 | 7 | 1 | States | Oppidan | Hayley Fabian | TRUE | 2026-01-05T00:00:00 | 2026-12-04T00:00:00 | 2026-12-04T00:00:00 | 16 | 0 | 16 | 87169 | 1394704 | 82007 | USA | N45 | 77 | ABB INC | 27511 | SuperSwitch 4 (DSTS) | 1200A, 480V, DSTS (SS4) | PUR | 1200A, 480V, DSTS (SS4) | EA | EA |  | TRUE |  | P | PPD | 100
130535 | 8 | 1 | States | Oppidan | Hayley Fabian | TRUE | 2026-01-05T00:00:00 | 2026-12-07T00:00:00 | 2026-12-07T00:00:00 | 1 | 0 | 1 | 36698 | 36698 | 82007 | USA | N45 | 77 | ABB INC | 27511 | Supplementary Item - Extended Warranty | 2 Year Extended Warranty w/1 PM QTY (6) 1200A STS Units | PUR | 2 Year Extended Warranty w/1 PM QTY (6) 1200A STS Units | EA | EA |  | TRUE |  | P | PPD | 100
130535 | 9 | 1 | States | Oppidan | Hayley Fabian | TRUE | 2026-01-05T00:00:00 | 2026-12-07T00:00:00 | 2026-12-07T00:00:00 | 96 | 0 | 96 | 57 | 5472 | 82007 | USA | N45 | 77 | ABB INC | 27511 | Supplementary Item - STS | STS Pedestals | PUR | STS Pedestals | EA | EA |  | TRUE |  | P | PPD | 100
130547 | 1 | 1 | States | Oppidan | Hayley Fabian | TRUE | 2026-01-05T00:00:00 | 2026-11-03T00:00:00 | 2026-11-03T00:00:00 | 6 | 0 | 6 | 1364.35 | 8186.1 | 43026 | USA | N45 | 77 | ABB INC | 27511 | 4NWA7000321568A | MegaFlex Seismic Bracket | PUR | MegaFlex Seismic Bracket | EA | EA | ABBE | TRUE |  | P | PPD | 100
130547 | 2 | 1 | States | Oppidan | Hayley Fabian | TRUE | 2026-01-05T00:00:00 | 2026-11-03T00:00:00 | 2026-11-03T00:00:00 | 48 | 0 | 48 | 28748.86 | 1379945.28 | 43026 | USA | N45 | 77 | ABB INC | 27511 | 4NWP104024R36U2, 8 LiBC/UPS | Samsung 136S Lithium Battery Cabinets/UPS: - High cycle / High Power Density - UL9540/UL9540A Listed - Top Cable Entry - DC Breaker in each battery cabinet - DIM/BC: 25.5 in W x 21 in D x 87 in H; - Approx Weight/BC: 1125 lbs - Battery runtime: 7 minn BOL / 5 min EOL for 1579 kWb battery loads | PUR | Samsung 136S Lithium Battery Cabinets/UPS: - High cycle / High Power Density - UL9540/UL9540A Listed - Top Cable Entry - DC Breaker in each battery cabinet - DIM/BC: 25.5 in W x 21 in D x 87 in H; - Approx Weight/BC: 1125 lbs - Battery runtime: 7 minn BOL / 5 min EOL for 1579 kWb battery loads | EA | EA | ABBE | TRUE |  | P | PPD | 100
130547 | 3 | 1 | States | Oppidan | Hayley Fabian | TRUE | 2026-01-05T00:00:00 | 2026-11-03T00:00:00 | 2026-11-03T00:00:00 | 6 | 0 | 6 | 286472.37 | 1718834.22 | 43026 | USA | N45 | 77 | ABB INC | 27511 | 4NWP106511R0002 | MegaFlex 1.5MW UPS 480V 60Hz: Static Bypass - 100% rated continuous duty; Cabinet color: RAL 9005 (black); Single or dual AC feed; Short circuit withstand rating: 100kAIC; Input Voltage: 480V 3-Phase + Gnd , +/- 15% voltage tolerance, Frequency: 60Hz +/- 10%, PF = 0.99; Output: 480V, 3W + Gnd, Frequency: 60Hz & PF = 1.0; Efficiency: Up to 97% Double Conversion (VFI) & Up to 99% eBoost mode (VFD); Compatible Battery Technologies: LiB, NiZn, VRLA | PUR | MegaFlex 1.5MW UPS 480V 60Hz: Static Bypass - 100% rated continuous duty; Cabinet color: RAL 9005 (black); Single or dual AC feed; Short circuit withstand rating: 100kAIC; Input Voltage: 480V 3-Phase + Gnd , +/- 15% voltage tolerance, Frequency: 60Hz +/- 10%, PF = 0.99; Output: 480V, 3W + Gnd, Frequency: 60Hz & PF = 1.0; Efficiency: Up to 97% Double Conversion (VFI) & Up to 99% eBoost mode (VFD); Compatible Battery Technologies: LiB, NiZn, VRLA | EA | EA | ABBE | TRUE |  | P | PPD | 100
130547 | 4 | 1 | States | Oppidan | Hayley Fabian | TRUE | 2026-01-05T00:00:00 | 2026-11-03T00:00:00 | 2026-11-03T00:00:00 | 6 | 0 | 6 | 1127.85 | 6767.1 | 43026 | USA | N45 | 77 | ABB INC | 27511 | 4NWP107801R0001 | ANC-L Network Communication Card | PUR | ANC-L Network Communication Card | EA | EA | ABBE | TRUE |  | P | PPD | 100
130547 | 6 | 1 | States | Oppidan | Hayley Fabian | TRUE | 2026-01-05T00:00:00 | 2026-11-03T00:00:00 | 2026-11-03T00:00:00 | 42 | 0 | 42 | 1500 | 63000 | 43026 | USA | N45 | 77 | ABB INC | 27511 | 4NWR002204 | IntraPack Part No.: F012384-A02, Secondary top hat, Samsung Lithium-Ion UL9540A battery cabinet includes: - Cable management for Positive, Negative and Frame Ground Cables - Removable Front and Top Gland Plates - Paint color: Black | PUR | IntraPack Part No.: F012384-A02, Secondary top hat, Samsung Lithium-Ion UL9540A battery cabinet includes: - Cable management for Positive, Negative and Frame Ground Cables - Removable Front and Top Gland Plates - Paint color: Black | EA | EA | ABBE | TRUE |  | P | PPD | 100
130547 | 7 | 1 | States | Oppidan | Hayley Fabian | TRUE | 2026-01-05T00:00:00 | 2026-11-03T00:00:00 | 2026-11-03T00:00:00 | 6 | 0 | 6 | 2950 | 17700 | 43026 | USA | N45 | 77 | ABB INC | 27511 | 4NWR002253 | IntraPack Part No.: F012382-A02, Standard Primary top hat, Samsung Lithium-Ion UL9540A battery cabinet includes: - Cable management for Positive, Negative and Frame Ground Cables - Removable Front and Top Gland Plates - Paint color: Black - Data logger provided by ABB | PUR | IntraPack Part No.: F012382-A02, Standard Primary top hat, Samsung Lithium-Ion UL9540A battery cabinet includes: - Cable management for Positive, Negative and Frame Ground Cables - Removable Front and Top Gland Plates - Paint color: Black - Data logger provided by ABB | EA | EA | ABBE | TRUE |  | P | PPD | 100
130547 | 8 | 1 | States | Oppidan | Hayley Fabian | TRUE | 2026-01-05T00:00:00 | 2026-11-03T00:00:00 | 2026-11-03T00:00:00 | 6 | 0 | 6 | 12590 | 75540 | 43026 | USA | N45 | 77 | ABB INC | 27511 | 79-5000-00000047 | 4000A DC Junction Cabinet: - NEMA-1 enclosure - Dim: 30"W x 24"D x 87"H - Front access; - Installed end cap of battery lineup closer to UPS I/O section - Accommodates up to 10 DC battery cabinet landings - Installed by contractor - see ABB installation drawing; | PUR | 4000A DC Junction Cabinet: - NEMA-1 enclosure - Dim: 30"W x 24"D x 87"H - Front access; - Installed end cap of battery lineup closer to UPS I/O section - Accommodates up to 10 DC battery cabinet landings - Installed by contractor - see ABB installation drawing; | EA | EA | ABBE | TRUE |  | P | PPD | 100
130547 | 9 | 1 | States | Oppidan | Hayley Fabian | TRUE | 2026-01-05T00:00:00 | 2026-11-03T00:00:00 | 2026-11-03T00:00:00 | 12 | 0 | 12 | 646.12 | 7753.44 | 43026 | USA | N45 | 77 | ABB INC | 27511 | 7GSP017351R0001 | CIC Communication Card | PUR | CIC Communication Card | EA | EA | ABBE | TRUE |  | P | PPD | 100
130547 | 10 | 1 | States | Oppidan | Hayley Fabian | TRUE | 2026-01-05T00:00:00 | 2026-11-03T00:00:00 | 2026-11-03T00:00:00 | 6 | 0 | 6 | 3500 | 42000 | 43026 | USA | N45 | 77 | ABB INC | 27511 | FREIGHT_RIC | Freight: Incoterm FCA Factory - Freight allowed | PUR | Freight: Incoterm FCA Factory - Freight allowed | EA | EA | ABBE | TRUE |  | P | PPD | 100
130547 | 10 | 2 | States | Oppidan | Hayley Fabian | TRUE | 2026-01-05T00:00:00 | 2026-11-03T00:00:00 | 2026-11-03T00:00:00 | 6 | 0 | 6 | 3500 | 42000 | 43026 | USA | N45 | 77 | ABB INC | 27511 | FREIGHT_RIC | Freight: Incoterm FCA Factory - Freight allowed | PUR | Freight: Incoterm FCA Factory - Freight allowed | EA | EA | ABBE | TRUE |  | P | PPD | 100
130547 | 11 | 1 | States | Oppidan | Hayley Fabian | TRUE | 2026-01-05T00:00:00 | 2029-12-31T00:00:00 | 2029-12-31T00:00:00 | 6 | 0 | 6 | 9000 | 54000 | 43026 | USA | N45 | 77 | ABB INC | 27511 | FSULITHI136X8P1 | Level-3 Startup of Lithium-Ion Batteries Note: Installation & connecting of batteries in the cabinets are by others (per adder above) | PUR | Level-3 Startup of Lithium-Ion Batteries Note: Installation & connecting of batteries in the cabinets are by others (per adder above) | EA | EA | ABBE | TRUE |  | P | PPD | 100
130547 | 12 | 1 | States | Oppidan | Hayley Fabian | TRUE | 2026-01-05T00:00:00 | 2029-12-31T00:00:00 | 2029-12-31T00:00:00 | 6 | 0 | 6 | 11500 | 69000 | 43026 | USA | N45 | 77 | ABB INC | 27511 | FSUMEG1600P1 | Level-3 Startup of MegaFlex UPS | PUR | Level-3 Startup of MegaFlex UPS | EA | EA | ABBE | TRUE |  | P | PPD | 100
130547 | 13 | 1 | States | Oppidan | Hayley Fabian | TRUE | 2026-01-05T00:00:00 | 2029-12-31T00:00:00 | 2029-12-31T00:00:00 | 1 | 0 | 1 | 4500 | 4500 | 43026 | USA | N45 | 77 | ABB INC | 27511 | MOBILIZATION_UPS | Mobilization for UPS Pkg (assume startup at same time for both UPS's) | PUR | Mobilization for UPS Pkg (assume startup at same time for both UPS's) | EA | EA | ABBE | TRUE |  | P | PPD | 100
130547 | 14 | 1 | States | Oppidan | Hayley Fabian | TRUE | 2026-01-05T00:00:00 | 2029-12-31T00:00:00 | 2029-12-31T00:00:00 | 1 | 0 | 1 | 4500 | 4500 | 43026 | USA | N45 | 77 | ABB INC | 27511 | MOBILIZATION_UPS PKG | Mobilization for UPS Pkg (for L4/L5/L6T Tasks) | PUR | Mobilization for UPS Pkg (for L4/L5/L6T Tasks) | EA | EA | ABBE | TRUE |  | P | PPD | 100
130547 | 15 | 1 | States | Oppidan | Hayley Fabian | TRUE | 2026-01-05T00:00:00 | 2026-11-05T00:00:00 | 2026-11-05T00:00:00 | 12 | 0 | 12 | 4500 | 54000 | 43026 | USA | N45 | 77 | ABB INC | 27511 | S-CM1_UPS 3.5.B | Spec 263353, Par 3.5.B Level-4 Performance Testing per system Par 3.5.B: 2 days onsite (Deviate from 10 to 2 days per Customer Request) | PUR | Spec 263353, Par 3.5.B Level-4 Performance Testing per system Par 3.5.B: 2 days onsite (Deviate from 10 to 2 days per Customer Request) | EA | EA | ABBE | TRUE |  | P | PPD | 100
130547 | 16 | 1 | States | Oppidan | Hayley Fabian | TRUE | 2026-01-05T00:00:00 | 2026-11-05T00:00:00 | 2026-11-05T00:00:00 | 12 | 0 | 12 | 4500 | 54000 | 43026 | USA | N45 | 77 | ABB INC | 27511 | S-CM1_UPS 3.5.D | (Customer to decide) Spec 263353, Par 3.5.D Level-4 Performance Testing per system Par 3.5.D: Exploratory period - 1st 2 days onsite Note: Customer to decide if this step is necessary | PUR | (Customer to decide) Spec 263353, Par 3.5.D Level-4 Performance Testing per system Par 3.5.D: Exploratory period - 1st 2 days onsite Note: Customer to decide if this step is necessary | EA | EA | ABBE | TRUE |  | P | PPD | 100
130547 | 17 | 1 | States | Oppidan | Hayley Fabian | TRUE | 2026-01-05T00:00:00 | 2029-12-31T00:00:00 | 2029-12-31T00:00:00 | 3 | 0 | 3 | 4500 | 13500 | 43026 | USA | N45 | 77 | ABB INC | 27511 | SERVICEFLATRATE | Level-3 Startup: Additional startup time - interfacing with and checking of Maintenance Bypass Switchboards (not actual SU of MBC or MBS) | PUR | Level-3 Startup: Additional startup time - interfacing with and checking of Maintenance Bypass Switchboards (not actual SU of MBC or MBS) | EA | EA | ABBE | TRUE |  | P | PPD | 100
130547 | 18 | 1 | States | Oppidan | Hayley Fabian | TRUE | 2026-01-05T00:00:00 | 2029-12-31T00:00:00 | 2029-12-31T00:00:00 | 24 | 0 | 24 | 4500 | 108000 | 43026 | USA | N45 | 77 | ABB INC | 27511 | SERVICEFLATRATE Spec | Spec 263353.1, Par 3.2.B - Battery installation by UPS Manufacturer | PUR | Spec 263353.1, Par 3.2.B - Battery installation by UPS Manufacturer | EA | EA | ABBE | TRUE |  | P | PPD | 100
130547 | 19 | 1 | States | Oppidan | Hayley Fabian | TRUE | 2026-01-05T00:00:00 | 2029-12-31T00:00:00 | 2029-12-31T00:00:00 | 6 | 0 | 6 | 4500 | 27000 | 43026 | USA | N45 | 77 | ABB INC | 27511 | S-IST | (1 day/UPS is recommended) Spec 263353, Par 3.6A Level-5 Integration System Testing (IST) (1 day included + daily rate applied if exceeds) | PUR | (1 day/UPS is recommended) Spec 263353, Par 3.6A Level-5 Integration System Testing (IST) (1 day included + daily rate applied if exceeds) | EA | EA | ABBE | TRUE |  | P | PPD | 100
130547 | 20 | 1 | States | Oppidan | Hayley Fabian | TRUE | 2026-01-05T00:00:00 | 2026-11-03T00:00:00 | 2026-11-03T00:00:00 | 1 | 0 | 1 | 4500 | 4500 | 43026 | USA | N45 | 77 | ABB INC | 27511 | S-OST | Par 3.4.K - Onsite Training after startup/commissioning completion, contiguous US only (1 day / site + daily rate applied if exceeds) | PUR | Par 3.4.K - Onsite Training after startup/commissioning completion, contiguous US only (1 day / site + daily rate applied if exceeds) | EA | EA | ABBE | TRUE |  | P | PPD | 100
130547 | 22 | 1 | States | Oppidan | Hayley Fabian | TRUE | 2026-01-05T00:00:00 | 2026-11-05T00:00:00 | 2026-11-05T00:00:00 | 6 | 0 | 6 | 5188 | 31128 | 43026 | USA | N45 | 77 | ABB INC | 27511 | UPS-FOBDEST | FCA Destination Charges Included | PUR | FCA Destination Charges Included | EA | EA | ABBE | TRUE |  | P | PPD | 100
130547 | 23 | 1 | States | Oppidan | Hayley Fabian | TRUE | 2026-01-05T00:00:00 | 2026-11-05T00:00:00 | 2026-11-05T00:00:00 | 6 | 0 | 6 | 4839 | 29034 | 43026 | USA | N45 | 77 | ABB INC | 27511 | UPS-FOBDEST_ | FCA Destination Charges Included | PUR | FCA Destination Charges Included | EA | EA | ABBE | TRUE |  | P | PPD | 100
126202 | 12 | 1 | States | Caddell Construction | Hayley Fabian | TRUE | 2025-03-05T00:00:00 | 2026-12-31T00:00:00 | 2026-12-31T00:00:00 | 2 | 0 | 2 | 9750 | 19500 | 36116 | USA | N30 | 77 | ABB INC | 27511 | FSUMEG1600P1 | Level-3 Startup of MegaFlex UPS |  | START-UP MEGAFLEX 1.5-1.6 L2 | EA | EA | ABBE | TRUE | AR - AMANDA | P | PPD
130702 | 1 | 1 | States | Dayton | Hayley Fabian | TRUE | 2026-01-13T00:00:00 | 2026-12-31T00:00:00 | 2026-12-31T00:00:00 | 1 | 0 | 1 | 22200 | 22200 | 55369 | USA | N45 | 77 | ABB INC | 27511 | Level 4 & 5 Onsite testing for ABB UPS & STS | Category: --- Identifier: --- Level 4 & 5 Onsite testing for ABB UPS & STS ---------------------------------- - Enclosure Rating: --- - System voltage: --- - Bus amperage: --- - Short Circuit Rating: --- - Sections: --- 0 | Buy | "Category: --- Identifier: --- Level 4 & 5 Onsite testing for ABB UPS & STS ---------------------------------- - Enclosure Rating: --- - System voltage: --- - Bus amperage: --- - Short Circuit Rating: --- - Sections: --- 0" | EA | EA | ABBE | TRUE |  | P | ALL
131109 | 8 | 1 | States | Dayton | Hayley Fabian | TRUE | 2026-02-05T00:00:00 | 2026-12-31T00:00:00 |  | 4 | 0 | 4 | 0 | 0 | 55369 | USA | N45 | 77 | ABB INC | 27511 | BTO 480V Panel 02MECH-04 | Category: --- LV - Other --- Identifier: --- BTO 480V Panel 02MECH-04 ---------------------------------- - Enclosure Rating: --- Nema 1 --- - System voltage: --- 480VAC (3P 3W) --- - Bus amperage: --- - Short Circuit Rating: --- - Sections: --- 0 |  | "Category: --- LV - Other --- Identifier: --- BTO 480V Panel 02MECH-04 ---------------------------------- - Enclosure Rating: --- Nema 1 --- - System voltage: --- 480VAC (3P 3W) --- - Bus amperage: --- - Short Circuit Rating: --- - Sections: --- 0" | EA | EA |  | FALSE |  | M | ALL
131109 | 7 | 1 | States | Dayton | Hayley Fabian | TRUE | 2026-02-05T00:00:00 | 2026-12-31T00:00:00 |  | 4 | 0 | 4 | 0 | 0 | 55369 | USA | N45 | 77 | ABB INC | 27511 | BTO 480V Panel 02MECH-02 | Category: --- LV - Other --- Identifier: --- BTO 480V Panel 02MECH-02 ---------------------------------- - Enclosure Rating: --- Nema 1 --- - System voltage: --- 480VAC (3P 3W) --- - Bus amperage: --- - Short Circuit Rating: --- - Sections: --- 0 |  | "Category: --- LV - Other --- Identifier: --- BTO 480V Panel 02MECH-02 ---------------------------------- - Enclosure Rating: --- Nema 1 --- - System voltage: --- 480VAC (3P 3W) --- - Bus amperage: --- - Short Circuit Rating: --- - Sections: --- 0" | EA | EA |  | FALSE |  | M | ALL
131109 | 6 | 1 | States | Dayton | Hayley Fabian | TRUE | 2026-02-05T00:00:00 | 2026-12-31T00:00:00 |  | 4 | 0 | 4 | 0 | 0 | 55369 | USA | N45 | 77 | ABB INC | 27511 | BTO 480V Panel 02MECH-01 | Category: --- LV - Other --- Identifier: --- BTO 480V Panel 02MECH-01 ---------------------------------- - Enclosure Rating: --- Nema 1 --- - System voltage: --- 480VAC (3P 3W) --- - Bus amperage: --- - Short Circuit Rating: --- - Sections: --- 0 |  | "Category: --- LV - Other --- Identifier: --- BTO 480V Panel 02MECH-01 ---------------------------------- - Enclosure Rating: --- Nema 1 --- - System voltage: --- 480VAC (3P 3W) --- - Bus amperage: --- - Short Circuit Rating: --- - Sections: --- 0" | EA | EA |  | FALSE |  | M | ALL
131109 | 4 | 1 | States | Dayton | Hayley Fabian | TRUE | 2026-02-05T00:00:00 | 2026-12-31T00:00:00 |  | 4 | 0 | 4 | 0 | 0 | 55369 | USA | N45 | 77 | ABB INC | 27511 | BTO 277/480V Panel 02P-4N-1 | 02P-4N-1 Lighting Panelboard, ReliaGear RE 400 Amps, 3 Phase 4 Wire 480Y/277V, 50/60 Hz |  | "Category: --- LV - Other --- Identifier: --- BTO 277/480V Panel 02P-4N-1 ---------------------------------- - Enclosure Rating: --- Nema 1 --- - System voltage: --- 277/480VAC (3P 4W) --- - Bus amperage: --- - Short Circuit Rating: --- - Sections: --- 0" | EA | EA |  | FALSE |  | M | ALL
131109 | 2 | 1 | States | Dayton | Hayley Fabian | TRUE | 2026-02-05T00:00:00 | 2026-12-31T00:00:00 |  | 4 | 0 | 4 | 0 | 0 | 55369 | USA | N45 | 77 | ABB INC | 27511 | BTO 120/208V Panel 02P-AB2.1 | Category: --- LV - Other --- Identifier: --- BTO 120/208V Panel 02P-AB2.1 ---------------------------------- - Enclosure Rating: --- Nema 1 --- - System voltage: --- 120/208VAC --- - Bus amperage: --- - Short Circuit Rating: --- - Sections: --- 0 |  | "Category: --- LV - Other --- Identifier: --- BTO 120/208V Panel 02P-AB2.1 ---------------------------------- - Enclosure Rating: --- Nema 1 --- - System voltage: --- 120/208VAC --- - Bus amperage: --- - Short Circuit Rating: --- - Sections: --- 0" | EA | EA |  | FALSE |  | M | ALL
130539 | 1 | 1 | States | Oppidan | Hayley Fabian | TRUE | 2026-01-05T00:00:00 | 2027-01-05T00:00:00 | 2027-01-05T00:00:00 | 16 | 0 | 16 | 9500 | 152000 | 76504 | USA | N45 | 77 | ABB INC | 27511 | 1200A 24" Front Access Sidecar | SuperSwitch 4 - 1200A 24" Front Access Sidecar | PUR | SuperSwitch 4 - 1200A 24" Front Access Sidecar | EA | EA | ABBE | TRUE |  | P | PPD | 100
130539 | 2 | 1 | States | Oppidan | Hayley Fabian | TRUE | 2026-01-05T00:00:00 | 2027-01-05T00:00:00 | 2027-01-05T00:00:00 | 16 | 0 | 16 | 390 | 6240 | 76504 | USA | N45 | 77 | ABB INC | 27511 | 800A-1200A Vented Kickplates | SuperSwitch 4 - 800A-1200A Vented Kickplates | PUR | SuperSwitch 4 - 800A-1200A Vented Kickplates | EA | EA | ABBE | TRUE |  | P | PPD | 100
130539 | 3 | 1 | States | Oppidan | Hayley Fabian | TRUE | 2026-01-05T00:00:00 | 2027-01-06T00:00:00 | 2027-01-06T00:00:00 | 1 | 0 | 1 | 4255 | 4255 | 76504 | USA | N45 | 77 | ABB INC | 27511 | Other Services - Integration Testing | Integration Testing - (1) Day(s) | PUR | Integration Testing - (1) Day(s) | EA | EA | ABBE | TRUE |  | P | PPD | 100
130539 | 4 | 1 | States | Oppidan | Hayley Fabian | TRUE | 2026-01-05T00:00:00 | 2027-01-06T00:00:00 | 2027-01-06T00:00:00 | 4 | 0 | 4 | 4255 | 17020 | 76504 | USA | N45 | 77 | ABB INC | 27511 | Other Services - Level 4 | Level 4 Performancy Testing - (4) Days(s) | PUR | Level 4 Performancy Testing - (4) Days(s) | EA | EA | ABBE | TRUE |  | P | PPD | 100
130539 | 5 | 1 | States | Oppidan | Hayley Fabian | TRUE | 2026-01-05T00:00:00 | 2029-12-31T00:00:00 | 2029-12-31T00:00:00 | 3 | 0 | 3 | 4500 | 13500 | 76504 | USA | N45 | 77 | ABB INC | 27511 | Other Services - Mobilization | Mobilization - (3) Visit(s) | PUR | Mobilization - (3) Visit(s) | EA | EA | ABBE | TRUE |  | P | PPD | 100
130539 | 6 | 1 | States | Oppidan | Hayley Fabian | TRUE | 2026-01-05T00:00:00 | 2027-01-06T00:00:00 | 2027-01-06T00:00:00 | 8 | 0 | 8 | 4450 | 35600 | 76504 | USA | N45 | 77 | ABB INC | 27511 | Services - Start-up Service | On-site Service Per Day (not to exceed 3 days), M-F 8am-5pm | PUR | On-site Service Per Day (not to exceed 8 days), M-F 8am-5pm | EA | EA | ABBE | TRUE |  | P | PPD | 100
130539 | 7 | 1 | States | Oppidan | Hayley Fabian | TRUE | 2026-01-05T00:00:00 | 2027-01-05T00:00:00 | 2027-01-05T00:00:00 | 16 | 0 | 16 | 87169 | 1394704 | 76504 | USA | N45 | 77 | ABB INC | 27511 | SuperSwitch 4 (DSTS) | 1200A, 480V, DSTS (SS4) | PUR | 1200A, 480V, DSTS (SS4) | EA | EA | ABBE | TRUE |  | P | PPD | 100
130539 | 8 | 1 | States | Oppidan | Hayley Fabian | TRUE | 2026-01-05T00:00:00 | 2027-01-06T00:00:00 | 2027-01-06T00:00:00 | 1 | 0 | 1 | 36698 | 36698 | 76504 | USA | N45 | 77 | ABB INC | 27511 | Supplementary Item - Extended Warranty | 2 Year Extended Warranty w/1 PM QTY (6) 1200A STS Units | PUR | 2 Year Extended Warranty w/1 PM QTY (6) 1200A STS Units | EA | EA | ABBE | TRUE |  | P | PPD | 100
130539 | 9 | 1 | States | Oppidan | Hayley Fabian | TRUE | 2026-01-05T00:00:00 | 2027-01-06T00:00:00 | 2027-01-06T00:00:00 | 96 | 0 | 96 | 57 | 5472 | 76504 | USA | N45 | 77 | ABB INC | 27511 | Supplementary Item - STS | STS Pedestals | PUR | STS Pedestals | EA | EA | ABBE | TRUE |  | P | PPD | 100
130551 | 1 | 1 | States | GC - Paric | Hayley Fabian | TRUE | 2026-01-05T00:00:00 | 2027-01-19T00:00:00 | 2027-01-19T00:00:00 | 6 | 0 | 6 | 1364.35 | 8186.1 | 87121 | USA | N45 | 77 | ABB INC | 27511 | 4NWA7000321568A | MegaFlex Seismic Bracket | PUR | MegaFlex Seismic Bracket | EA | EA | ABBE | TRUE |  | P | PPD | 100
130551 | 2 | 1 | States | GC - Paric | Hayley Fabian | TRUE | 2026-01-05T00:00:00 | 2027-01-19T00:00:00 | 2027-01-19T00:00:00 | 48 | 0 | 48 | 28748.86 | 1379945.28 | 87121 | USA | N45 | 77 | ABB INC | 27511 | 4NWP104024R36U2, 8 LiBC/UPS | Samsung 136S Lithium Battery Cabinets/UPS: - High cycle / High Power Density - UL9540/UL9540A Listed - Top Cable Entry - DC Breaker in each battery cabinet - DIM/BC: 25.5 in W x 21 in D x 87 in H; - Approx Weight/BC: 1125 lbs - Battery runtime: 7 minn BOL / 5 min EOL for 1579 kWb battery loads | PUR | Samsung 136S Lithium Battery Cabinets/UPS: - High cycle / High Power Density - UL9540/UL9540A Listed - Top Cable Entry - DC Breaker in each battery cabinet - DIM/BC: 25.5 in W x 21 in D x 87 in H; - Approx Weight/BC: 1125 lbs - Battery runtime: 7 minn BOL / 5 min EOL for 1579 kWb battery loads | EA | EA | ABBE | TRUE |  | P | PPD | 100
130551 | 3 | 1 | States | GC - Paric | Hayley Fabian | TRUE | 2026-01-05T00:00:00 | 2027-01-19T00:00:00 | 2027-01-19T00:00:00 | 6 | 0 | 6 | 286472.37 | 1718834.22 | 87121 | USA | N45 | 77 | ABB INC | 27511 | 4NWP106511R0002 | MegaFlex 1.5MW UPS 480V 60Hz: Static Bypass - 100% rated continuous duty; Cabinet color: RAL 9005 (black); Single or dual AC feed; Short circuit withstand rating: 100kAIC; Input Voltage: 480V 3-Phase + Gnd , +/- 15% voltage tolerance, Frequency: 60Hz +/- 10%, PF = 0.99; Output: 480V, 3W + Gnd, Frequency: 60Hz & PF = 1.0; Efficiency: Up to 97% Double Conversion (VFI) & Up to 99% eBoost mode (VFD); Compatible Battery Technologies: LiB, NiZn, VRLA | PUR | MegaFlex 1.5MW UPS 480V 60Hz: Static Bypass - 100% rated continuous duty; Cabinet color: RAL 9005 (black); Single or dual AC feed; Short circuit withstand rating: 100kAIC; Input Voltage: 480V 3-Phase + Gnd , +/- 15% voltage tolerance, Frequency: 60Hz +/- 10%, PF = 0.99; Output: 480V, 3W + Gnd, Frequency: 60Hz & PF = 1.0; Efficiency: Up to 97% Double Conversion (VFI) & Up to 99% eBoost mode (VFD); Compatible Battery Technologies: LiB, NiZn, VRLA | EA | EA | ABBE | TRUE |  | P | PPD | 100
130551 | 4 | 1 | States | GC - Paric | Hayley Fabian | TRUE | 2026-01-05T00:00:00 | 2027-01-19T00:00:00 | 2027-01-19T00:00:00 | 6 | 0 | 6 | 1127.85 | 6767.1 | 87121 | USA | N45 | 77 | ABB INC | 27511 | 4NWP107801R0001 | ANC-L Network Communication Card | PUR | ANC-L Network Communication Card | EA | EA | ABBE | TRUE |  | P | PPD | 100
130551 | 6 | 1 | States | GC - Paric | Hayley Fabian | TRUE | 2026-01-05T00:00:00 | 2027-01-19T00:00:00 | 2027-01-19T00:00:00 | 42 | 0 | 42 | 1500 | 63000 | 87121 | USA | N45 | 77 | ABB INC | 27511 | 4NWR002204 | IntraPack Part No.: F012384-A02, Secondary top hat, Samsung Lithium-Ion UL9540A battery cabinet includes: - Cable management for Positive, Negative and Frame Ground Cables - Removable Front and Top Gland Plates - Paint color: Black | PUR | IntraPack Part No.: F012384-A02, Secondary top hat, Samsung Lithium-Ion UL9540A battery cabinet includes: - Cable management for Positive, Negative and Frame Ground Cables - Removable Front and Top Gland Plates - Paint color: Black | EA | EA | ABBE | TRUE |  | P | PPD | 100
130551 | 7 | 1 | States | GC - Paric | Hayley Fabian | TRUE | 2026-01-05T00:00:00 | 2027-01-19T00:00:00 | 2027-01-19T00:00:00 | 6 | 0 | 6 | 2950 | 17700 | 87121 | USA | N45 | 77 | ABB INC | 27511 | 4NWR002253 | IntraPack Part No.: F012382-A02, Standard Primary top hat, Samsung Lithium-Ion UL9540A battery cabinet includes: - Cable management for Positive, Negative and Frame Ground Cables - Removable Front and Top Gland Plates - Paint color: Black - Data logger provided by ABB | PUR | IntraPack Part No.: F012382-A02, Standard Primary top hat, Samsung Lithium-Ion UL9540A battery cabinet includes: - Cable management for Positive, Negative and Frame Ground Cables - Removable Front and Top Gland Plates - Paint color: Black - Data logger provided by ABB | EA | EA | ABBE | TRUE |  | P | PPD | 100
130551 | 8 | 1 | States | GC - Paric | Hayley Fabian | TRUE | 2026-01-05T00:00:00 | 2027-01-19T00:00:00 | 2027-01-19T00:00:00 | 6 | 0 | 6 | 12590 | 75540 | 87121 | USA | N45 | 77 | ABB INC | 27511 | 79-5000-00000047 | 4000A DC Junction Cabinet: - NEMA-1 enclosure - Dim: 30"W x 24"D x 87"H - Front access; - Installed end cap of battery lineup closer to UPS I/O section - Accommodates up to 10 DC battery cabinet landings - Installed by contractor - see ABB installation drawing; | PUR | 4000A DC Junction Cabinet: - NEMA-1 enclosure - Dim: 30"W x 24"D x 87"H - Front access; - Installed end cap of battery lineup closer to UPS I/O section - Accommodates up to 10 DC battery cabinet landings - Installed by contractor - see ABB installation drawing; | EA | EA | ABBE | TRUE |  | P | PPD | 100
130551 | 9 | 1 | States | GC - Paric | Hayley Fabian | TRUE | 2026-01-05T00:00:00 | 2027-01-19T00:00:00 | 2027-01-19T00:00:00 | 12 | 0 | 12 | 646.12 | 7753.44 | 87121 | USA | N45 | 77 | ABB INC | 27511 | 7GSP017351R0001 | CIC Communication Card | PUR | CIC Communication Card | EA | EA | ABBE | TRUE |  | P | PPD | 100
130551 | 10 | 1 | States | GC - Paric | Hayley Fabian | TRUE | 2026-01-05T00:00:00 | 2027-01-19T00:00:00 | 2027-01-19T00:00:00 | 6 | 0 | 6 | 3500 | 42000 | 87121 | USA | N45 | 77 | ABB INC | 27511 | FREIGHT_RIC | Freight: Incoterm FCA Factory - Freight allowed | PUR | Freight: Incoterm FCA Factory - Freight allowed | EA | EA | ABBE | TRUE |  | P | PPD | 100
130551 | 10 | 2 | States | GC - Paric | Hayley Fabian | TRUE | 2026-01-05T00:00:00 | 2027-01-19T00:00:00 | 2027-01-19T00:00:00 | 6 | 0 | 6 | 3500 | 42000 | 87121 | USA | N45 | 77 | ABB INC | 27511 | FREIGHT_RIC | Freight: Incoterm FCA Factory - Freight allowed | PUR | Freight: Incoterm FCA Factory - Freight allowed | EA | EA | ABBE | TRUE |  | P | PPD | 100
130551 | 11 | 1 | States | GC - Paric | Hayley Fabian | TRUE | 2026-01-05T00:00:00 | 2027-01-21T00:00:00 | 2027-01-21T00:00:00 | 6 | 0 | 6 | 9000 | 54000 | 87121 | USA | N45 | 77 | ABB INC | 27511 | FSULITHI136X8P1 | Level-3 Startup of Lithium-Ion Batteries Note: Installation & connecting of batteries in the cabinets are by others (per adder above) | PUR | Level-3 Startup of Lithium-Ion Batteries Note: Installation & connecting of batteries in the cabinets are by others (per adder above) | EA | EA | ABBE | TRUE |  | P | PPD | 100
130551 | 12 | 1 | States | GC - Paric | Hayley Fabian | TRUE | 2026-01-05T00:00:00 | 2029-12-31T00:00:00 | 2029-12-31T00:00:00 | 6 | 0 | 6 | 11500 | 69000 | 87121 | USA | N45 | 77 | ABB INC | 27511 | FSUMEG1600P1 | Level-3 Startup of MegaFlex UPS | PUR | Level-3 Startup of MegaFlex UPS | EA | EA | ABBE | TRUE |  | P | PPD | 100
130551 | 13 | 1 | States | GC - Paric | Hayley Fabian | TRUE | 2026-01-05T00:00:00 | 2029-12-31T00:00:00 | 2029-12-31T00:00:00 | 1 | 0 | 1 | 4500 | 4500 | 87121 | USA | N45 | 77 | ABB INC | 27511 | MOBILIZATION_UPS | Mobilization for UPS Pkg (assume startup at same time for both UPS's) | PUR | Mobilization for UPS Pkg (assume startup at same time for both UPS's) | EA | EA | ABBE | TRUE |  | P | PPD | 100
130551 | 14 | 1 | States | GC - Paric | Hayley Fabian | TRUE | 2026-01-05T00:00:00 | 2029-12-31T00:00:00 | 2029-12-31T00:00:00 | 1 | 0 | 1 | 4500 | 4500 | 87121 | USA | N45 | 77 | ABB INC | 27511 | MOBILIZATION_UPS PKG | Mobilization for UPS Pkg (for L4/L5/L6T Tasks) | PUR | Mobilization for UPS Pkg (for L4/L5/L6T Tasks) | EA | EA | ABBE | TRUE |  | P | PPD | 100
130551 | 15 | 1 | States | GC - Paric | Hayley Fabian | TRUE | 2026-01-05T00:00:00 | 2027-01-21T00:00:00 | 2027-01-21T00:00:00 | 12 | 0 | 12 | 4500 | 54000 | 87121 | USA | N45 | 77 | ABB INC | 27511 | S-CM1_UPS 3.5.B | Spec 263353, Par 3.5.B Level-4 Performance Testing per system Par 3.5.B: 2 days onsite (Deviate from 10 to 2 days per Customer Request) | PUR | Spec 263353, Par 3.5.B Level-4 Performance Testing per system Par 3.5.B: 2 days onsite (Deviate from 10 to 2 days per Customer Request) | EA | EA | ABBE | TRUE |  | P | PPD | 100
130551 | 16 | 1 | States | GC - Paric | Hayley Fabian | TRUE | 2026-01-05T00:00:00 | 2027-01-21T00:00:00 | 2027-01-21T00:00:00 | 12 | 0 | 12 | 4500 | 54000 | 87121 | USA | N45 | 77 | ABB INC | 27511 | S-CM1_UPS 3.5.D | (Customer to decide) Spec 263353, Par 3.5.D Level-4 Performance Testing per system Par 3.5.D: Exploratory period - 1st 2 days onsite Note: Customer to decide if this step is necessary | PUR | (Customer to decide) Spec 263353, Par 3.5.D Level-4 Performance Testing per system Par 3.5.D: Exploratory period - 1st 2 days onsite Note: Customer to decide if this step is necessary | EA | EA | ABBE | TRUE |  | P | PPD | 100
130551 | 17 | 1 | States | GC - Paric | Hayley Fabian | TRUE | 2026-01-05T00:00:00 | 2029-12-31T00:00:00 | 2029-12-31T00:00:00 | 3 | 0 | 3 | 4500 | 13500 | 87121 | USA | N45 | 77 | ABB INC | 27511 | SERVICEFLATRATE | Level-3 Startup: Additional startup time - interfacing with and checking of Maintenance Bypass Switchboards (not actual SU of MBC or MBS) | PUR | Level-3 Startup: Additional startup time - interfacing with and checking of Maintenance Bypass Switchboards (not actual SU of MBC or MBS) | EA | EA | ABBE | TRUE |  | P | PPD | 100
130551 | 18 | 1 | States | GC - Paric | Hayley Fabian | TRUE | 2026-01-05T00:00:00 | 2029-12-31T00:00:00 | 2029-12-31T00:00:00 | 24 | 0 | 24 | 4500 | 108000 | 87121 | USA | N45 | 77 | ABB INC | 27511 | SERVICEFLATRATE Spec | Spec 263353.1, Par 3.2.B - Battery installation by UPS Manufacturer | PUR | Spec 263353.1, Par 3.2.B - Battery installation by UPS Manufacturer | EA | EA | ABBE | TRUE |  | P | PPD | 100
130551 | 19 | 1 | States | GC - Paric | Hayley Fabian | TRUE | 2026-01-05T00:00:00 | 2029-12-31T00:00:00 | 2029-12-31T00:00:00 | 6 | 0 | 6 | 4500 | 27000 | 87121 | USA | N45 | 77 | ABB INC | 27511 | S-IST | (1 day/UPS is recommended) Spec 263353, Par 3.6A Level-5 Integration System Testing (IST) (1 day included + daily rate applied if exceeds) | PUR | (1 day/UPS is recommended) Spec 263353, Par 3.6A Level-5 Integration System Testing (IST) (1 day included + daily rate applied if exceeds) | EA | EA | ABBE | TRUE |  | P | PPD | 100
130551 | 20 | 1 | States | GC - Paric | Hayley Fabian | TRUE | 2026-01-05T00:00:00 | 2027-01-21T00:00:00 | 2027-01-21T00:00:00 | 1 | 0 | 1 | 4500 | 4500 | 87121 | USA | N45 | 77 | ABB INC | 27511 | S-OST | Par 3.4.K - Onsite Training after startup/commissioning completion, contiguous US only (1 day / site + daily rate applied if exceeds) | PUR | Par 3.4.K - Onsite Training after startup/commissioning completion, contiguous US only (1 day / site + daily rate applied if exceeds) | EA | EA | ABBE | TRUE |  | P | PPD | 100
130551 | 22 | 1 | States | GC - Paric | Hayley Fabian | TRUE | 2026-01-05T00:00:00 | 2027-01-21T00:00:00 | 2027-01-21T00:00:00 | 6 | 0 | 6 | 5188 | 31128 | 87121 | USA | N45 | 77 | ABB INC | 27511 | UPS-FOBDEST | FCA Destination Charges Included | PUR | FCA Destination Charges Included | EA | EA | ABBE | TRUE |  | P | PPD | 100
130551 | 23 | 1 | States | GC - Paric | Hayley Fabian | TRUE | 2026-01-05T00:00:00 | 2027-01-21T00:00:00 | 2027-01-21T00:00:00 | 6 | 0 | 6 | 4839 | 29034 | 87121 | USA | N45 | 77 | ABB INC | 27511 | UPS-FOBDEST_ | FCA Destination Charges Included | PUR | FCA Destination Charges Included | EA | EA | ABBE | TRUE |  | P | PPD | 100
130551 | 24 | 1 | States | GC - Paric | Hayley Fabian | TRUE | 2026-01-05T00:00:00 | 2027-01-21T00:00:00 | 2027-01-21T00:00:00 | 6 | 0 | 6 | 31450 | 188700 | 87121 | USA | N45 | 77 | ABB INC | 27511 | WARMEG-2.2 | Provide 2 year extended warranty with annual PM of UPS & batteries | PUR | 2 YEAR EXTENDED WARRANTY | EA | EA | ABBE | TRUE |  | P | PPD
131092 | 13 | 1 | States | Dayton | Hayley Fabian | TRUE | 2026-02-04T00:00:00 | 2026-08-05T00:00:00 | 2026-08-05T00:00:00 | 16 | 0 | 16 | 4417.27 | 70676.32 | 55369 | USA | N45 | 77 | ABB INC | 27511 | BTO ATS 30A-260A w/ DX Cooling | Category: --- LV - Other --- Identifier: --- BTO ATS 30A-260A w/ DX Cooling ---------------------------------- - Enclosure Rating: --- - System voltage: --- - Bus amperage: --- - Short Circuit Rating: --- - Sections: --- 0 | PUR | "Category: --- LV - Other --- Identifier: --- BTO ATS 30A-260A w/ DX Cooling ---------------------------------- - Enclosure Rating: --- - System voltage: --- - Bus amperage: --- - Short Circuit Rating: --- - Sections: --- 0" | EA | EA | ABBE | TRUE |  | P | ALL
131092 | 12 | 1 | States | Dayton | Hayley Fabian | TRUE | 2026-02-04T00:00:00 | 2026-08-05T00:00:00 | 2026-08-05T00:00:00 | 16 | 0 | 16 | 8036.62 | 128585.92 | 55369 | USA | N45 | 77 | ABB INC | 27511 | BTO ATS 400A-600A w/ DX Cooling | Category: --- LV - Other --- Identifier: --- BTO ATS 400A-600A w/ DX Cooling ---------------------------------- - Enclosure Rating: --- - System voltage: --- - Bus amperage: --- - Short Circuit Rating: --- - Sections: --- 0 |  | "Category: --- LV - Other --- Identifier: --- BTO ATS 400A-600A w/ DX Cooling ---------------------------------- - Enclosure Rating: --- - System voltage: --- - Bus amperage: --- - Short Circuit Rating: --- - Sections: --- 0" | EA | EA | ABBE | TRUE |  | P | ALL
131017 | 14 | 2 | States | Dayton | Hayley Fabian | TRUE | 2026-02-02T00:00:00 | 2026-10-09T00:00:00 | 2026-10-09T00:00:00 | 16 | 0 | 16 | 13484.02 | 431488.64 | 55369 | USA | N45 | 77 | ABB INC | 27511 | MA4J115000000U00 | AMVAC; 4 - Model 4; A - Drawout; J1 - 15kV, 1200A, 40kA, 3 Cycle; Control Scheme: 1 - Dual secondary disconnect (Standard); Control Voltage: 5 - 24VDC; Application Card: 0 - Standard; Undervoltage: 0 - Undervoltage trip disabled; Button Color: 0 - Standard (ANSI); UL: U - UL Recognized; Ground Contact: 0 - Ground pad stainless steel; Racking Mechanism: 0 - Manual Truck2 | PUR | AMVAC; 4 - Model 4; A - Drawout; J1 - 15kV, 1200A, 40kA, 3 Cycle; Control Scheme: 1 - Dual secondary disconnect (Standard); Control Voltage: 5 - 24VDC; Application Card: 0 - Standard; Undervoltage: 0 - Undervoltage trip disabled; Button Color: 0 - Standard (ANSI); UL: U - UL Recognized; Ground Contact: 0 - Ground pad stainless steel; Racking Mechanism: 0 - Manual Truck2 | EA | EA |  | TRUE |  | P | PPD | DAYTON
130543 | 1 | 1 | States | Oppidan | Hayley Fabian | TRUE | 2026-01-05T00:00:00 | 2027-01-12T00:00:00 | 2027-01-12T00:00:00 | 6 | 0 | 6 | 1364.35 | 8186.1 | 60188 | USA | N45 | 77 | ABB INC | 27511 | 4NWA7000321568A | MegaFlex Seismic Bracket | PUR | MegaFlex Seismic Bracket | EA | EA | ABBE | TRUE |  | P | PPD | 100
130543 | 2 | 1 | States | Oppidan | Hayley Fabian | TRUE | 2026-01-05T00:00:00 | 2027-01-12T00:00:00 | 2027-01-12T00:00:00 | 48 | 0 | 48 | 28748.86 | 1379945.28 | 60188 | USA | N45 | 77 | ABB INC | 27511 | 4NWP104024R36U2, 8 LiBC/UPS | Samsung 136S Lithium Battery Cabinets/UPS: - High cycle / High Power Density - UL9540/UL9540A Listed - Top Cable Entry - DC Breaker in each battery cabinet - DIM/BC: 25.5 in W x 21 in D x 87 in H; - Approx Weight/BC: 1125 lbs - Battery runtime: 7 minn BOL / 5 min EOL for 1579 kWb battery loads | PUR | Samsung 136S Lithium Battery Cabinets/UPS: - High cycle / High Power Density - UL9540/UL9540A Listed - Top Cable Entry - DC Breaker in each battery cabinet - DIM/BC: 25.5 in W x 21 in D x 87 in H; - Approx Weight/BC: 1125 lbs - Battery runtime: 7 minn BOL / 5 min EOL for 1579 kWb battery loads | EA | EA | ABBE | TRUE |  | P | PPD | 100
130543 | 3 | 1 | States | Oppidan | Hayley Fabian | TRUE | 2026-01-05T00:00:00 | 2027-01-12T00:00:00 | 2027-01-12T00:00:00 | 6 | 0 | 6 | 286472.37 | 1718834.22 | 60188 | USA | N45 | 77 | ABB INC | 27511 | 4NWP106511R0002 | MegaFlex 1.5MW UPS 480V 60Hz: Static Bypass - 100% rated continuous duty; Cabinet color: RAL 9005 (black); Single or dual AC feed; Short circuit withstand rating: 100kAIC; Input Voltage: 480V 3-Phase + Gnd , +/- 15% voltage tolerance, Frequency: 60Hz +/- 10%, PF = 0.99; Output: 480V, 3W + Gnd, Frequency: 60Hz & PF = 1.0; Efficiency: Up to 97% Double Conversion (VFI) & Up to 99% eBoost mode (VFD); Compatible Battery Technologies: LiB, NiZn, VRLA | PUR | MegaFlex 1.5MW UPS 480V 60Hz: Static Bypass - 100% rated continuous duty; Cabinet color: RAL 9005 (black); Single or dual AC feed; Short circuit withstand rating: 100kAIC; Input Voltage: 480V 3-Phase + Gnd , +/- 15% voltage tolerance, Frequency: 60Hz +/- 10%, PF = 0.99; Output: 480V, 3W + Gnd, Frequency: 60Hz & PF = 1.0; Efficiency: Up to 97% Double Conversion (VFI) & Up to 99% eBoost mode (VFD); Compatible Battery Technologies: LiB, NiZn, VRLA | EA | EA | ABBE | TRUE |  | P | PPD | 100
130543 | 4 | 1 | States | Oppidan | Hayley Fabian | TRUE | 2026-01-05T00:00:00 | 2027-01-12T00:00:00 | 2027-01-12T00:00:00 | 6 | 0 | 6 | 1127.85 | 6767.1 | 60188 | USA | N45 | 77 | ABB INC | 27511 | 4NWP107801R0001 | ANC-L Network Communication Card | PUR | ANC-L Network Communication Card | EA | EA | ABBE | TRUE |  | P | PPD | 100
130543 | 6 | 1 | States | Oppidan | Hayley Fabian | TRUE | 2026-01-05T00:00:00 | 2027-01-12T00:00:00 | 2027-01-12T00:00:00 | 42 | 0 | 42 | 1500 | 63000 | 60188 | USA | N45 | 77 | ABB INC | 27511 | 4NWR002204 | IntraPack Part No.: F012384-A02, Secondary top hat, Samsung Lithium-Ion UL9540A battery cabinet includes: - Cable management for Positive, Negative and Frame Ground Cables - Removable Front and Top Gland Plates - Paint color: Black | PUR | IntraPack Part No.: F012384-A02, Secondary top hat, Samsung Lithium-Ion UL9540A battery cabinet includes: - Cable management for Positive, Negative and Frame Ground Cables - Removable Front and Top Gland Plates - Paint color: Black | EA | EA | ABBE | TRUE |  | P | PPD | 100
130543 | 7 | 1 | States | Oppidan | Hayley Fabian | TRUE | 2026-01-05T00:00:00 | 2027-01-12T00:00:00 | 2027-01-12T00:00:00 | 6 | 0 | 6 | 2950 | 17700 | 60188 | USA | N45 | 77 | ABB INC | 27511 | 4NWR002253 | IntraPack Part No.: F012382-A02, Standard Primary top hat, Samsung Lithium-Ion UL9540A battery cabinet includes: - Cable management for Positive, Negative and Frame Ground Cables - Removable Front and Top Gland Plates - Paint color: Black - Data logger provided by ABB | PUR | IntraPack Part No.: F012382-A02, Standard Primary top hat, Samsung Lithium-Ion UL9540A battery cabinet includes: - Cable management for Positive, Negative and Frame Ground Cables - Removable Front and Top Gland Plates - Paint color: Black - Data logger provided by ABB | EA | EA | ABBE | TRUE |  | P | PPD | 100
130543 | 8 | 1 | States | Oppidan | Hayley Fabian | TRUE | 2026-01-05T00:00:00 | 2027-01-12T00:00:00 | 2027-01-12T00:00:00 | 6 | 0 | 6 | 12590 | 75540 | 60188 | USA | N45 | 77 | ABB INC | 27511 | 79-5000-00000047 | 4000A DC Junction Cabinet: - NEMA-1 enclosure - Dim: 30"W x 24"D x 87"H - Front access; - Installed end cap of battery lineup closer to UPS I/O section - Accommodates up to 10 DC battery cabinet landings - Installed by contractor - see ABB installation drawing; | PUR | 4000A DC Junction Cabinet: - NEMA-1 enclosure - Dim: 30"W x 24"D x 87"H - Front access; - Installed end cap of battery lineup closer to UPS I/O section - Accommodates up to 10 DC battery cabinet landings - Installed by contractor - see ABB installation drawing; | EA | EA | ABBE | TRUE |  | P | PPD | 100
130543 | 9 | 1 | States | Oppidan | Hayley Fabian | TRUE | 2026-01-05T00:00:00 | 2027-01-12T00:00:00 | 2027-01-12T00:00:00 | 12 | 0 | 12 | 646.12 | 7753.44 | 60188 | USA | N45 | 77 | ABB INC | 27511 | 7GSP017351R0001 | CIC Communication Card | PUR | CIC Communication Card | EA | EA | ABBE | TRUE |  | P | PPD | 100
130543 | 10 | 1 | States | Oppidan | Hayley Fabian | TRUE | 2026-01-05T00:00:00 | 2027-01-12T00:00:00 | 2027-01-12T00:00:00 | 6 | 0 | 6 | 3500 | 42000 | 60188 | USA | N45 | 77 | ABB INC | 27511 | FREIGHT_RIC | Freight: Incoterm FCA Factory - Freight allowed | PUR | Freight: Incoterm FCA Factory - Freight allowed | EA | EA | ABBE | TRUE |  | P | PPD | 100
130543 | 10 | 2 | States | Oppidan | Hayley Fabian | TRUE | 2026-01-05T00:00:00 | 2027-01-12T00:00:00 | 2027-01-12T00:00:00 | 6 | 0 | 6 | 3500 | 42000 | 60188 | USA | N45 | 77 | ABB INC | 27511 | FREIGHT_RIC | Freight: Incoterm FCA Factory - Freight allowed | PUR | Freight: Incoterm FCA Factory - Freight allowed | EA | EA | ABBE | TRUE |  | P | PPD | 100
130543 | 11 | 1 | States | Oppidan | Hayley Fabian | TRUE | 2026-01-05T00:00:00 | 2027-01-13T00:00:00 | 2027-01-13T00:00:00 | 6 | 0 | 6 | 9000 | 54000 | 60188 | USA | N45 | 77 | ABB INC | 27511 | FSULITHI136X8P1 | Level-3 Startup of Lithium-Ion Batteries Note: Installation & connecting of batteries in the cabinets are by others (per adder above) | PUR | Level-3 Startup of Lithium-Ion Batteries Note: Installation & connecting of batteries in the cabinets are by others (per adder above) | EA | EA | ABBE | TRUE |  | P | PPD | 100
130543 | 12 | 1 | States | Oppidan | Hayley Fabian | TRUE | 2026-01-05T00:00:00 | 2027-01-13T00:00:00 | 2027-01-13T00:00:00 | 6 | 0 | 6 | 11500 | 69000 | 60188 | USA | N45 | 77 | ABB INC | 27511 | FSUMEG1600P1 | Level-3 Startup of MegaFlex UPS | PUR | Level-3 Startup of MegaFlex UPS | EA | EA | ABBE | TRUE |  | P | PPD | 100
130543 | 13 | 1 | States | Oppidan | Hayley Fabian | TRUE | 2026-01-05T00:00:00 | 2027-12-31T00:00:00 | 2027-12-31T00:00:00 | 1 | 0 | 1 | 4500 | 4500 | 60188 | USA | N45 | 77 | ABB INC | 27511 | MOBILIZATION_UPS | Mobilization for UPS Pkg (assume startup at same time for both UPS's) | PUR | Mobilization for UPS Pkg (assume startup at same time for both UPS's) | EA | EA | ABBE | TRUE |  | P | PPD | 100
130543 | 14 | 1 | States | Oppidan | Hayley Fabian | TRUE | 2026-01-05T00:00:00 | 2029-12-31T00:00:00 | 2029-12-31T00:00:00 | 1 | 0 | 1 | 4500 | 4500 | 60188 | USA | N45 | 77 | ABB INC | 27511 | MOBILIZATION_UPS PKG | Mobilization for UPS Pkg (for L4/L5/L6T Tasks) | PUR | Mobilization for UPS Pkg (for L4/L5/L6T Tasks) | EA | EA | ABBE | TRUE |  | P | PPD | 100
130543 | 15 | 1 | States | Oppidan | Hayley Fabian | TRUE | 2026-01-05T00:00:00 | 2027-01-13T00:00:00 | 2027-01-13T00:00:00 | 12 | 0 | 12 | 4500 | 54000 | 60188 | USA | N45 | 77 | ABB INC | 27511 | S-CM1_UPS 3.5.B | Spec 263353, Par 3.5.B Level-4 Performance Testing per system Par 3.5.B: 2 days onsite (Deviate from 10 to 2 days per Customer Request) | PUR | Spec 263353, Par 3.5.B Level-4 Performance Testing per system Par 3.5.B: 2 days onsite (Deviate from 10 to 2 days per Customer Request) | EA | EA | ABBE | TRUE |  | P | PPD | 100
130543 | 16 | 1 | States | Oppidan | Hayley Fabian | TRUE | 2026-01-05T00:00:00 | 2027-01-13T00:00:00 | 2027-01-13T00:00:00 | 12 | 0 | 12 | 4500 | 54000 | 60188 | USA | N45 | 77 | ABB INC | 27511 | S-CM1_UPS 3.5.D | (Customer to decide) Spec 263353, Par 3.5.D Level-4 Performance Testing per system Par 3.5.D: Exploratory period - 1st 2 days onsite Note: Customer to decide if this step is necessary | PUR | (Customer to decide) Spec 263353, Par 3.5.D Level-4 Performance Testing per system Par 3.5.D: Exploratory period - 1st 2 days onsite Note: Customer to decide if this step is necessary | EA | EA | ABBE | TRUE |  | P | PPD | 100
130543 | 17 | 1 | States | Oppidan | Hayley Fabian | TRUE | 2026-01-05T00:00:00 | 2027-01-13T00:00:00 | 2027-01-13T00:00:00 | 3 | 0 | 3 | 4500 | 13500 | 60188 | USA | N45 | 77 | ABB INC | 27511 | SERVICEFLATRATE | Level-3 Startup: Additional startup time - interfacing with and checking of Maintenance Bypass Switchboards (not actual SU of MBC or MBS) | PUR | Level-3 Startup: Additional startup time - interfacing with and checking of Maintenance Bypass Switchboards (not actual SU of MBC or MBS) | EA | EA | ABBE | TRUE |  | P | PPD | 100
130543 | 18 | 1 | States | Oppidan | Hayley Fabian | TRUE | 2026-01-05T00:00:00 | 2027-01-13T00:00:00 | 2027-01-13T00:00:00 | 24 | 0 | 24 | 4500 | 108000 | 60188 | USA | N45 | 77 | ABB INC | 27511 | SERVICEFLATRATE Spec | Spec 263353.1, Par 3.2.B - Battery installation by UPS Manufacturer | PUR | Spec 263353.1, Par 3.2.B - Battery installation by UPS Manufacturer | EA | EA | ABBE | TRUE |  | P | PPD | 100
130543 | 19 | 1 | States | Oppidan | Hayley Fabian | TRUE | 2026-01-05T00:00:00 | 2027-01-13T00:00:00 | 2027-01-13T00:00:00 | 6 | 0 | 6 | 4500 | 27000 | 60188 | USA | N45 | 77 | ABB INC | 27511 | S-IST | (1 day/UPS is recommended) Spec 263353, Par 3.6A Level-5 Integration System Testing (IST) (1 day included + daily rate applied if exceeds) | PUR | (1 day/UPS is recommended) Spec 263353, Par 3.6A Level-5 Integration System Testing (IST) (1 day included + daily rate applied if exceeds) | EA | EA | ABBE | TRUE |  | P | PPD | 100
130543 | 20 | 1 | States | Oppidan | Hayley Fabian | TRUE | 2026-01-05T00:00:00 | 2027-01-12T00:00:00 | 2027-01-12T00:00:00 | 1 | 0 | 1 | 4500 | 4500 | 60188 | USA | N45 | 77 | ABB INC | 27511 | S-OST | Par 3.4.K - Onsite Training after startup/commissioning completion, contiguous US only (1 day / site + daily rate applied if exceeds) | PUR | Par 3.4.K - Onsite Training after startup/commissioning completion, contiguous US only (1 day / site + daily rate applied if exceeds) | EA | EA | ABBE | TRUE |  | P | PPD | 100
130543 | 22 | 1 | States | Oppidan | Hayley Fabian | TRUE | 2026-01-05T00:00:00 | 2027-01-13T00:00:00 | 2027-01-13T00:00:00 | 6 | 0 | 6 | 5188 | 31128 | 60188 | USA | N45 | 77 | ABB INC | 27511 | UPS-FOBDEST | FCA Destination Charges Included | PUR | FCA Destination Charges Included | EA | EA | ABBE | TRUE |  | P | PPD | 100
130543 | 23 | 1 | States | Oppidan | Hayley Fabian | TRUE | 2026-01-05T00:00:00 | 2027-01-13T00:00:00 | 2027-01-13T00:00:00 | 6 | 0 | 6 | 4839 | 29034 | 60188 | USA | N45 | 77 | ABB INC | 27511 | UPS-FOBDEST_ | FCA Destination Charges Included | PUR | FCA Destination Charges Included | EA | EA | ABBE | TRUE |  | P | PPD | 100
130552 | 1 | 1 | States | GC-Paric | Hayley Fabian | TRUE | 2026-01-05T00:00:00 | 2026-10-05T00:00:00 | 2026-10-05T00:00:00 | 18 | 0 | 18 | 9500 | 171000 | 87121 | USA | N45 | 77 | ABB INC | 27511 | 1200A 24" Front Access Sidecar | SuperSwitch 4 - 1200A 24" Front Access Sidecar | PUR | SuperSwitch 4 - 1200A 24" Front Access Sidecar | EA | EA | ABBE | TRUE |  | P | PPD | 100
130552 | 2 | 1 | States | GC-Paric | Hayley Fabian | TRUE | 2026-01-05T00:00:00 | 2026-10-05T00:00:00 | 2026-10-05T00:00:00 | 18 | 0 | 18 | 390 | 7020 | 87121 | USA | N45 | 77 | ABB INC | 27511 | 800A-1200A Vented Kickplates | SuperSwitch 4 - 800A-1200A Vented Kickplates | PUR | SuperSwitch 4 - 800A-1200A Vented Kickplates | EA | EA | ABBE | TRUE |  | P | PPD | 100
130552 | 3 | 1 | States | GC-Paric | Hayley Fabian | TRUE | 2026-01-05T00:00:00 | 2026-10-06T00:00:00 | 2026-10-06T00:00:00 | 1 | 0 | 1 | 4255 | 4255 | 87121 | USA | N45 | 77 | ABB INC | 27511 | Other Services - Integration Testing | Integration Testing - (1) Day(s) | PUR | Integration Testing - (1) Day(s) | EA | EA | ABBE | TRUE |  | P | PPD | 100
130552 | 4 | 1 | States | GC-Paric | Hayley Fabian | TRUE | 2026-01-05T00:00:00 | 2026-10-06T00:00:00 | 2026-10-06T00:00:00 | 4 | 0 | 4 | 4255 | 17020 | 87121 | USA | N45 | 77 | ABB INC | 27511 | Other Services - Level 4 | Level 4 Performancy Testing - (4) Days(s) | PUR | Level 4 Performancy Testing - (4) Days(s) | EA | EA | ABBE | TRUE |  | P | PPD | 100
130552 | 5 | 1 | States | GC-Paric | Hayley Fabian | TRUE | 2026-01-05T00:00:00 | 2029-12-31T00:00:00 | 2029-12-31T00:00:00 | 3 | 0 | 3 | 4500 | 13500 | 87121 | USA | N45 | 77 | ABB INC | 27511 | Other Services - Mobilization | Mobilization - (3) Visit(s) | PUR | Mobilization - (3) Visit(s) | EA | EA | ABBE | TRUE |  | P | PPD | 100
130552 | 6 | 1 | States | GC-Paric | Hayley Fabian | TRUE | 2026-01-05T00:00:00 | 2026-10-06T00:00:00 | 2026-10-06T00:00:00 | 9 | 0 | 9 | 4450 | 40050 | 87121 | USA | N45 | 77 | ABB INC | 27511 | Services - Start-up Service | On-site Service Per Day (not to exceed 3 days), M-F 8am-5pm | PUR | On-site Service Per Day (not to exceed 3 days), M-F 8am-5pm | EA | EA | ABBE | TRUE |  | P | PPD | 100
130552 | 7 | 1 | States | GC-Paric | Hayley Fabian | TRUE | 2026-01-05T00:00:00 | 2026-10-05T00:00:00 | 2026-10-05T00:00:00 | 18 | 0 | 18 | 87169 | 1569042 | 87121 | USA | N45 | 77 | ABB INC | 27511 | SuperSwitch 4 (DSTS) | 1200A, 480V, DSTS (SS4) | PUR | 1200A, 480V, DSTS (SS4) | EA | EA | ABBE | TRUE |  | P | PPD | 100
130552 | 8 | 1 | States | GC-Paric | Hayley Fabian | TRUE | 2026-01-05T00:00:00 | 2026-10-06T00:00:00 | 2026-10-06T00:00:00 | 1 | 0 | 1 | 41285 | 41285 | 87121 | USA | N45 | 77 | ABB INC | 27511 | Supplementary Item - Extended Warranty | 2 Year Extended Warranty w/1 PM QTY (6) 1200A STS Units | PUR | 2 Year Extended Warranty w/1 PM QTY (6) 1200A STS Units | EA | EA | ABBE | TRUE |  | P | PPD | 100
130552 | 9 | 1 | States | GC-Paric | Hayley Fabian | TRUE | 2026-01-05T00:00:00 | 2026-10-06T00:00:00 | 2026-10-06T00:00:00 | 108 | 0 | 108 | 57 | 6156 | 87121 | USA | N45 | 77 | ABB INC | 27511 | Supplementary Item - STS | STS Pedestals | PUR | STS Pedestals | EA | EA | ABBE | TRUE |  | P | PPD | 100
130225 | 2 | 1 | States | GC Rogers-O-Brien Construction | Hayley Fabian | TRUE | 2025-12-04T00:00:00 | 2029-12-31T00:00:00 | 2029-12-31T00:00:00 | 2 | 0 | 2 | 9751.3 | 19502.6 | 76504 | USA | N45 | 77 | ABB INC | 27511 | FSUMEG1600P1 | Level-3 Startup of MegaFlex UPS |  | START-UP MEGAFLEX 1.5-1.6 L2 | EA | EA | ABBE | FALSE |  | P | PPD | 100
124149 | 14 | 1 | States | Truebeck Construction | Hayley Fabian | TRUE | 2024-08-28T00:00:00 | 2026-12-31T00:00:00 | 2025-09-25T00:00:00 | 2 | 0 | 2 | 5850.32 | 11700.64 | 97756 | USA | N30 | 77 | ABB INC | 27511 | FSUMEG1600P1 | Level-3 Startup of MegaFlex UPS |  | START-UP MEGAFLEX 1.5-1.6 L2 | EA | EA | ABBE | TRUE |  | P | PPD | 100
125325 | 7 | 1 | States | GC - Rogers-Obrien Construction | Hayley Fabian | TRUE | 2024-12-13T00:00:00 | 2027-07-06T00:00:00 | 2027-07-06T00:00:00 | 1 | 0 | 1 | 3983 | 3983 | 76504 | USA | N30 | 77 | ABB INC | 27511 | SERVICEFLATRATE | Level-3 Startup: Additional startup time - interfacing with and checking of Maintenance Bypass Switchboards (not actual SU of MBC or MBS) |  | FLAT RATE SERVICE EFFORT | EA | EA | ABBE | TRUE | RG - RICK | P | PPD | 100
131133 | 1 | 1 | States | Champlin | Hayley Fabian | TRUE | 2026-02-05T00:00:00 | 2026-08-07T00:00:00 | 2026-08-07T00:00:00 | 1 | 0 | 1 | 2877 | 2877 | 55316 | USA | N45 | 77 | ABB INC | 27511 | 931868T01 | Breaker Lift Truck Assembly - manually operated | PUR | Breaker Lift Truck Assembly - manually operated | EA | EA |  | TRUE |  | P | PPD | 100
131337 | 1 | 1 | States | Champlin | Hayley Fabian | TRUE | 2026-02-19T00:00:00 | 2026-07-22T00:00:00 | 2026-07-22T00:00:00 | 16 | 0 | 16 | 4417.27 | 70676.32 | 55316 | USA | N45 | 77 | ABB INC | 27511 | BTO ATS 30A-260A | ZGDJ3XX12-CX2XT4XX - Automatic Transfer Switch, ZTG T-Series, 30 A-260 A "ZTG DT 260A3PH No Neu N1 General Purpose Commercial and Industrial Automatic Transfer Switch 260 A, 3 Phase (3 Pole), Delayed Transition NEMA 1 Enclosure 4 NO (Normally Open) and 4 NC (Normally Closed) Auxiliary Contacts No Neutral No Meters GB2 - (6)#8-1/0 Ground Bar Modbus TCP communications Additional 4 I/O, programmable T1-Panel Voltage agnostic, Rated for 200 to 480V line to line voltage Standard Application-Sources on Bottom UL 1008 listed up To 480VAC at 50/60Hz Seismic certified To IEEE-693-2005 at HIGH level With 2.5 amplification factor Seismic certified To IBC-2015 at Ip=1.5 For z/h less than Or equal To 1 Microprocessor activated Momentary test switch Programmable exerciser daily, 7-14-28-365 days user- selectable, with or without load Event log of last 250 events Adjustable over/under frequency sensor-Source 2-and Source 1 Frequency Indication - on the controller LED Source -2 - Position indication LED Source -1 - Position indication LED Source -2 - Source availability indication LED Source -1 - Source availability indication" "Engine start timer -adjustable up to 60sec Phase rotation sensing of Source 1 and Source 2 Under voltage sensing 3-phase Source 2 In Phase Monitor between Source 1 and Source 2 to allow transfer-with enable/disable Over voltage sensing-3 phase Source 2 Microprocessor activated Commit/no commit on transferring to Source 2-with enable/disable Time Delay from Neutral Position to Source 1 on Retransfer Time Delay from Neutral Position to Source 2 on Retransfer. Adjustable time delay on transfer to Source 1 Engine stop/cool adjustable cool down timer Voltage imbalance between phases-applies to 3-phase only Adjustable time delay on transfer to Source 2 Bypass transfer timer function-soft switch in controller Programmable Input Modules: (Must be configured by user upon installation) E-Stop Remote Control to S1 (R15 Load Shed) Remote Control to S2 Remote Control to OFF (R15D Load Shed) Inhibit Transfer Manual-Auto Mode Programmable Output Modules: (Must be configured by user upon installation) Alarm / Product Availability Load Connected to S1 Load Disconnected Load Connected to S2 Elevator Pre-transfer Signal (T3/W3)" |  | ZGDJ3XX12-CX2XT4XX - Automatic Transfer Switch, ZTG T-Series, 30 A-260 A "ZTG DT 260A3PH No Neu N1 General Purpose Commercial and Industrial Automatic Transfer Switch 260 A, 3 Phase (3 Pole), Delayed Transition NEMA 1 Enclosure 4 NO (Normally Open) and 4 NC (Normally Closed) Auxiliary Contacts No Neutral No Meters GB2 - (6)#8-1/0 Ground Bar Modbus TCP communications Additional 4 I/O, programmable T1-Panel Voltage agnostic, Rated for 200 to 480V line to line voltage Standard Application-Sources on Bottom UL 1008 listed up To 480VAC at 50/60Hz Seismic certified To IEEE-693-2005 at HIGH level With 2.5 amplification factor Seismic certified To IBC-2015 at Ip=1.5 For z/h less than Or equal To 1 Microprocessor activated Momentary test switch Programmable exerciser daily, 7-14-28-365 days user- selectable, with or without load Event log of last 250 events Adjustable over/under frequency sensor-Source 2-and Source 1 Frequency Indication - on the controller LED Source -2 - Position indication LED Source -1 - Position indication LED Source -2 - Source availability indication LED Source -1 - Source availability indication" "Engine start timer -adjustable up to 60sec Phase rotation sensing of Source 1 and Source 2 Under voltage sensing 3-phase Source 2 In Phase Monitor between Source 1 and Source 2 to allow transfer-with enable/disable Over voltage sensing-3 phase Source 2 Microprocessor activated Commit/no commit on transferring to Source 2-with enable/disable Time Delay from Neutral Position to Source 1 on Retransfer Time Delay from Neutral Position to Source 2 on Retransfer. Adjustable time delay on transfer to Source 1 Engine stop/cool adjustable cool down timer Voltage imbalance between phases-applies to 3-phase only Adjustable time delay on transfer to Source 2 Bypass transfer timer function-soft switch in controller Programmable Input Modules: (Must be configured by user upon installation) E-Stop Remote Control to S1 (R15 Load Shed) Remote Control to S2 Remote Control to OFF (R15D Load Shed) Inhibit Transfer Manual-Auto Mode Programmable Output Modules: (Must be configured by user upon installation) Alarm / Product Availability Load Connected to S1 Load Disconnected Load Connected to S2 Elevator Pre-transfer Signal (T3/W3)" | EA | EA | ABBE | TRUE |  | P | ALL
130289 | 2 | 1 | States | GC-Gardner Builders | Hayley Fabian | TRUE | 2025-12-08T00:00:00 | 2029-12-31T00:00:00 | 2029-12-31T00:00:00 | 2 | 0 | 2 | 9751.3 | 19502.6 | 55123 | USA | N45 | 77 | ABB INC | 27511 | FSUMEG1600P1 | Level-3 Startup of MegaFlex UPS | PUR | START-UP MEGAFLEX 1.5-1.6 L2 | EA | EA | ABBE | TRUE |  | P | PPD | 100
130469 | 1 | 1 | States | Weitz | Hayley Fabian | TRUE | 2025-12-23T00:00:00 | 2026-11-09T00:00:00 | 2026-11-09T00:00:00 | 4 | 0 | 4 | 1364.35 | 5457.4 | 50321 | USA | N45 | 77 | ABB INC | 27511 | 4NWA7000321568A | MegaFlex Seismic Bracket | PUR | MegaFlex Seismic Bracket | EA | EA | ABBE | TRUE |  | P | PPD | 100
130469 | 2 | 1 | States | Weitz | Hayley Fabian | TRUE | 2025-12-23T00:00:00 | 2026-11-09T00:00:00 | 2026-11-09T00:00:00 | 32 | 0 | 32 | 28748.86 | 919963.52 | 50321 | USA | N45 | 77 | ABB INC | 27511 | 4NWP104024R36U2, 8 LiBC/UPS | Samsung 136S Lithium Battery Cabinets/UPS: - High cycle / High Power Density - UL9540/UL9540A Listed - Top Cable Entry - DC Breaker in each battery cabinet - DIM/BC: 25.5 in W x 21 in D x 87 in H; - Approx Weight/BC: 1125 lbs - Battery runtime: 7 minn BOL / 5 min EOL for 1579 kWb battery loads | PUR | Samsung 136S Lithium Battery Cabinets/UPS: - High cycle / High Power Density - UL9540/UL9540A Listed - Top Cable Entry - DC Breaker in each battery cabinet - DIM/BC: 25.5 in W x 21 in D x 87 in H; - Approx Weight/BC: 1125 lbs - Battery runtime: 7 minn BOL / 5 min EOL for 1579 kWb battery loads | EA | EA | ABBE | TRUE |  | P | PPD | 100
130469 | 3 | 1 | States | Weitz | Hayley Fabian | TRUE | 2025-12-23T00:00:00 | 2026-11-09T00:00:00 | 2026-11-09T00:00:00 | 4 | 0 | 4 | 286472.37 | 1145889.48 | 50321 | USA | N45 | 77 | ABB INC | 27511 | 4NWP106511R0002 | MegaFlex 1.5MW UPS 480V 60Hz: Static Bypass - 100% rated continuous duty; Cabinet color: RAL 9005 (black); Single or dual AC feed; Short circuit withstand rating: 100kAIC; Input Voltage: 480V 3-Phase + Gnd , +/- 15% voltage tolerance, Frequency: 60Hz +/- 10%, PF = 0.99; Output: 480V, 3W + Gnd, Frequency: 60Hz & PF = 1.0; Efficiency: Up to 97% Double Conversion (VFI) & Up to 99% eBoost mode (VFD); Compatible Battery Technologies: LiB, NiZn, VRLA | PUR | MegaFlex 1.5MW UPS 480V 60Hz: Static Bypass - 100% rated continuous duty; Cabinet color: RAL 9005 (black); Single or dual AC feed; Short circuit withstand rating: 100kAIC; Input Voltage: 480V 3-Phase + Gnd , +/- 15% voltage tolerance, Frequency: 60Hz +/- 10%, PF = 0.99; Output: 480V, 3W + Gnd, Frequency: 60Hz & PF = 1.0; Efficiency: Up to 97% Double Conversion (VFI) & Up to 99% eBoost mode (VFD); Compatible Battery Technologies: LiB, NiZn, VRLA | EA | EA | ABBE | TRUE |  | P | PPD | 100
130469 | 4 | 1 | States | Weitz | Hayley Fabian | TRUE | 2025-12-23T00:00:00 | 2026-11-09T00:00:00 | 2026-11-09T00:00:00 | 4 | 0 | 4 | 1127.85 | 4511.4 | 50321 | USA | N45 | 77 | ABB INC | 27511 | 4NWP107801R0001 | ANC-L Network Communication Card | PUR | ANC-L Network Communication Card | EA | EA | ABBE | TRUE |  | P | PPD | 100
130469 | 6 | 1 | States | Weitz | Hayley Fabian | TRUE | 2025-12-23T00:00:00 | 2026-11-09T00:00:00 | 2026-11-09T00:00:00 | 28 | 0 | 28 | 1500 | 42000 | 50321 | USA | N45 | 77 | ABB INC | 27511 | 4NWR002204 | IntraPack Part No.: F012384-A02, Secondary top hat, Samsung Lithium-Ion UL9540A battery cabinet includes: - Cable management for Positive, Negative and Frame Ground Cables - Removable Front and Top Gland Plates - Paint color: Black | PUR | IntraPack Part No.: F012384-A02, Secondary top hat, Samsung Lithium-Ion UL9540A battery cabinet includes: - Cable management for Positive, Negative and Frame Ground Cables - Removable Front and Top Gland Plates - Paint color: Black | EA | EA | ABBE | TRUE |  | P | PPD | 100
130469 | 7 | 1 | States | Weitz | Hayley Fabian | TRUE | 2025-12-23T00:00:00 | 2026-11-09T00:00:00 | 2026-11-09T00:00:00 | 4 | 0 | 4 | 2950 | 11800 | 50321 | USA | N45 | 77 | ABB INC | 27511 | 4NWR002253 | IntraPack Part No.: F012382-A02, Standard Primary top hat, Samsung Lithium-Ion UL9540A battery cabinet includes: - Cable management for Positive, Negative and Frame Ground Cables - Removable Front and Top Gland Plates - Paint color: Black - Data logger provided by ABB | PUR | IntraPack Part No.: F012382-A02, Standard Primary top hat, Samsung Lithium-Ion UL9540A battery cabinet includes: - Cable management for Positive, Negative and Frame Ground Cables - Removable Front and Top Gland Plates - Paint color: Black - Data logger provided by ABB | EA | EA | ABBE | TRUE |  | P | PPD | 100
130469 | 8 | 1 | States | Weitz | Hayley Fabian | TRUE | 2025-12-23T00:00:00 | 2026-11-09T00:00:00 | 2026-11-09T00:00:00 | 4 | 0 | 4 | 12590 | 50360 | 50321 | USA | N45 | 77 | ABB INC | 27511 | 79-5000-00000047 | 4000A DC Junction Cabinet: - NEMA-1 enclosure - Dim: 30"W x 24"D x 87"H - Front access; - Installed end cap of battery lineup closer to UPS I/O section - Accommodates up to 10 DC battery cabinet landings - Installed by contractor - see ABB installation drawing; | PUR | 4000A DC Junction Cabinet: - NEMA-1 enclosure - Dim: 30"W x 24"D x 87"H - Front access; - Installed end cap of battery lineup closer to UPS I/O section - Accommodates up to 10 DC battery cabinet landings - Installed by contractor - see ABB installation drawing; | EA | EA | ABBE | TRUE |  | P | PPD | 100
130469 | 9 | 1 | States | Weitz | Hayley Fabian | TRUE | 2025-12-23T00:00:00 | 2026-11-09T00:00:00 | 2026-11-09T00:00:00 | 8 | 0 | 8 | 646.12 | 5168.96 | 50321 | USA | N45 | 77 | ABB INC | 27511 | 7GSP017351R0001 | CIC Communication Card | PUR | CIC Communication Card | EA | EA | ABBE | TRUE |  | P | PPD | 100
130469 | 10 | 1 | States | Weitz | Hayley Fabian | TRUE | 2025-12-23T00:00:00 | 2026-11-09T00:00:00 | 2026-11-09T00:00:00 | 4 | 0 | 4 | 3500 | 28000 | 50321 | USA | N45 | 77 | ABB INC | 27511 | FREIGHT_RIC | Freight: Incoterm FCA Factory - Freight allowed | PUR | Freight: Incoterm FCA Factory - Freight allowed | EA | EA | ABBE | TRUE |  | P | PPD | 100
130469 | 10 | 2 | States | Weitz | Hayley Fabian | TRUE | 2025-12-23T00:00:00 | 2026-11-09T00:00:00 | 2026-11-09T00:00:00 | 4 | 0 | 4 | 3500 | 28000 | 50321 | USA | N45 | 77 | ABB INC | 27511 | FREIGHT_RIC | Freight: Incoterm FCA Factory - Freight allowed | PUR | Freight: Incoterm FCA Factory - Freight allowed | EA | EA | ABBE | TRUE |  | P | PPD | 100
130469 | 11 | 1 | States | Weitz | Hayley Fabian | TRUE | 2025-12-23T00:00:00 | 2029-12-31T00:00:00 | 2029-12-31T00:00:00 | 4 | 0 | 4 | 9000 | 36000 | 50321 | USA | N45 | 77 | ABB INC | 27511 | FSULITHI136X8P1 | Level-3 Startup of Lithium-Ion Batteries Note: Installation & connecting of batteries in the cabinets are by others (per adder above) | PUR | Level-3 Startup of Lithium-Ion Batteries Note: Installation & connecting of batteries in the cabinets are by others (per adder above) | EA | EA | ABBE | TRUE |  | P | PPD | 100
130469 | 12 | 1 | States | Weitz | Hayley Fabian | TRUE | 2025-12-23T00:00:00 | 2029-12-31T00:00:00 | 2029-12-31T00:00:00 | 4 | 0 | 4 | 11500 | 46000 | 50321 | USA | N45 | 77 | ABB INC | 27511 | FSUMEG1600P1 | Level-3 Startup of MegaFlex UPS | PUR | Level-3 Startup of MegaFlex UPS | EA | EA | ABBE | TRUE |  | P | PPD | 100
130469 | 13 | 1 | States | Weitz | Hayley Fabian | TRUE | 2025-12-23T00:00:00 | 2029-12-31T00:00:00 | 2029-12-31T00:00:00 | 1 | 0 | 1 | 4500 | 4500 | 50321 | USA | N45 | 77 | ABB INC | 27511 | MOBILIZATION_UPS | Mobilization for UPS Pkg (assume startup at same time for both UPS's) | PUR | Mobilization for UPS Pkg (assume startup at same time for both UPS's) | EA | EA | ABBE | TRUE |  | P | PPD | 100
130469 | 14 | 1 | States | Weitz | Hayley Fabian | TRUE | 2025-12-23T00:00:00 | 2029-12-31T00:00:00 | 2029-12-31T00:00:00 | 1 | 0 | 1 | 4500 | 4500 | 50321 | USA | N45 | 77 | ABB INC | 27511 | MOBILIZATION_UPS PKG | Mobilization for UPS Pkg (for L4/L5/L6T Tasks) | PUR | Mobilization for UPS Pkg (for L4/L5/L6T Tasks) | EA | EA | ABBE | TRUE |  | P | PPD | 100
130469 | 15 | 1 | States | Weitz | Hayley Fabian | TRUE | 2025-12-23T00:00:00 | 2026-11-10T00:00:00 | 2026-11-10T00:00:00 | 8 | 0 | 8 | 4500 | 36000 | 50321 | USA | N45 | 77 | ABB INC | 27511 | S-CM1_UPS 3.5.B | Spec 263353, Par 3.5.B Level-4 Performance Testing per system Par 3.5.B: 2 days onsite (Deviate from 10 to 2 days per Customer Request) | PUR | Spec 263353, Par 3.5.B Level-4 Performance Testing per system Par 3.5.B: 2 days onsite (Deviate from 10 to 2 days per Customer Request) | EA | EA | ABBE | TRUE |  | P | PPD | 100
130469 | 16 | 1 | States | Weitz | Hayley Fabian | TRUE | 2025-12-23T00:00:00 | 2026-11-10T00:00:00 | 2026-11-10T00:00:00 | 8 | 0 | 8 | 4500 | 36000 | 50321 | USA | N45 | 77 | ABB INC | 27511 | S-CM1_UPS 3.5.D | (Customer to decide) Spec 263353, Par 3.5.D Level-4 Performance Testing per system Par 3.5.D: Exploratory period - 1st 2 days onsite Note: Customer to decide if this step is necessary | PUR | (Customer to decide) Spec 263353, Par 3.5.D Level-4 Performance Testing per system Par 3.5.D: Exploratory period - 1st 2 days onsite Note: Customer to decide if this step is necessary | EA | EA | ABBE | TRUE |  | P | PPD | 100
130469 | 17 | 1 | States | Weitz | Hayley Fabian | TRUE | 2025-12-23T00:00:00 | 2029-12-31T00:00:00 | 2029-12-31T00:00:00 | 2 | 0 | 2 | 4500 | 9000 | 50321 | USA | N45 | 77 | ABB INC | 27511 | SERVICEFLATRATE | Level-3 Startup: Additional startup time - interfacing with and checking of Maintenance Bypass Switchboards (not actual SU of MBC or MBS) | PUR | Level-3 Startup: Additional startup time - interfacing with and checking of Maintenance Bypass Switchboards (not actual SU of MBC or MBS) | EA | EA | ABBE | TRUE |  | P | PPD | 100
130469 | 18 | 1 | States | Weitz | Hayley Fabian | TRUE | 2025-12-23T00:00:00 | 2029-12-31T00:00:00 | 2029-12-31T00:00:00 | 16 | 0 | 16 | 4500 | 72000 | 50321 | USA | N45 | 77 | ABB INC | 27511 | SERVICEFLATRATE Spec | Spec 263353.1, Par 3.2.B - Battery installation by UPS Manufacturer | PUR | Spec 263353.1, Par 3.2.B - Battery installation by UPS Manufacturer | EA | EA | ABBE | TRUE |  | P | PPD | 100
130469 | 19 | 1 | States | Weitz | Hayley Fabian | TRUE | 2025-12-23T00:00:00 | 2029-12-31T00:00:00 | 2029-12-31T00:00:00 | 4 | 0 | 4 | 4500 | 18000 | 50321 | USA | N45 | 77 | ABB INC | 27511 | S-IST | (1 day/UPS is recommended) Spec 263353, Par 3.6A Level-5 Integration System Testing (IST) (1 day included + daily rate applied if exceeds) | PUR | (1 day/UPS is recommended) Spec 263353, Par 3.6A Level-5 Integration System Testing (IST) (1 day included + daily rate applied if exceeds) | EA | EA | ABBE | TRUE |  | P | PPD | 100
130469 | 20 | 1 | States | Weitz | Hayley Fabian | TRUE | 2025-12-23T00:00:00 | 2026-11-09T00:00:00 | 2026-11-09T00:00:00 | 1 | 0 | 1 | 4500 | 4500 | 50321 | USA | N45 | 77 | ABB INC | 27511 | S-OST | Par 3.4.K - Onsite Training after startup/commissioning completion, contiguous US only (1 day / site + daily rate applied if exceeds) | PUR | Par 3.4.K - Onsite Training after startup/commissioning completion, contiguous US only (1 day / site + daily rate applied if exceeds) | EA | EA | ABBE | TRUE |  | P | PPD | 100
130469 | 22 | 1 | States | Weitz | Hayley Fabian | TRUE | 2025-12-23T00:00:00 | 2026-11-10T00:00:00 | 2026-11-10T00:00:00 | 4 | 0 | 4 | 5188 | 20752 | 50321 | USA | N45 | 77 | ABB INC | 27511 | UPS-FOBDEST | FCA Destination Charges Included | PUR | FCA Destination Charges Included | EA | EA | ABBE | TRUE |  | P | PPD | 100
130469 | 23 | 1 | States | Weitz | Hayley Fabian | TRUE | 2025-12-23T00:00:00 | 2026-11-10T00:00:00 | 2026-11-10T00:00:00 | 4 | 0 | 4 | 4839 | 19356 | 50321 | USA | N45 | 77 | ABB INC | 27511 | UPS-FOBDEST_ | FCA Destination Charges Included | PUR | FCA Destination Charges Included | EA | EA | ABBE | TRUE |  | P | PPD | 100
130628 | 1 | 1 | States | AML Construction | Hayley Fabian | TRUE | 2026-01-08T00:00:00 | 2026-12-16T00:00:00 | 2026-12-16T00:00:00 | 4 | 0 | 4 | 1364.35 | 5457.4 | 47130 | USA | N45 | 77 | ABB INC | 27511 | 4NWA7000321568A | MegaFlex Seismic Bracket | PUR | MegaFlex Seismic Bracket | EA | EA | ABBE | TRUE |  | P | PPD | 100
130628 | 2 | 1 | States | AML Construction | Hayley Fabian | TRUE | 2026-01-08T00:00:00 | 2026-12-16T00:00:00 | 2026-12-16T00:00:00 | 32 | 0 | 32 | 28748.86 | 919963.52 | 47130 | USA | N45 | 77 | ABB INC | 27511 | 4NWP104024R36U2, 8 LiBC/UPS | Samsung 136S Lithium Battery Cabinets/UPS: - High cycle / High Power Density - UL9540/UL9540A Listed - Top Cable Entry - DC Breaker in each battery cabinet - DIM/BC: 25.5 in W x 21 in D x 87 in H; - Approx Weight/BC: 1125 lbs - Battery runtime: 7 minn BOL / 5 min EOL for 1579 kWb battery loads | PUR | Samsung 136S Lithium Battery Cabinets/UPS: - High cycle / High Power Density - UL9540/UL9540A Listed - Top Cable Entry - DC Breaker in each battery cabinet - DIM/BC: 25.5 in W x 21 in D x 87 in H; - Approx Weight/BC: 1125 lbs - Battery runtime: 7 minn BOL / 5 min EOL for 1579 kWb battery loads | EA | EA | ABBE | TRUE |  | P | PPD | 100
130628 | 3 | 1 | States | AML Construction | Hayley Fabian | TRUE | 2026-01-08T00:00:00 | 2026-12-16T00:00:00 | 2026-12-16T00:00:00 | 4 | 0 | 4 | 286472.37 | 1145889.48 | 47130 | USA | N45 | 77 | ABB INC | 27511 | 4NWP106511R0002 | MegaFlex 1.5MW UPS 480V 60Hz: Static Bypass - 100% rated continuous duty; Cabinet color: RAL 9005 (black); Single or dual AC feed; Short circuit withstand rating: 100kAIC; Input Voltage: 480V 3-Phase + Gnd , +/- 15% voltage tolerance, Frequency: 60Hz +/- 10%, PF = 0.99; Output: 480V, 3W + Gnd, Frequency: 60Hz & PF = 1.0; Efficiency: Up to 97% Double Conversion (VFI) & Up to 99% eBoost mode (VFD); Compatible Battery Technologies: LiB, NiZn, VRLA | PUR | MegaFlex 1.5MW UPS 480V 60Hz: Static Bypass - 100% rated continuous duty; Cabinet color: RAL 9005 (black); Single or dual AC feed; Short circuit withstand rating: 100kAIC; Input Voltage: 480V 3-Phase + Gnd , +/- 15% voltage tolerance, Frequency: 60Hz +/- 10%, PF = 0.99; Output: 480V, 3W + Gnd, Frequency: 60Hz & PF = 1.0; Efficiency: Up to 97% Double Conversion (VFI) & Up to 99% eBoost mode (VFD); Compatible Battery Technologies: LiB, NiZn, VRLA | EA | EA | ABBE | TRUE |  | P | PPD | 100
130628 | 4 | 1 | States | AML Construction | Hayley Fabian | TRUE | 2026-01-08T00:00:00 | 2026-12-16T00:00:00 | 2026-12-16T00:00:00 | 4 | 0 | 4 | 1127.85 | 4511.4 | 47130 | USA | N45 | 77 | ABB INC | 27511 | 4NWP107801R0001 | ANC-L Network Communication Card | PUR | ANC-L Network Communication Card | EA | EA | ABBE | TRUE |  | P | PPD | 100
130628 | 6 | 1 | States | AML Construction | Hayley Fabian | TRUE | 2026-01-08T00:00:00 | 2026-12-16T00:00:00 | 2026-12-16T00:00:00 | 28 | 0 | 28 | 1500 | 42000 | 47130 | USA | N45 | 77 | ABB INC | 27511 | 4NWR002204 | IntraPack Part No.: F012384-A02, Secondary top hat, Samsung Lithium-Ion UL9540A battery cabinet includes: - Cable management for Positive, Negative and Frame Ground Cables - Removable Front and Top Gland Plates - Paint color: Black | PUR | IntraPack Part No.: F012384-A02, Secondary top hat, Samsung Lithium-Ion UL9540A battery cabinet includes: - Cable management for Positive, Negative and Frame Ground Cables - Removable Front and Top Gland Plates - Paint color: Black | EA | EA | ABBE | TRUE |  | P | PPD | 100
130628 | 7 | 1 | States | AML Construction | Hayley Fabian | TRUE | 2026-01-08T00:00:00 | 2026-12-16T00:00:00 | 2026-12-16T00:00:00 | 4 | 0 | 4 | 2950 | 11800 | 47130 | USA | N45 | 77 | ABB INC | 27511 | 4NWR002253 | IntraPack Part No.: F012382-A02, Standard Primary top hat, Samsung Lithium-Ion UL9540A battery cabinet includes: - Cable management for Positive, Negative and Frame Ground Cables - Removable Front and Top Gland Plates - Paint color: Black - Data logger provided by ABB | PUR | IntraPack Part No.: F012382-A02, Standard Primary top hat, Samsung Lithium-Ion UL9540A battery cabinet includes: - Cable management for Positive, Negative and Frame Ground Cables - Removable Front and Top Gland Plates - Paint color: Black - Data logger provided by ABB | EA | EA | ABBE | TRUE |  | P | PPD | 100
130628 | 8 | 1 | States | AML Construction | Hayley Fabian | TRUE | 2026-01-08T00:00:00 | 2026-12-16T00:00:00 | 2026-12-16T00:00:00 | 4 | 0 | 4 | 12590 | 50360 | 47130 | USA | N45 | 77 | ABB INC | 27511 | 79-5000-00000047 | 4000A DC Junction Cabinet: - NEMA-1 enclosure - Dim: 30"W x 24"D x 87"H - Front access; - Installed end cap of battery lineup closer to UPS I/O section - Accommodates up to 10 DC battery cabinet landings - Installed by contractor - see ABB installation drawing; | PUR | 4000A DC Junction Cabinet: - NEMA-1 enclosure - Dim: 30"W x 24"D x 87"H - Front access; - Installed end cap of battery lineup closer to UPS I/O section - Accommodates up to 10 DC battery cabinet landings - Installed by contractor - see ABB installation drawing; | EA | EA | ABBE | TRUE |  | P | PPD | 100
130628 | 9 | 1 | States | AML Construction | Hayley Fabian | TRUE | 2026-01-08T00:00:00 | 2026-12-16T00:00:00 | 2026-12-16T00:00:00 | 8 | 0 | 8 | 646.12 | 5168.96 | 47130 | USA | N45 | 77 | ABB INC | 27511 | 7GSP017351R0001 | CIC Communication Card | PUR | CIC Communication Card | EA | EA | ABBE | TRUE |  | P | PPD | 100
130628 | 10 | 1 | States | AML Construction | Hayley Fabian | TRUE | 2026-01-08T00:00:00 | 2026-12-16T00:00:00 | 2026-12-16T00:00:00 | 4 | 0 | 4 | 3500 | 28000 | 47130 | USA | N45 | 77 | ABB INC | 27511 | FREIGHT_RIC | Freight: Incoterm FCA Factory - Freight allowed | PUR | Freight: Incoterm FCA Factory - Freight allowed | EA | EA | ABBE | TRUE |  | P | PPD | 100
130628 | 10 | 2 | States | AML Construction | Hayley Fabian | TRUE | 2026-01-08T00:00:00 | 2026-12-16T00:00:00 | 2026-12-16T00:00:00 | 4 | 0 | 4 | 3500 | 28000 | 47130 | USA | N45 | 77 | ABB INC | 27511 | FREIGHT_RIC | Freight: Incoterm FCA Factory - Freight allowed | PUR | Freight: Incoterm FCA Factory - Freight allowed | EA | EA | ABBE | TRUE |  | P | PPD | 100
130628 | 11 | 1 | States | AML Construction | Hayley Fabian | TRUE | 2026-01-08T00:00:00 | 2029-12-31T00:00:00 | 2029-12-31T00:00:00 | 4 | 0 | 4 | 9000 | 36000 | 47130 | USA | N45 | 77 | ABB INC | 27511 | FSULITHI136X8P1 | Level-3 Startup of Lithium-Ion Batteries Note: Installation & connecting of batteries in the cabinets are by others (per adder above) | PUR | Level-3 Startup of Lithium-Ion Batteries Note: Installation & connecting of batteries in the cabinets are by others (per adder above) | EA | EA | ABBE | TRUE |  | P | PPD | 100
130628 | 12 | 1 | States | AML Construction | Hayley Fabian | TRUE | 2026-01-08T00:00:00 | 2029-12-31T00:00:00 | 2029-12-31T00:00:00 | 4 | 0 | 4 | 11500 | 46000 | 47130 | USA | N45 | 77 | ABB INC | 27511 | FSUMEG1600P1 | Level-3 Startup of MegaFlex UPS | PUR | Level-3 Startup of MegaFlex UPS | EA | EA | ABBE | TRUE |  | P | PPD | 100
130628 | 13 | 1 | States | AML Construction | Hayley Fabian | TRUE | 2026-01-08T00:00:00 | 2029-12-31T00:00:00 | 2029-12-31T00:00:00 | 1 | 0 | 1 | 4500 | 4500 | 47130 | USA | N45 | 77 | ABB INC | 27511 | MOBILIZATION_UPS | Mobilization for UPS Pkg (assume startup at same time for both UPS's) | PUR | Mobilization for UPS Pkg (assume startup at same time for both UPS's) | EA | EA | ABBE | TRUE |  | P | PPD | 100
130628 | 14 | 1 | States | AML Construction | Hayley Fabian | TRUE | 2026-01-08T00:00:00 | 2029-12-31T00:00:00 | 2029-12-31T00:00:00 | 1 | 0 | 1 | 4500 | 4500 | 47130 | USA | N45 | 77 | ABB INC | 27511 | MOBILIZATION_UPS PKG | Mobilization for UPS Pkg (for L4/L5/L6T Tasks) | PUR | Mobilization for UPS Pkg (for L4/L5/L6T Tasks) | EA | EA | ABBE | TRUE |  | P | PPD | 100
130628 | 15 | 1 | States | AML Construction | Hayley Fabian | TRUE | 2026-01-08T00:00:00 | 2026-12-17T00:00:00 | 2026-12-17T00:00:00 | 8 | 0 | 8 | 4500 | 36000 | 47130 | USA | N45 | 77 | ABB INC | 27511 | S-CM1_UPS 3.5.B | Spec 263353, Par 3.5.B Level-4 Performance Testing per system Par 3.5.B: 2 days onsite (Deviate from 10 to 2 days per Customer Request) | PUR | Spec 263353, Par 3.5.B Level-4 Performance Testing per system Par 3.5.B: 2 days onsite (Deviate from 10 to 2 days per Customer Request) | EA | EA | ABBE | TRUE |  | P | PPD | 100
130628 | 16 | 1 | States | AML Construction | Hayley Fabian | TRUE | 2026-01-08T00:00:00 | 2026-12-17T00:00:00 | 2026-12-17T00:00:00 | 8 | 0 | 8 | 4500 | 36000 | 47130 | USA | N45 | 77 | ABB INC | 27511 | S-CM1_UPS 3.5.D | (Customer to decide) Spec 263353, Par 3.5.D Level-4 Performance Testing per system Par 3.5.D: Exploratory period - 1st 2 days onsite Note: Customer to decide if this step is necessary | PUR | (Customer to decide) Spec 263353, Par 3.5.D Level-4 Performance Testing per system Par 3.5.D: Exploratory period - 1st 2 days onsite Note: Customer to decide if this step is necessary | EA | EA | ABBE | TRUE |  | P | PPD | 100
130628 | 17 | 1 | States | AML Construction | Hayley Fabian | TRUE | 2026-01-08T00:00:00 | 2029-12-31T00:00:00 | 2029-12-31T00:00:00 | 2 | 0 | 2 | 4500 | 9000 | 47130 | USA | N45 | 77 | ABB INC | 27511 | SERVICEFLATRATE | Level-3 Startup: Additional startup time - interfacing with and checking of Maintenance Bypass Switchboards (not actual SU of MBC or MBS) | PUR | Level-3 Startup: Additional startup time - interfacing with and checking of Maintenance Bypass Switchboards (not actual SU of MBC or MBS) | EA | EA | ABBE | TRUE |  | P | PPD | 100
130628 | 18 | 1 | States | AML Construction | Hayley Fabian | TRUE | 2026-01-08T00:00:00 | 2029-12-31T00:00:00 | 2029-12-31T00:00:00 | 16 | 0 | 16 | 4500 | 72000 | 47130 | USA | N45 | 77 | ABB INC | 27511 | SERVICEFLATRATE Spec | Spec 263353.1, Par 3.2.B - Battery installation by UPS Manufacturer | PUR | Spec 263353.1, Par 3.2.B - Battery installation by UPS Manufacturer | EA | EA | ABBE | TRUE |  | P | PPD | 100
130628 | 19 | 1 | States | AML Construction | Hayley Fabian | TRUE | 2026-01-08T00:00:00 | 2029-12-31T00:00:00 | 2029-12-31T00:00:00 | 4 | 0 | 4 | 4500 | 18000 | 47130 | USA | N45 | 77 | ABB INC | 27511 | S-IST | (1 day/UPS is recommended) Spec 263353, Par 3.6A Level-5 Integration System Testing (IST) (1 day included + daily rate applied if exceeds) | PUR | (1 day/UPS is recommended) Spec 263353, Par 3.6A Level-5 Integration System Testing (IST) (1 day included + daily rate applied if exceeds) | EA | EA | ABBE | TRUE |  | P | PPD | 100
130628 | 20 | 1 | States | AML Construction | Hayley Fabian | TRUE | 2026-01-08T00:00:00 | 2026-12-16T00:00:00 | 2026-12-16T00:00:00 | 1 | 0 | 1 | 4500 | 4500 | 47130 | USA | N45 | 77 | ABB INC | 27511 | S-OST | Par 3.4.K - Onsite Training after startup/commissioning completion, contiguous US only (1 day / site + daily rate applied if exceeds) | PUR | Par 3.4.K - Onsite Training after startup/commissioning completion, contiguous US only (1 day / site + daily rate applied if exceeds) | EA | EA | ABBE | TRUE |  | P | PPD | 100
130628 | 22 | 1 | States | AML Construction | Hayley Fabian | TRUE | 2026-01-08T00:00:00 | 2026-12-17T00:00:00 | 2026-12-17T00:00:00 | 4 | 0 | 4 | 5188 | 20752 | 47130 | USA | N45 | 77 | ABB INC | 27511 | UPS-FOBDEST | FCA Destination Charges Included | PUR | FCA Destination Charges Included | EA | EA | ABBE | TRUE |  | P | PPD | 100
130628 | 23 | 1 | States | AML Construction | Hayley Fabian | TRUE | 2026-01-08T00:00:00 | 2026-12-17T00:00:00 | 2026-12-17T00:00:00 | 4 | 0 | 4 | 4839 | 19356 | 47130 | USA | N45 | 77 | ABB INC | 27511 | UPS-FOBDEST_ | FCA Destination Charges Included | PUR | FCA Destination Charges Included | EA | EA | ABBE | TRUE |  | P | PPD | 100
131377 | 1 | 1 | States | Champlin | Hayley Fabian | TRUE | 2026-02-20T00:00:00 | 2026-09-03T00:00:00 | 2026-09-03T00:00:00 | 15 | 0 | 15 | 5078.84 | 76182.6 | 55316 | USA | N45 | 77 | ABB INC | 27511 | ZGDK3XX12-CX2XT4XX | Automatic Transfer Switch, ZTG T-Series, 400 A-600 A"ZTG DT 400A3PH No Neu N1General Purpose Commercial and Industrial Automatic Transfer Switch400 A, 3 Phase (3 Pole), Delayed TransitionNEMA 1 Enclosure4 NO (Normally Open) and 4 NC (Normally Closed) Auxiliary ContactsNo NeutralNo MetersGB2 - (6)#8-1/0 Ground BarModbus TCP communicationsAdditional 4 I/O, programmableT1-Panel Voltage agnostic, Rated for 200 to 480V line to line voltageStandard Application-Sources on BottomUL 1008 listed up To 480VAC at 50/60HzSeismic certified To IEEE-693-2005 at HIGH level With 2.5 amplification factorSeismic certified To IBC-2015 at Ip=1.5 For z/h less than Or equal To 1Microprocessor activated Momentary test switch Programmable exerciser daily, 7-14-28-365 days user- selectable, with or without load Event log of last 250 eventsAdjustable over/under frequency sensor-Source 2-and Source 1Frequency Indication - on the controllerLED Source -2 - Position indicationLED Source -1 - Position indicationLED Source -2 - Source availability indicationLED Source -1 - Source availability indication""Engine start timer -adjustable up to 60secPhase rotation sensing of Source 1 and Source 2Under voltage sensing 3-phase Source 2In Phase Monitor between Source 1 and Source 2 to allow transfer-with enable/disableOver voltage sensing-3 phase Source 2Microprocessor activated Commit/no commit on transferring to Source 2-with enable/disableTime Delay from Neutral Position to Source 1 on RetransferTime Delay from Neutral Position to Source 2 on Retransfer.Adjustable time delay on transfer to Source 1Engine stop/cool adjustable cool down timerVoltage imbalance between phases-applies to 3-phase onlyAdjustable time delay on transfer to Source 2Bypass transfer timer function-soft switch in controllerProgrammable Input Modules:(Must be configured by user upon installation)E-StopRemote Control to S1 (R15 Load Shed)Remote Control to S2Remote Control to OFF (R15D Load Shed)Inhibit TransferManual-Auto ModeProgrammable Output Modules:(Must be configured by user upon installation)Alarm / Product AvailabilityLoad Connected to S1Load DisconnectedLoad Connected to S2Elevator Pre-transfer Signal (T3/W3)" |  | Automatic Transfer Switch, ZTG T-Series, 400 A-600 A"ZTG DT 400A3PH No Neu N1General Purpose Commercial and Industrial Automatic Transfer Switch400 A, 3 Phase (3 Pole), Delayed TransitionNEMA 1 Enclosure4 NO (Normally Open) and 4 NC (Normally Closed) Auxiliary ContactsNo NeutralNo MetersGB2 - (6)#8-1/0 Ground BarModbus TCP communicationsAdditional 4 I/O, programmableT1-Panel Voltage agnostic, Rated for 200 to 480V line to line voltageStandard Application-Sources on BottomUL 1008 listed up To 480VAC at 50/60HzSeismic certified To IEEE-693-2005 at HIGH level With 2.5 amplification factorSeismic certified To IBC-2015 at Ip=1.5 For z/h less than Or equal To 1Microprocessor activated Momentary test switch Programmable exerciser daily, 7-14-28-365 days user- selectable, with or without load Event log of last 250 eventsAdjustable over/under frequency sensor-Source 2-and Source 1Frequency Indication - on the controllerLED Source -2 - Position indicationLED Source -1 - Position indicationLED Source -2 - Source availability indicationLED Source -1 - Source availability indication""Engine start timer -adjustable up to 60secPhase rotation sensing of Source 1 and Source 2Under voltage sensing 3-phase Source 2In Phase Monitor between Source 1 and Source 2 to allow transfer-with enable/disableOver voltage sensing-3 phase Source 2Microprocessor activated Commit/no commit on transferring to Source 2-with enable/disableTime Delay from Neutral Position to Source 1 on RetransferTime Delay from Neutral Position to Source 2 on Retransfer.Adjustable time delay on transfer to Source 1Engine stop/cool adjustable cool down timerVoltage imbalance between phases-applies to 3-phase onlyAdjustable time delay on transfer to Source 2Bypass transfer timer function-soft switch in controllerProgrammable Input Modules:(Must be configured by user upon installation)E-StopRemote Control to S1 (R15 Load Shed)Remote Control to S2Remote Control to OFF (R15D Load Shed)Inhibit TransferManual-Auto ModeProgrammable Output Modules:(Must be configured by user upon installation)Alarm / Product AvailabilityLoad Connected to S1Load DisconnectedLoad Connected to S2Elevator Pre-transfer Signal (T3/W3)" | EA | EA | ABBE | TRUE |  | P | ALL
130631 | 1 | 1 | States | Caddell Construction | Hayley Fabian | TRUE | 2026-01-08T00:00:00 | 2026-10-05T00:00:00 | 2026-10-05T00:00:00 | 16 | 0 | 16 | 9500 | 152000 | 36116 | USA | N45 | 77 | ABB INC | 27511 | 1200A 24" Front Access Sidecar | SuperSwitch 4 - 1200A 24" Front Access Sidecar | PUR | SuperSwitch 4 - 1200A 24" Front Access Sidecar | EA | EA | ABBE | TRUE |  | P | PPD | 100
130631 | 2 | 1 | States | Caddell Construction | Hayley Fabian | TRUE | 2026-01-08T00:00:00 | 2026-10-05T00:00:00 | 2026-10-05T00:00:00 | 16 | 0 | 16 | 390 | 6240 | 36116 | USA | N45 | 77 | ABB INC | 27511 | 800A-1200A Vented Kickplates | SuperSwitch 4 - 800A-1200A Vented Kickplates | PUR | SuperSwitch 4 - 800A-1200A Vented Kickplates | EA | EA | ABBE | TRUE |  | P | PPD | 100
130631 | 3 | 1 | States | Caddell Construction | Hayley Fabian | TRUE | 2026-01-08T00:00:00 | 2026-10-06T00:00:00 | 2026-10-06T00:00:00 | 1 | 0 | 1 | 4255 | 4255 | 36116 | USA | N45 | 77 | ABB INC | 27511 | Other Services - Integration Testing | Integration Testing - (1) Day(s) | PUR | Integration Testing - (1) Day(s) | EA | EA | ABBE | TRUE |  | P | PPD | 100
130631 | 4 | 1 | States | Caddell Construction | Hayley Fabian | TRUE | 2026-01-08T00:00:00 | 2026-10-06T00:00:00 | 2026-10-06T00:00:00 | 4 | 0 | 4 | 4255 | 17020 | 36116 | USA | N45 | 77 | ABB INC | 27511 | Other Services - Level 4 | Level 4 Performancy Testing - (4) Days(s) | PUR | Level 4 Performancy Testing - (4) Days(s) | EA | EA | ABBE | TRUE |  | P | PPD | 100
130631 | 5 | 1 | States | Caddell Construction | Hayley Fabian | TRUE | 2026-01-08T00:00:00 | 2029-12-31T00:00:00 | 2029-12-31T00:00:00 | 3 | 0 | 3 | 4500 | 13500 | 36116 | USA | N45 | 77 | ABB INC | 27511 | Other Services - Mobilization | Mobilization - (3) Visit(s) | PUR | Mobilization - (3) Visit(s) | EA | EA | ABBE | TRUE |  | P | PPD | 100
130631 | 6 | 1 | States | Caddell Construction | Hayley Fabian | TRUE | 2026-01-08T00:00:00 | 2026-10-06T00:00:00 | 2026-10-06T00:00:00 | 8 | 0 | 8 | 4450 | 35600 | 36116 | USA | N45 | 77 | ABB INC | 27511 | Services - Start-up Service | On-site Service Per Day (not to exceed 3 days), M-F 8am-5pm | PUR | On-site Service Per Day (not to exceed 8 days), M-F 8am-5pm | EA | EA | ABBE | TRUE |  | P | PPD | 100
130631 | 7 | 1 | States | Caddell Construction | Hayley Fabian | TRUE | 2026-01-08T00:00:00 | 2026-10-05T00:00:00 | 2026-10-05T00:00:00 | 16 | 0 | 16 | 87169 | 1394704 | 36116 | USA | N45 | 77 | ABB INC | 27511 | SuperSwitch 4 (DSTS) | 1200A, 480V, DSTS (SS4) | PUR | 1200A, 480V, DSTS (SS4) | EA | EA | ABBE | TRUE |  | P | PPD | 100
130631 | 8 | 1 | States | Caddell Construction | Hayley Fabian | TRUE | 2026-01-08T00:00:00 | 2026-10-06T00:00:00 | 2026-10-06T00:00:00 | 1 | 0 | 1 | 36698 | 36698 | 36116 | USA | N45 | 77 | ABB INC | 27511 | Supplementary Item - Extended Warranty | 2 Year Extended Warranty w/1 PM QTY (6) 1200A STS Units | PUR | 2 Year Extended Warranty w/1 PM QTY (6) 1200A STS Units | EA | EA | ABBE | TRUE |  | P | PPD | 100
130631 | 9 | 1 | States | Caddell Construction | Hayley Fabian | TRUE | 2026-01-08T00:00:00 | 2026-10-06T00:00:00 | 2026-10-06T00:00:00 | 96 | 0 | 96 | 57 | 5472 | 36116 | USA | N45 | 77 | ABB INC | 27511 | Supplementary Item - STS | STS Pedestals | PUR | STS Pedestals | EA | EA | ABBE | TRUE |  | P | PPD | 100
131085 | 6 | 1 | States | Champlin | Hayley Fabian | TRUE | 2026-02-04T00:00:00 | 2026-09-25T00:00:00 | 2026-09-25T00:00:00 | 1 | 0 | 1 | 399.26 | 399.26 | 55316 | USA | N45 | 77 | ABB INC | 27511 | 923A330G05-M | SAB-2 Current Transformer: 4000:5A, Single Ratio, C400 Relay Class, 0.3% Accuracy Class, 6.5" window | PUR | SAB-2 Current Transformer: 4000:5A, Single Ratio, C400 Relay Class, 0.3% Accuracy Class, 6.5" window | EA | EA |  | TRUE |  | P | PPD | DAYTON
130630 | 1 | 1 | States | Caddell Construction | Hayley Fabian | TRUE | 2026-01-08T00:00:00 | 2027-01-19T00:00:00 | 2027-01-19T00:00:00 | 4 | 0 | 4 | 1364.35 | 5457.4 | 36116 | USA | N45 | 77 | ABB INC | 27511 | 4NWA7000321568A | MegaFlex Seismic Bracket | PUR | MegaFlex Seismic Bracket | EA | EA | ABBE | TRUE |  | P | PPD | 100
130630 | 2 | 1 | States | Caddell Construction | Hayley Fabian | TRUE | 2026-01-08T00:00:00 | 2027-01-19T00:00:00 | 2027-01-19T00:00:00 | 32 | 0 | 32 | 28748.86 | 919963.52 | 36116 | USA | N45 | 77 | ABB INC | 27511 | 4NWP104024R36U2, 8 LiBC/UPS | Samsung 136S Lithium Battery Cabinets/UPS: - High cycle / High Power Density - UL9540/UL9540A Listed - Top Cable Entry - DC Breaker in each battery cabinet - DIM/BC: 25.5 in W x 21 in D x 87 in H; - Approx Weight/BC: 1125 lbs - Battery runtime: 7 minn BOL / 5 min EOL for 1579 kWb battery loads | PUR | Samsung 136S Lithium Battery Cabinets/UPS: - High cycle / High Power Density - UL9540/UL9540A Listed - Top Cable Entry - DC Breaker in each battery cabinet - DIM/BC: 25.5 in W x 21 in D x 87 in H; - Approx Weight/BC: 1125 lbs - Battery runtime: 7 minn BOL / 5 min EOL for 1579 kWb battery loads | EA | EA | ABBE | TRUE |  | P | PPD | 100
130630 | 3 | 1 | States | Caddell Construction | Hayley Fabian | TRUE | 2026-01-08T00:00:00 | 2027-01-19T00:00:00 | 2027-01-19T00:00:00 | 4 | 0 | 4 | 286472.37 | 1145889.48 | 36116 | USA | N45 | 77 | ABB INC | 27511 | 4NWP106511R0002 | MegaFlex 1.5MW UPS 480V 60Hz: Static Bypass - 100% rated continuous duty; Cabinet color: RAL 9005 (black); Single or dual AC feed; Short circuit withstand rating: 100kAIC; Input Voltage: 480V 3-Phase + Gnd , +/- 15% voltage tolerance, Frequency: 60Hz +/- 10%, PF = 0.99; Output: 480V, 3W + Gnd, Frequency: 60Hz & PF = 1.0; Efficiency: Up to 97% Double Conversion (VFI) & Up to 99% eBoost mode (VFD); Compatible Battery Technologies: LiB, NiZn, VRLA | PUR | MegaFlex 1.5MW UPS 480V 60Hz: Static Bypass - 100% rated continuous duty; Cabinet color: RAL 9005 (black); Single or dual AC feed; Short circuit withstand rating: 100kAIC; Input Voltage: 480V 3-Phase + Gnd , +/- 15% voltage tolerance, Frequency: 60Hz +/- 10%, PF = 0.99; Output: 480V, 3W + Gnd, Frequency: 60Hz & PF = 1.0; Efficiency: Up to 97% Double Conversion (VFI) & Up to 99% eBoost mode (VFD); Compatible Battery Technologies: LiB, NiZn, VRLA | EA | EA | ABBE | TRUE |  | P | PPD | 100
130630 | 4 | 1 | States | Caddell Construction | Hayley Fabian | TRUE | 2026-01-08T00:00:00 | 2027-01-19T00:00:00 | 2027-01-19T00:00:00 | 4 | 0 | 4 | 1127.85 | 4511.4 | 36116 | USA | N45 | 77 | ABB INC | 27511 | 4NWP107801R0001 | ANC-L Network Communication Card | PUR | ANC-L Network Communication Card | EA | EA | ABBE | TRUE |  | P | PPD | 100
130630 | 6 | 1 | States | Caddell Construction | Hayley Fabian | TRUE | 2026-01-08T00:00:00 | 2027-01-19T00:00:00 | 2027-01-19T00:00:00 | 28 | 0 | 28 | 1500 | 42000 | 36116 | USA | N45 | 77 | ABB INC | 27511 | 4NWR002204 | IntraPack Part No.: F012384-A02, Secondary top hat, Samsung Lithium-Ion UL9540A battery cabinet includes: - Cable management for Positive, Negative and Frame Ground Cables - Removable Front and Top Gland Plates - Paint color: Black | PUR | IntraPack Part No.: F012384-A02, Secondary top hat, Samsung Lithium-Ion UL9540A battery cabinet includes: - Cable management for Positive, Negative and Frame Ground Cables - Removable Front and Top Gland Plates - Paint color: Black | EA | EA | ABBE | TRUE |  | P | PPD | 100
130630 | 7 | 1 | States | Caddell Construction | Hayley Fabian | TRUE | 2026-01-08T00:00:00 | 2027-01-19T00:00:00 | 2027-01-19T00:00:00 | 4 | 0 | 4 | 2950 | 11800 | 36116 | USA | N45 | 77 | ABB INC | 27511 | 4NWR002253 | IntraPack Part No.: F012382-A02, Standard Primary top hat, Samsung Lithium-Ion UL9540A battery cabinet includes: - Cable management for Positive, Negative and Frame Ground Cables - Removable Front and Top Gland Plates - Paint color: Black - Data logger provided by ABB | PUR | IntraPack Part No.: F012382-A02, Standard Primary top hat, Samsung Lithium-Ion UL9540A battery cabinet includes: - Cable management for Positive, Negative and Frame Ground Cables - Removable Front and Top Gland Plates - Paint color: Black - Data logger provided by ABB | EA | EA | ABBE | TRUE |  | P | PPD | 100
130630 | 8 | 1 | States | Caddell Construction | Hayley Fabian | TRUE | 2026-01-08T00:00:00 | 2027-01-19T00:00:00 | 2027-01-19T00:00:00 | 4 | 0 | 4 | 12590 | 50360 | 36116 | USA | N45 | 77 | ABB INC | 27511 | 79-5000-00000047 | 4000A DC Junction Cabinet: - NEMA-1 enclosure - Dim: 30"W x 24"D x 87"H - Front access; - Installed end cap of battery lineup closer to UPS I/O section - Accommodates up to 10 DC battery cabinet landings - Installed by contractor - see ABB installation drawing; | PUR | 4000A DC Junction Cabinet: - NEMA-1 enclosure - Dim: 30"W x 24"D x 87"H - Front access; - Installed end cap of battery lineup closer to UPS I/O section - Accommodates up to 10 DC battery cabinet landings - Installed by contractor - see ABB installation drawing; | EA | EA | ABBE | TRUE |  | P | PPD | 100
130630 | 9 | 1 | States | Caddell Construction | Hayley Fabian | TRUE | 2026-01-08T00:00:00 | 2027-01-19T00:00:00 | 2027-01-19T00:00:00 | 8 | 0 | 8 | 646.12 | 5168.96 | 36116 | USA | N45 | 77 | ABB INC | 27511 | 7GSP017351R0001 | CIC Communication Card | PUR | CIC Communication Card | EA | EA | ABBE | TRUE |  | P | PPD | 100
130630 | 10 | 1 | States | Caddell Construction | Hayley Fabian | TRUE | 2026-01-08T00:00:00 | 2027-01-19T00:00:00 | 2027-01-19T00:00:00 | 4 | 0 | 4 | 3500 | 28000 | 36116 | USA | N45 | 77 | ABB INC | 27511 | FREIGHT_RIC | Freight: Incoterm FCA Factory - Freight allowed | PUR | Freight: Incoterm FCA Factory - Freight allowed | EA | EA | ABBE | TRUE |  | P | PPD | 100
130630 | 10 | 2 | States | Caddell Construction | Hayley Fabian | TRUE | 2026-01-08T00:00:00 | 2027-01-19T00:00:00 | 2027-01-19T00:00:00 | 4 | 0 | 4 | 3500 | 28000 | 36116 | USA | N45 | 77 | ABB INC | 27511 | FREIGHT_RIC | Freight: Incoterm FCA Factory - Freight allowed | PUR | Freight: Incoterm FCA Factory - Freight allowed | EA | EA | ABBE | TRUE |  | P | PPD | 100
130630 | 11 | 1 | States | Caddell Construction | Hayley Fabian | TRUE | 2026-01-08T00:00:00 | 2029-12-31T00:00:00 | 2029-12-31T00:00:00 | 4 | 0 | 4 | 9000 | 36000 | 36116 | USA | N45 | 77 | ABB INC | 27511 | FSULITHI136X8P1 | Level-3 Startup of Lithium-Ion Batteries Note: Installation & connecting of batteries in the cabinets are by others (per adder above) | PUR | Level-3 Startup of Lithium-Ion Batteries Note: Installation & connecting of batteries in the cabinets are by others (per adder above) | EA | EA | ABBE | TRUE |  | P | PPD | 100
130630 | 12 | 1 | States | Caddell Construction | Hayley Fabian | TRUE | 2026-01-08T00:00:00 | 2027-01-20T00:00:00 | 2027-01-20T00:00:00 | 4 | 0 | 4 | 11500 | 46000 | 36116 | USA | N45 | 77 | ABB INC | 27511 | FSUMEG1600P1 | Level-3 Startup of MegaFlex UPS | PUR | Level-3 Startup of MegaFlex UPS | EA | EA | ABBE | TRUE |  | P | PPD | 100
130630 | 13 | 1 | States | Caddell Construction | Hayley Fabian | TRUE | 2026-01-08T00:00:00 | 2029-12-31T00:00:00 | 2029-12-31T00:00:00 | 1 | 0 | 1 | 4500 | 4500 | 36116 | USA | N45 | 77 | ABB INC | 27511 | MOBILIZATION_UPS | Mobilization for UPS Pkg (assume startup at same time for both UPS's) | PUR | Mobilization for UPS Pkg (assume startup at same time for both UPS's) | EA | EA | ABBE | TRUE |  | P | PPD | 100
130630 | 14 | 1 | States | Caddell Construction | Hayley Fabian | TRUE | 2026-01-08T00:00:00 | 2029-12-31T00:00:00 | 2029-12-31T00:00:00 | 1 | 0 | 1 | 4500 | 4500 | 36116 | USA | N45 | 77 | ABB INC | 27511 | MOBILIZATION_UPS PKG | Mobilization for UPS Pkg (for L4/L5/L6T Tasks) | PUR | Mobilization for UPS Pkg (for L4/L5/L6T Tasks) | EA | EA | ABBE | TRUE |  | P | PPD | 100
130630 | 15 | 1 | States | Caddell Construction | Hayley Fabian | TRUE | 2026-01-08T00:00:00 | 2027-01-20T00:00:00 | 2027-01-20T00:00:00 | 8 | 0 | 8 | 4500 | 36000 | 36116 | USA | N45 | 77 | ABB INC | 27511 | S-CM1_UPS 3.5.B | Spec 263353, Par 3.5.B Level-4 Performance Testing per system Par 3.5.B: 2 days onsite (Deviate from 10 to 2 days per Customer Request) | PUR | Spec 263353, Par 3.5.B Level-4 Performance Testing per system Par 3.5.B: 2 days onsite (Deviate from 10 to 2 days per Customer Request) | EA | EA | ABBE | TRUE |  | P | PPD | 100
130630 | 16 | 1 | States | Caddell Construction | Hayley Fabian | TRUE | 2026-01-08T00:00:00 | 2027-01-20T00:00:00 | 2027-01-20T00:00:00 | 8 | 0 | 8 | 4500 | 36000 | 36116 | USA | N45 | 77 | ABB INC | 27511 | S-CM1_UPS 3.5.D | (Customer to decide) Spec 263353, Par 3.5.D Level-4 Performance Testing per system Par 3.5.D: Exploratory period - 1st 2 days onsite Note: Customer to decide if this step is necessary | PUR | (Customer to decide) Spec 263353, Par 3.5.D Level-4 Performance Testing per system Par 3.5.D: Exploratory period - 1st 2 days onsite Note: Customer to decide if this step is necessary | EA | EA | ABBE | TRUE |  | P | PPD | 100
130630 | 17 | 1 | States | Caddell Construction | Hayley Fabian | TRUE | 2026-01-08T00:00:00 | 2029-12-31T00:00:00 | 2029-12-31T00:00:00 | 2 | 0 | 2 | 4500 | 9000 | 36116 | USA | N45 | 77 | ABB INC | 27511 | SERVICEFLATRATE | Level-3 Startup: Additional startup time - interfacing with and checking of Maintenance Bypass Switchboards (not actual SU of MBC or MBS) | PUR | Level-3 Startup: Additional startup time - interfacing with and checking of Maintenance Bypass Switchboards (not actual SU of MBC or MBS) | EA | EA | ABBE | TRUE |  | P | PPD | 100
130630 | 18 | 1 | States | Caddell Construction | Hayley Fabian | TRUE | 2026-01-08T00:00:00 | 2029-12-31T00:00:00 | 2029-12-31T00:00:00 | 16 | 0 | 16 | 4500 | 72000 | 36116 | USA | N45 | 77 | ABB INC | 27511 | SERVICEFLATRATE Spec | Spec 263353.1, Par 3.2.B - Battery installation by UPS Manufacturer | PUR | Spec 263353.1, Par 3.2.B - Battery installation by UPS Manufacturer | EA | EA | ABBE | TRUE |  | P | PPD | 100
130630 | 19 | 1 | States | Caddell Construction | Hayley Fabian | TRUE | 2026-01-08T00:00:00 | 2029-12-31T00:00:00 | 2029-12-31T00:00:00 | 4 | 0 | 4 | 4500 | 18000 | 36116 | USA | N45 | 77 | ABB INC | 27511 | S-IST | (1 day/UPS is recommended) Spec 263353, Par 3.6A Level-5 Integration System Testing (IST) (1 day included + daily rate applied if exceeds) | PUR | (1 day/UPS is recommended) Spec 263353, Par 3.6A Level-5 Integration System Testing (IST) (1 day included + daily rate applied if exceeds) | EA | EA | ABBE | TRUE |  | P | PPD | 100
130630 | 20 | 1 | States | Caddell Construction | Hayley Fabian | TRUE | 2026-01-08T00:00:00 | 2027-01-19T00:00:00 | 2027-01-19T00:00:00 | 1 | 0 | 1 | 4500 | 4500 | 36116 | USA | N45 | 77 | ABB INC | 27511 | S-OST | Par 3.4.K - Onsite Training after startup/commissioning completion, contiguous US only (1 day / site + daily rate applied if exceeds) | PUR | Par 3.4.K - Onsite Training after startup/commissioning completion, contiguous US only (1 day / site + daily rate applied if exceeds) | EA | EA | ABBE | TRUE |  | P | PPD | 100
130630 | 22 | 1 | States | Caddell Construction | Hayley Fabian | TRUE | 2026-01-08T00:00:00 | 2027-01-20T00:00:00 | 2027-01-20T00:00:00 | 4 | 0 | 4 | 5188 | 20752 | 36116 | USA | N45 | 77 | ABB INC | 27511 | UPS-FOBDEST | FCA Destination Charges Included | PUR | FCA Destination Charges Included | EA | EA | ABBE | TRUE |  | P | PPD | 100
130630 | 23 | 1 | States | Caddell Construction | Hayley Fabian | TRUE | 2026-01-08T00:00:00 | 2027-01-20T00:00:00 | 2027-01-20T00:00:00 | 4 | 0 | 4 | 4839 | 19356 | 36116 | USA | N45 | 77 | ABB INC | 27511 | UPS-FOBDEST_ | FCA Destination Charges Included | PUR | FCA Destination Charges Included | EA | EA | ABBE | TRUE |  | P | PPD | 100
130549 | 1 | 1 | States | Oppidan | Hayley Fabian | TRUE | 2026-01-05T00:00:00 | 2027-01-19T00:00:00 | 2027-01-19T00:00:00 | 6 | 0 | 6 | 1364.35 | 8186.1 | 63134 | USA | N45 | 77 | ABB INC | 27511 | 4NWA7000321568A | MegaFlex Seismic Bracket | PUR | MegaFlex Seismic Bracket | EA | EA | ABBE | TRUE |  | P | PPD | 100
130549 | 2 | 1 | States | Oppidan | Hayley Fabian | TRUE | 2026-01-05T00:00:00 | 2027-01-19T00:00:00 | 2027-01-19T00:00:00 | 48 | 0 | 48 | 28748.86 | 1379945.28 | 63134 | USA | N45 | 77 | ABB INC | 27511 | 4NWP104024R36U2, 8 LiBC/UPS | Samsung 136S Lithium Battery Cabinets/UPS: - High cycle / High Power Density - UL9540/UL9540A Listed - Top Cable Entry - DC Breaker in each battery cabinet - DIM/BC: 25.5 in W x 21 in D x 87 in H; - Approx Weight/BC: 1125 lbs - Battery runtime: 7 minn BOL / 5 min EOL for 1579 kWb battery loads | PUR | Samsung 136S Lithium Battery Cabinets/UPS: - High cycle / High Power Density - UL9540/UL9540A Listed - Top Cable Entry - DC Breaker in each battery cabinet - DIM/BC: 25.5 in W x 21 in D x 87 in H; - Approx Weight/BC: 1125 lbs - Battery runtime: 7 minn BOL / 5 min EOL for 1579 kWb battery loads | EA | EA | ABBE | TRUE |  | P | PPD | 100
130549 | 3 | 1 | States | Oppidan | Hayley Fabian | TRUE | 2026-01-05T00:00:00 | 2027-01-19T00:00:00 | 2027-01-19T00:00:00 | 6 | 0 | 6 | 286472.37 | 1718834.22 | 63134 | USA | N45 | 77 | ABB INC | 27511 | 4NWP106511R0002 | MegaFlex 1.5MW UPS 480V 60Hz: Static Bypass - 100% rated continuous duty; Cabinet color: RAL 9005 (black); Single or dual AC feed; Short circuit withstand rating: 100kAIC; Input Voltage: 480V 3-Phase + Gnd , +/- 15% voltage tolerance, Frequency: 60Hz +/- 10%, PF = 0.99; Output: 480V, 3W + Gnd, Frequency: 60Hz & PF = 1.0; Efficiency: Up to 97% Double Conversion (VFI) & Up to 99% eBoost mode (VFD); Compatible Battery Technologies: LiB, NiZn, VRLA | PUR | MegaFlex 1.5MW UPS 480V 60Hz: Static Bypass - 100% rated continuous duty; Cabinet color: RAL 9005 (black); Single or dual AC feed; Short circuit withstand rating: 100kAIC; Input Voltage: 480V 3-Phase + Gnd , +/- 15% voltage tolerance, Frequency: 60Hz +/- 10%, PF = 0.99; Output: 480V, 3W + Gnd, Frequency: 60Hz & PF = 1.0; Efficiency: Up to 97% Double Conversion (VFI) & Up to 99% eBoost mode (VFD); Compatible Battery Technologies: LiB, NiZn, VRLA | EA | EA | ABBE | TRUE |  | P | PPD | 100
130549 | 4 | 1 | States | Oppidan | Hayley Fabian | TRUE | 2026-01-05T00:00:00 | 2027-01-19T00:00:00 | 2027-01-19T00:00:00 | 6 | 0 | 6 | 1127.85 | 6767.1 | 63134 | USA | N45 | 77 | ABB INC | 27511 | 4NWP107801R0001 | ANC-L Network Communication Card | PUR | ANC-L Network Communication Card | EA | EA | ABBE | TRUE |  | P | PPD | 100
130549 | 6 | 1 | States | Oppidan | Hayley Fabian | TRUE | 2026-01-05T00:00:00 | 2027-01-19T00:00:00 | 2027-01-19T00:00:00 | 42 | 0 | 42 | 1500 | 63000 | 63134 | USA | N45 | 77 | ABB INC | 27511 | 4NWR002204 | IntraPack Part No.: F012384-A02, Secondary top hat, Samsung Lithium-Ion UL9540A battery cabinet includes: - Cable management for Positive, Negative and Frame Ground Cables - Removable Front and Top Gland Plates - Paint color: Black | PUR | IntraPack Part No.: F012384-A02, Secondary top hat, Samsung Lithium-Ion UL9540A battery cabinet includes: - Cable management for Positive, Negative and Frame Ground Cables - Removable Front and Top Gland Plates - Paint color: Black | EA | EA | ABBE | TRUE |  | P | PPD | 100
130549 | 7 | 1 | States | Oppidan | Hayley Fabian | TRUE | 2026-01-05T00:00:00 | 2027-01-19T00:00:00 | 2027-01-19T00:00:00 | 6 | 0 | 6 | 2950 | 17700 | 63134 | USA | N45 | 77 | ABB INC | 27511 | 4NWR002253 | IntraPack Part No.: F012382-A02, Standard Primary top hat, Samsung Lithium-Ion UL9540A battery cabinet includes: - Cable management for Positive, Negative and Frame Ground Cables - Removable Front and Top Gland Plates - Paint color: Black - Data logger provided by ABB | PUR | IntraPack Part No.: F012382-A02, Standard Primary top hat, Samsung Lithium-Ion UL9540A battery cabinet includes: - Cable management for Positive, Negative and Frame Ground Cables - Removable Front and Top Gland Plates - Paint color: Black - Data logger provided by ABB | EA | EA | ABBE | TRUE |  | P | PPD | 100
130549 | 8 | 1 | States | Oppidan | Hayley Fabian | TRUE | 2026-01-05T00:00:00 | 2027-01-19T00:00:00 | 2027-01-19T00:00:00 | 6 | 0 | 6 | 12590 | 75540 | 63134 | USA | N45 | 77 | ABB INC | 27511 | 79-5000-00000047 | 4000A DC Junction Cabinet: - NEMA-1 enclosure - Dim: 30"W x 24"D x 87"H - Front access; - Installed end cap of battery lineup closer to UPS I/O section - Accommodates up to 10 DC battery cabinet landings - Installed by contractor - see ABB installation drawing; | PUR | 4000A DC Junction Cabinet: - NEMA-1 enclosure - Dim: 30"W x 24"D x 87"H - Front access; - Installed end cap of battery lineup closer to UPS I/O section - Accommodates up to 10 DC battery cabinet landings - Installed by contractor - see ABB installation drawing; | EA | EA | ABBE | TRUE |  | P | PPD | 100
130549 | 9 | 1 | States | Oppidan | Hayley Fabian | TRUE | 2026-01-05T00:00:00 | 2027-01-19T00:00:00 | 2027-01-19T00:00:00 | 12 | 0 | 12 | 646.12 | 7753.44 | 63134 | USA | N45 | 77 | ABB INC | 27511 | 7GSP017351R0001 | CIC Communication Card | PUR | CIC Communication Card | EA | EA | ABBE | TRUE |  | P | PPD | 100
130549 | 10 | 1 | States | Oppidan | Hayley Fabian | TRUE | 2026-01-05T00:00:00 | 2027-01-19T00:00:00 | 2027-01-19T00:00:00 | 6 | 0 | 6 | 3500 | 42000 | 63134 | USA | N45 | 77 | ABB INC | 27511 | FREIGHT_RIC | Freight: Incoterm FCA Factory - Freight allowed | PUR | Freight: Incoterm FCA Factory - Freight allowed | EA | EA | ABBE | TRUE |  | P | PPD | 100
130549 | 10 | 2 | States | Oppidan | Hayley Fabian | TRUE | 2026-01-05T00:00:00 | 2027-01-19T00:00:00 | 2027-01-19T00:00:00 | 6 | 0 | 6 | 3500 | 42000 | 63134 | USA | N45 | 77 | ABB INC | 27511 | FREIGHT_RIC | Freight: Incoterm FCA Factory - Freight allowed | PUR | Freight: Incoterm FCA Factory - Freight allowed | EA | EA | ABBE | TRUE |  | P | PPD | 100
130549 | 11 | 1 | States | Oppidan | Hayley Fabian | TRUE | 2026-01-05T00:00:00 | 2027-01-21T00:00:00 | 2027-01-21T00:00:00 | 6 | 0 | 6 | 9000 | 54000 | 63134 | USA | N45 | 77 | ABB INC | 27511 | FSULITHI136X8P1 | Level-3 Startup of Lithium-Ion Batteries Note: Installation & connecting of batteries in the cabinets are by others (per adder above) | PUR | Level-3 Startup of Lithium-Ion Batteries Note: Installation & connecting of batteries in the cabinets are by others (per adder above) | EA | EA | ABBE | TRUE |  | P | PPD | 100
130549 | 12 | 1 | States | Oppidan | Hayley Fabian | TRUE | 2026-01-05T00:00:00 | 2029-12-31T00:00:00 | 2029-12-31T00:00:00 | 6 | 0 | 6 | 11500 | 69000 | 63134 | USA | N45 | 77 | ABB INC | 27511 | FSUMEG1600P1 | Level-3 Startup of MegaFlex UPS | PUR | Level-3 Startup of MegaFlex UPS | EA | EA | ABBE | TRUE |  | P | PPD | 100
130549 | 13 | 1 | States | Oppidan | Hayley Fabian | TRUE | 2026-01-05T00:00:00 | 2029-12-31T00:00:00 | 2029-12-31T00:00:00 | 1 | 0 | 1 | 4500 | 4500 | 63134 | USA | N45 | 77 | ABB INC | 27511 | MOBILIZATION_UPS | Mobilization for UPS Pkg (assume startup at same time for both UPS's) | PUR | Mobilization for UPS Pkg (assume startup at same time for both UPS's) | EA | EA | ABBE | TRUE |  | P | PPD | 100
130549 | 14 | 1 | States | Oppidan | Hayley Fabian | TRUE | 2026-01-05T00:00:00 | 2029-12-31T00:00:00 | 2029-12-31T00:00:00 | 1 | 0 | 1 | 4500 | 4500 | 63134 | USA | N45 | 77 | ABB INC | 27511 | MOBILIZATION_UPS PKG | Mobilization for UPS Pkg (for L4/L5/L6T Tasks) | PUR | Mobilization for UPS Pkg (for L4/L5/L6T Tasks) | EA | EA | ABBE | TRUE |  | P | PPD | 100
130549 | 15 | 1 | States | Oppidan | Hayley Fabian | TRUE | 2026-01-05T00:00:00 | 2027-01-21T00:00:00 | 2027-01-21T00:00:00 | 12 | 0 | 12 | 4500 | 54000 | 63134 | USA | N45 | 77 | ABB INC | 27511 | S-CM1_UPS 3.5.B | Spec 263353, Par 3.5.B Level-4 Performance Testing per system Par 3.5.B: 2 days onsite (Deviate from 10 to 2 days per Customer Request) | PUR | Spec 263353, Par 3.5.B Level-4 Performance Testing per system Par 3.5.B: 2 days onsite (Deviate from 10 to 2 days per Customer Request) | EA | EA | ABBE | TRUE |  | P | PPD | 100
130549 | 16 | 1 | States | Oppidan | Hayley Fabian | TRUE | 2026-01-05T00:00:00 | 2027-01-21T00:00:00 | 2027-01-21T00:00:00 | 12 | 0 | 12 | 4500 | 54000 | 63134 | USA | N45 | 77 | ABB INC | 27511 | S-CM1_UPS 3.5.D | (Customer to decide) Spec 263353, Par 3.5.D Level-4 Performance Testing per system Par 3.5.D: Exploratory period - 1st 2 days onsite Note: Customer to decide if this step is necessary | PUR | (Customer to decide) Spec 263353, Par 3.5.D Level-4 Performance Testing per system Par 3.5.D: Exploratory period - 1st 2 days onsite Note: Customer to decide if this step is necessary | EA | EA | ABBE | TRUE |  | P | PPD | 100
130549 | 17 | 1 | States | Oppidan | Hayley Fabian | TRUE | 2026-01-05T00:00:00 | 2029-12-31T00:00:00 | 2029-12-31T00:00:00 | 3 | 0 | 3 | 4500 | 13500 | 63134 | USA | N45 | 77 | ABB INC | 27511 | SERVICEFLATRATE | Level-3 Startup: Additional startup time - interfacing with and checking of Maintenance Bypass Switchboards (not actual SU of MBC or MBS) | PUR | Level-3 Startup: Additional startup time - interfacing with and checking of Maintenance Bypass Switchboards (not actual SU of MBC or MBS) | EA | EA | ABBE | TRUE |  | P | PPD | 100
130549 | 18 | 1 | States | Oppidan | Hayley Fabian | TRUE | 2026-01-05T00:00:00 | 2029-12-31T00:00:00 | 2029-12-31T00:00:00 | 24 | 0 | 24 | 4500 | 108000 | 63134 | USA | N45 | 77 | ABB INC | 27511 | SERVICEFLATRATE Spec | Spec 263353.1, Par 3.2.B - Battery installation by UPS Manufacturer | PUR | Spec 263353.1, Par 3.2.B - Battery installation by UPS Manufacturer | EA | EA | ABBE | TRUE |  | P | PPD | 100
130549 | 19 | 1 | States | Oppidan | Hayley Fabian | TRUE | 2026-01-05T00:00:00 | 2029-12-31T00:00:00 | 2029-12-31T00:00:00 | 6 | 0 | 6 | 4500 | 27000 | 63134 | USA | N45 | 77 | ABB INC | 27511 | S-IST | (1 day/UPS is recommended) Spec 263353, Par 3.6A Level-5 Integration System Testing (IST) (1 day included + daily rate applied if exceeds) | PUR | (1 day/UPS is recommended) Spec 263353, Par 3.6A Level-5 Integration System Testing (IST) (1 day included + daily rate applied if exceeds) | EA | EA | ABBE | TRUE |  | P | PPD | 100
130549 | 20 | 1 | States | Oppidan | Hayley Fabian | TRUE | 2026-01-05T00:00:00 | 2027-01-19T00:00:00 | 2027-01-19T00:00:00 | 1 | 0 | 1 | 4500 | 4500 | 63134 | USA | N45 | 77 | ABB INC | 27511 | S-OST | Par 3.4.K - Onsite Training after startup/commissioning completion, contiguous US only (1 day / site + daily rate applied if exceeds) | PUR | Par 3.4.K - Onsite Training after startup/commissioning completion, contiguous US only (1 day / site + daily rate applied if exceeds) | EA | EA | ABBE | TRUE |  | P | PPD | 100
130549 | 22 | 1 | States | Oppidan | Hayley Fabian | TRUE | 2026-01-05T00:00:00 | 2027-01-21T00:00:00 | 2027-01-21T00:00:00 | 6 | 0 | 6 | 5188 | 31128 | 63134 | USA | N45 | 77 | ABB INC | 27511 | UPS-FOBDEST | FCA Destination Charges Included | PUR | FCA Destination Charges Included | EA | EA | ABBE | TRUE |  | P | PPD | 100
130549 | 23 | 1 | States | Oppidan | Hayley Fabian | TRUE | 2026-01-05T00:00:00 | 2027-01-21T00:00:00 | 2027-01-21T00:00:00 | 6 | 0 | 6 | 4839 | 29034 | 63134 | USA | N45 | 77 | ABB INC | 27511 | UPS-FOBDEST_ | FCA Destination Charges Included | PUR | FCA Destination Charges Included | EA | EA | ABBE | TRUE |  | P | PPD | 100
130544 | 1 | 1 | States | Oppidan | Hayley Fabian | TRUE | 2026-01-05T00:00:00 | 2026-10-05T00:00:00 | 2026-10-05T00:00:00 | 18 | 0 | 18 | 9500 | 171000 | 60185 | USA | N45 | 77 | ABB INC | 27511 | 1200A 24" Front Access Sidecar | SuperSwitch 4 - 1200A 24" Front Access Sidecar | PUR | SuperSwitch 4 - 1200A 24" Front Access Sidecar | EA | EA | ABBE | TRUE |  | P | PPD | 100
130544 | 2 | 1 | States | Oppidan | Hayley Fabian | TRUE | 2026-01-05T00:00:00 | 2026-10-05T00:00:00 | 2026-10-05T00:00:00 | 18 | 0 | 18 | 390 | 7020 | 60185 | USA | N45 | 77 | ABB INC | 27511 | 800A-1200A Vented Kickplates | SuperSwitch 4 - 800A-1200A Vented Kickplates | PUR | SuperSwitch 4 - 800A-1200A Vented Kickplates | EA | EA | ABBE | TRUE |  | P | PPD | 100
130544 | 3 | 1 | States | Oppidan | Hayley Fabian | TRUE | 2026-01-05T00:00:00 | 2026-10-06T00:00:00 | 2026-10-06T00:00:00 | 1 | 0 | 1 | 4255 | 4255 | 60185 | USA | N45 | 77 | ABB INC | 27511 | Other Services - Integration Testing | Integration Testing - (1) Day(s) | PUR | Integration Testing - (1) Day(s) | EA | EA | ABBE | TRUE |  | P | PPD | 100
130544 | 4 | 1 | States | Oppidan | Hayley Fabian | TRUE | 2026-01-05T00:00:00 | 2026-10-06T00:00:00 | 2026-10-06T00:00:00 | 4 | 0 | 4 | 4255 | 17020 | 60185 | USA | N45 | 77 | ABB INC | 27511 | Other Services - Level 4 | Level 4 Performancy Testing - (4) Days(s) | PUR | Level 4 Performancy Testing - (4) Days(s) | EA | EA | ABBE | TRUE |  | P | PPD | 100
130544 | 5 | 1 | States | Oppidan | Hayley Fabian | TRUE | 2026-01-05T00:00:00 | 2029-12-31T00:00:00 | 2029-12-31T00:00:00 | 3 | 0 | 3 | 4500 | 13500 | 60185 | USA | N45 | 77 | ABB INC | 27511 | Other Services - Mobilization | Mobilization - (3) Visit(s) | PUR | Mobilization - (3) Visit(s) | EA | EA | ABBE | TRUE |  | P | PPD | 100
130544 | 6 | 1 | States | Oppidan | Hayley Fabian | TRUE | 2026-01-05T00:00:00 | 2026-10-06T00:00:00 | 2026-10-06T00:00:00 | 9 | 0 | 9 | 4450 | 40050 | 60185 | USA | N45 | 77 | ABB INC | 27511 | Services - Start-up Service | On-site Service Per Day (not to exceed 3 days), M-F 8am-5pm | PUR | On-site Service Per Day (not to exceed 3 days), M-F 8am-5pm | EA | EA | ABBE | TRUE |  | P | PPD | 100
130544 | 7 | 1 | States | Oppidan | Hayley Fabian | TRUE | 2026-01-05T00:00:00 | 2026-10-05T00:00:00 | 2026-10-05T00:00:00 | 18 | 0 | 18 | 87169 | 1569042 | 60185 | USA | N45 | 77 | ABB INC | 27511 | SuperSwitch 4 (DSTS) | 1200A, 480V, DSTS (SS4) | PUR | 1200A, 480V, DSTS (SS4) | EA | EA | ABBE | TRUE |  | P | PPD | 100
130544 | 8 | 1 | States | Oppidan | Hayley Fabian | TRUE | 2026-01-05T00:00:00 | 2026-10-06T00:00:00 | 2026-10-06T00:00:00 | 1 | 0 | 1 | 41285 | 41285 | 60185 | USA | N45 | 77 | ABB INC | 27511 | Supplementary Item - Extended Warranty | 2 Year Extended Warranty w/1 PM QTY (6) 1200A STS Units | PUR | 2 Year Extended Warranty w/1 PM QTY (6) 1200A STS Units | EA | EA | ABBE | TRUE |  | P | PPD | 100
130544 | 9 | 1 | States | Oppidan | Hayley Fabian | TRUE | 2026-01-05T00:00:00 | 2026-10-05T00:00:00 | 2026-10-05T00:00:00 | 108 | 0 | 108 | 57 | 6156 | 60185 | USA | N45 | 77 | ABB INC | 27511 | Supplementary Item - STS | STS Pedestals | PUR | STS Pedestals | EA | EA | ABBE | TRUE |  | P | PPD | 100
131091 | 1 | 1 | States | Dayton | Hayley Fabian | TRUE | 2026-02-04T00:00:00 | 2026-08-05T00:00:00 | 2026-08-05T00:00:00 | 16 | 0 | 16 | 4417.27 | 70676.32 | 55369 | USA | N45 | 77 | ABB INC | 27511 | BTO ATS 30A-260A | ZGDJ3XX12-CX2XT4XX - Automatic Transfer Switch, ZTG T-Series, 30 A-260 A "ZTG DT 260A3PH No Neu N1 General Purpose Commercial and Industrial Automatic Transfer Switch 260 A, 3 Phase (3 Pole), Delayed Transition NEMA 1 Enclosure 4 NO (Normally Open) and 4 NC (Normally Closed) Auxiliary Contacts No Neutral No Meters GB2 - (6)#8-1/0 Ground Bar Modbus TCP communications Additional 4 I/O, programmable T1-Panel Voltage agnostic, Rated for 200 to 480V line to line voltage Standard Application-Sources on Bottom UL 1008 listed up To 480VAC at 50/60Hz Seismic certified To IEEE-693-2005 at HIGH level With 2.5 amplification factor Seismic certified To IBC-2015 at Ip=1.5 For z/h less than Or equal To 1 Microprocessor activated Momentary test switch Programmable exerciser daily, 7-14-28-365 days user- selectable, with or without load Event log of last 250 events Adjustable over/under frequency sensor-Source 2-and Source 1 Frequency Indication - on the controller LED Source -2 - Position indication LED Source -1 - Position indication LED Source -2 - Source availability indication LED Source -1 - Source availability indication" "Engine start timer -adjustable up to 60sec Phase rotation sensing of Source 1 and Source 2 Under voltage sensing 3-phase Source 2 In Phase Monitor between Source 1 and Source 2 to allow transfer-with enable/disable Over voltage sensing-3 phase Source 2 Microprocessor activated Commit/no commit on transferring to Source 2-with enable/disable Time Delay from Neutral Position to Source 1 on Retransfer Time Delay from Neutral Position to Source 2 on Retransfer. Adjustable time delay on transfer to Source 1 Engine stop/cool adjustable cool down timer Voltage imbalance between phases-applies to 3-phase only Adjustable time delay on transfer to Source 2 Bypass transfer timer function-soft switch in controller Programmable Input Modules: (Must be configured by user upon installation) E-Stop Remote Control to S1 (R15 Load Shed) Remote Control to S2 Remote Control to OFF (R15D Load Shed) Inhibit Transfer Manual-Auto Mode Programmable Output Modules: (Must be configured by user upon installation) Alarm / Product Availability Load Connected to S1 Load Disconnected Load Connected to S2 Elevator Pre-transfer Signal (T3/W3)" | PUR | "Category: --- LV - Other --- Identifier: --- BTO ATS 30A-260A ---------------------------------- - Enclosure Rating: --- - System voltage: --- - Bus amperage: --- - Short Circuit Rating: --- - Sections: --- 0" | EA | EA | ABBE | TRUE |  | P | ALL | 100
130468 | 1 | 1 | States | Weitz | Hayley Fabian | TRUE | 2025-12-23T00:00:00 | 2026-10-05T00:00:00 | 2026-10-05T00:00:00 | 16 | 0 | 16 | 9500 | 152000 | 50321 | USA | N45 | 77 | ABB INC | 27511 | 1200A 24" Front Access Sidecar | SuperSwitch 4 - 1200A 24" Front Access Sidecar | PUR | SuperSwitch 4 - 1200A 24" Front Access Sidecar | EA | EA | ABBE | TRUE |  | P | PPD | 100
130468 | 2 | 1 | States | Weitz | Hayley Fabian | TRUE | 2025-12-23T00:00:00 | 2026-10-05T00:00:00 | 2026-10-05T00:00:00 | 16 | 0 | 16 | 390 | 6240 | 50321 | USA | N45 | 77 | ABB INC | 27511 | 800A-1200A Vented Kickplates | SuperSwitch 4 - 800A-1200A Vented Kickplates | PUR | SuperSwitch 4 - 800A-1200A Vented Kickplates | EA | EA | ABBE | TRUE |  | P | PPD | 100
130468 | 3 | 1 | States | Weitz | Hayley Fabian | TRUE | 2025-12-23T00:00:00 | 2026-10-06T00:00:00 | 2026-10-06T00:00:00 | 1 | 0 | 1 | 4255 | 4255 | 50321 | USA | N45 | 77 | ABB INC | 27511 | Other Services - Integration Testing | Integration Testing - (1) Day(s) | PUR | Integration Testing - (1) Day(s) | EA | EA | ABBE | TRUE |  | P | PPD | 100
130468 | 4 | 1 | States | Weitz | Hayley Fabian | TRUE | 2025-12-23T00:00:00 | 2026-10-06T00:00:00 | 2026-10-06T00:00:00 | 4 | 0 | 4 | 4255 | 17020 | 50321 | USA | N45 | 77 | ABB INC | 27511 | Other Services - Level 4 | Level 4 Performancy Testing - (4) Days(s) | PUR | Level 4 Performancy Testing - (4) Days(s) | EA | EA | ABBE | TRUE |  | P | PPD | 100
130468 | 5 | 1 | States | Weitz | Hayley Fabian | TRUE | 2025-12-23T00:00:00 | 2029-12-31T00:00:00 | 2029-12-31T00:00:00 | 3 | 0 | 3 | 4500 | 13500 | 50321 | USA | N45 | 77 | ABB INC | 27511 | Other Services - Mobilization | Mobilization - (3) Visit(s) | PUR | Mobilization - (3) Visit(s) | EA | EA | ABBE | TRUE |  | P | PPD | 100
130468 | 6 | 1 | States | Weitz | Hayley Fabian | TRUE | 2025-12-23T00:00:00 | 2026-10-06T00:00:00 | 2026-10-06T00:00:00 | 8 | 0 | 8 | 4450 | 35600 | 50321 | USA | N45 | 77 | ABB INC | 27511 | Services - Start-up Service | On-site Service Per Day (not to exceed 3 days), M-F 8am-5pm | PUR | On-site Service Per Day (not to exceed 3 days), M-F 8am-5pm | EA | EA | ABBE | TRUE |  | P | PPD | 100
130468 | 7 | 1 | States | Weitz | Hayley Fabian | TRUE | 2025-12-23T00:00:00 | 2026-10-05T00:00:00 | 2026-10-05T00:00:00 | 16 | 0 | 16 | 87169 | 1394704 | 50321 | USA | N45 | 77 | ABB INC | 27511 | SuperSwitch 4 (DSTS) | 1200A, 480V, DSTS (SS4) | PUR | 1200A, 480V, DSTS (SS4) | EA | EA | ABBE | TRUE |  | P | PPD | 100
130468 | 8 | 1 | States | Weitz | Hayley Fabian | TRUE | 2025-12-23T00:00:00 | 2026-10-05T00:00:00 | 2026-10-05T00:00:00 | 1 | 0 | 1 | 36698 | 36698 | 50321 | USA | N45 | 77 | ABB INC | 27511 | Supplementary Item - Extended Warranty | 2 Year Extended Warranty w/1 PM QTY (6) 1200A STS Units | PUR | 2 Year Extended Warranty w/1 PM QTY (6) 1200A STS Units | EA | EA | ABBE | TRUE |  | P | PPD | 100
130468 | 9 | 1 | States | Weitz | Hayley Fabian | TRUE | 2025-12-23T00:00:00 | 2026-10-05T00:00:00 | 2026-10-05T00:00:00 | 96 | 0 | 96 | 57 | 5472 | 50321 | USA | N45 | 77 | ABB INC | 27511 | Supplementary Item - STS | STS Pedestals | PUR | STS Pedestals | EA | EA | ABBE | TRUE |  | P | PPD | 100
124729 | 2 | 1 | States | Hensel Phelps | Hayley Fabian | TRUE | 2024-10-22T00:00:00 | 2026-12-31T00:00:00 | 2025-12-15T00:00:00 | 2 | 0 | 2 | 5850.32 | 11700.64 | 82007 | USA | N30 | 77 | ABB INC | 27511 | FSUMEG1600P1 | Level-3 Startup of MegaFlex UPS |  | START-UP MEGAFLEX 1.5-1.6 L2 | EA | EA | ABBE | TRUE | RG - RICK | P | PPD | 100
131090 | 1 | 1 | States | Dayton | Hayley Fabian | TRUE | 2026-02-04T00:00:00 | 2026-09-03T00:00:00 | 2026-09-03T00:00:00 | 16 | 0 | 16 | 4417.27 | 70676.32 | 55369 | USA | N45 | 77 | ABB INC | 27511 | BTO ATS 30A-260A | ZGDJ3XX12-CX2XT4XX - Automatic Transfer Switch, ZTG T-Series, 30 A-260 A "ZTG DT 260A3PH No Neu N1 General Purpose Commercial and Industrial Automatic Transfer Switch 260 A, 3 Phase (3 Pole), Delayed Transition NEMA 1 Enclosure 4 NO (Normally Open) and 4 NC (Normally Closed) Auxiliary Contacts No Neutral No Meters GB2 - (6)#8-1/0 Ground Bar Modbus TCP communications Additional 4 I/O, programmable T1-Panel Voltage agnostic, Rated for 200 to 480V line to line voltage Standard Application-Sources on Bottom UL 1008 listed up To 480VAC at 50/60Hz Seismic certified To IEEE-693-2005 at HIGH level With 2.5 amplification factor Seismic certified To IBC-2015 at Ip=1.5 For z/h less than Or equal To 1 Microprocessor activated Momentary test switch Programmable exerciser daily, 7-14-28-365 days user- selectable, with or without load Event log of last 250 events Adjustable over/under frequency sensor-Source 2-and Source 1 Frequency Indication - on the controller LED Source -2 - Position indication LED Source -1 - Position indication LED Source -2 - Source availability indication LED Source -1 - Source availability indication" "Engine start timer -adjustable up to 60sec Phase rotation sensing of Source 1 and Source 2 Under voltage sensing 3-phase Source 2 In Phase Monitor between Source 1 and Source 2 to allow transfer-with enable/disable Over voltage sensing-3 phase Source 2 Microprocessor activated Commit/no commit on transferring to Source 2-with enable/disable Time Delay from Neutral Position to Source 1 on Retransfer Time Delay from Neutral Position to Source 2 on Retransfer. Adjustable time delay on transfer to Source 1 Engine stop/cool adjustable cool down timer Voltage imbalance between phases-applies to 3-phase only Adjustable time delay on transfer to Source 2 Bypass transfer timer function-soft switch in controller Programmable Input Modules: (Must be configured by user upon installation) E-Stop Remote Control to S1 (R15 Load Shed) Remote Control to S2 Remote Control to OFF (R15D Load Shed) Inhibit Transfer Manual-Auto Mode Programmable Output Modules: (Must be configured by user upon installation) Alarm / Product Availability Load Connected to S1 Load Disconnected Load Connected to S2 Elevator Pre-transfer Signal (T3/W3)" | PUR | "Category: --- LV - Other --- Identifier: --- BTO ATS 30A-260A ---------------------------------- - Enclosure Rating: --- - System voltage: --- - Bus amperage: --- - Short Circuit Rating: --- - Sections: --- 0" | EA | EA | ABBE | TRUE |  | P | ALL
130538 | 1 | 1 | States | Oppidan | Hayley Fabian | TRUE | 2026-01-05T00:00:00 | 2027-01-05T00:00:00 | 2027-01-05T00:00:00 | 4 | 0 | 4 | 1364.35 | 5457.4 | 76504 | USA | N45 | 77 | ABB INC | 27511 | 4NWA7000321568A | MegaFlex Seismic Bracket | PUR | MegaFlex Seismic Bracket | EA | EA | ABBE | TRUE |  | P | PPD | 100
130538 | 2 | 1 | States | Oppidan | Hayley Fabian | TRUE | 2026-01-05T00:00:00 | 2027-01-05T00:00:00 | 2027-01-05T00:00:00 | 32 | 0 | 32 | 28748.86 | 919963.52 | 76504 | USA | N45 | 77 | ABB INC | 27511 | 4NWP104024R36U2, 8 LiBC/UPS | Samsung 136S Lithium Battery Cabinets/UPS: - High cycle / High Power Density - UL9540/UL9540A Listed - Top Cable Entry - DC Breaker in each battery cabinet - DIM/BC: 25.5 in W x 21 in D x 87 in H; - Approx Weight/BC: 1125 lbs - Battery runtime: 7 minn BOL / 5 min EOL for 1579 kWb battery loads | PUR | Samsung 136S Lithium Battery Cabinets/UPS: - High cycle / High Power Density - UL9540/UL9540A Listed - Top Cable Entry - DC Breaker in each battery cabinet - DIM/BC: 25.5 in W x 21 in D x 87 in H; - Approx Weight/BC: 1125 lbs - Battery runtime: 7 minn BOL / 5 min EOL for 1579 kWb battery loads | EA | EA | ABBE | TRUE |  | P | PPD | 100
130538 | 3 | 1 | States | Oppidan | Hayley Fabian | TRUE | 2026-01-05T00:00:00 | 2027-01-05T00:00:00 | 2027-01-05T00:00:00 | 4 | 0 | 4 | 286472.37 | 1145889.48 | 76504 | USA | N45 | 77 | ABB INC | 27511 | 4NWP106511R0002 | MegaFlex 1.5MW UPS 480V 60Hz: Static Bypass - 100% rated continuous duty; Cabinet color: RAL 9005 (black); Single or dual AC feed; Short circuit withstand rating: 100kAIC; Input Voltage: 480V 3-Phase + Gnd , +/- 15% voltage tolerance, Frequency: 60Hz +/- 10%, PF = 0.99; Output: 480V, 3W + Gnd, Frequency: 60Hz & PF = 1.0; Efficiency: Up to 97% Double Conversion (VFI) & Up to 99% eBoost mode (VFD); Compatible Battery Technologies: LiB, NiZn, VRLA | PUR | MegaFlex 1.5MW UPS 480V 60Hz: Static Bypass - 100% rated continuous duty; Cabinet color: RAL 9005 (black); Single or dual AC feed; Short circuit withstand rating: 100kAIC; Input Voltage: 480V 3-Phase + Gnd , +/- 15% voltage tolerance, Frequency: 60Hz +/- 10%, PF = 0.99; Output: 480V, 3W + Gnd, Frequency: 60Hz & PF = 1.0; Efficiency: Up to 97% Double Conversion (VFI) & Up to 99% eBoost mode (VFD); Compatible Battery Technologies: LiB, NiZn, VRLA | EA | EA | ABBE | TRUE |  | P | PPD | 100
130538 | 4 | 1 | States | Oppidan | Hayley Fabian | TRUE | 2026-01-05T00:00:00 | 2027-01-05T00:00:00 | 2027-01-05T00:00:00 | 4 | 0 | 4 | 1127.85 | 4511.4 | 76504 | USA | N45 | 77 | ABB INC | 27511 | 4NWP107801R0001 | ANC-L Network Communication Card | PUR | ANC-L Network Communication Card | EA | EA | ABBE | TRUE |  | P | PPD | 100
130538 | 6 | 1 | States | Oppidan | Hayley Fabian | TRUE | 2026-01-05T00:00:00 | 2027-01-05T00:00:00 | 2027-01-05T00:00:00 | 28 | 0 | 28 | 1500 | 42000 | 76504 | USA | N45 | 77 | ABB INC | 27511 | 4NWR002204 | IntraPack Part No.: F012384-A02, Secondary top hat, Samsung Lithium-Ion UL9540A battery cabinet includes: - Cable management for Positive, Negative and Frame Ground Cables - Removable Front and Top Gland Plates - Paint color: Black | PUR | IntraPack Part No.: F012384-A02, Secondary top hat, Samsung Lithium-Ion UL9540A battery cabinet includes: - Cable management for Positive, Negative and Frame Ground Cables - Removable Front and Top Gland Plates - Paint color: Black | EA | EA | ABBE | TRUE |  | P | PPD | 100
130538 | 7 | 1 | States | Oppidan | Hayley Fabian | TRUE | 2026-01-05T00:00:00 | 2027-01-05T00:00:00 | 2027-01-05T00:00:00 | 4 | 0 | 4 | 2950 | 11800 | 76504 | USA | N45 | 77 | ABB INC | 27511 | 4NWR002253 | IntraPack Part No.: F012382-A02, Standard Primary top hat, Samsung Lithium-Ion UL9540A battery cabinet includes: - Cable management for Positive, Negative and Frame Ground Cables - Removable Front and Top Gland Plates - Paint color: Black - Data logger provided by ABB | PUR | IntraPack Part No.: F012382-A02, Standard Primary top hat, Samsung Lithium-Ion UL9540A battery cabinet includes: - Cable management for Positive, Negative and Frame Ground Cables - Removable Front and Top Gland Plates - Paint color: Black - Data logger provided by ABB | EA | EA | ABBE | TRUE |  | P | PPD | 100
130538 | 8 | 1 | States | Oppidan | Hayley Fabian | TRUE | 2026-01-05T00:00:00 | 2027-01-05T00:00:00 | 2027-01-05T00:00:00 | 4 | 0 | 4 | 12590 | 50360 | 76504 | USA | N45 | 77 | ABB INC | 27511 | 79-5000-00000047 | 4000A DC Junction Cabinet: - NEMA-1 enclosure - Dim: 30"W x 24"D x 87"H - Front access; - Installed end cap of battery lineup closer to UPS I/O section - Accommodates up to 10 DC battery cabinet landings - Installed by contractor - see ABB installation drawing; | PUR | 4000A DC Junction Cabinet: - NEMA-1 enclosure - Dim: 30"W x 24"D x 87"H - Front access; - Installed end cap of battery lineup closer to UPS I/O section - Accommodates up to 10 DC battery cabinet landings - Installed by contractor - see ABB installation drawing; | EA | EA | ABBE | TRUE |  | P | PPD | 100
130538 | 9 | 1 | States | Oppidan | Hayley Fabian | TRUE | 2026-01-05T00:00:00 | 2027-01-05T00:00:00 | 2027-01-05T00:00:00 | 8 | 0 | 8 | 646.12 | 5168.96 | 76504 | USA | N45 | 77 | ABB INC | 27511 | 7GSP017351R0001 | CIC Communication Card | PUR | CIC Communication Card | EA | EA | ABBE | TRUE |  | P | PPD | 100
130538 | 10 | 1 | States | Oppidan | Hayley Fabian | TRUE | 2026-01-05T00:00:00 | 2027-01-05T00:00:00 | 2027-01-05T00:00:00 | 4 | 0 | 4 | 3500 | 28000 | 76504 | USA | N45 | 77 | ABB INC | 27511 | FREIGHT_RIC | Freight: Incoterm FCA Factory - Freight allowed | PUR | Freight: Incoterm FCA Factory - Freight allowed | EA | EA | ABBE | TRUE |  | P | PPD | 100
130538 | 10 | 2 | States | Oppidan | Hayley Fabian | TRUE | 2026-01-05T00:00:00 | 2027-01-05T00:00:00 | 2027-01-05T00:00:00 | 4 | 0 | 4 | 3500 | 28000 | 76504 | USA | N45 | 77 | ABB INC | 27511 | FREIGHT_RIC | Freight: Incoterm FCA Factory - Freight allowed | PUR | Freight: Incoterm FCA Factory - Freight allowed | EA | EA | ABBE | TRUE |  | P | PPD | 100
130538 | 11 | 1 | States | Oppidan | Hayley Fabian | TRUE | 2026-01-05T00:00:00 | 2029-12-31T00:00:00 | 2029-12-31T00:00:00 | 4 | 0 | 4 | 9000 | 36000 | 76504 | USA | N45 | 77 | ABB INC | 27511 | FSULITHI136X8P1 | Level-3 Startup of Lithium-Ion Batteries Note: Installation & connecting of batteries in the cabinets are by others (per adder above) | PUR | Level-3 Startup of Lithium-Ion Batteries Note: Installation & connecting of batteries in the cabinets are by others (per adder above) | EA | EA | ABBE | TRUE |  | P | PPD | 100
130538 | 12 | 1 | States | Oppidan | Hayley Fabian | TRUE | 2026-01-05T00:00:00 | 2029-12-31T00:00:00 | 2029-12-31T00:00:00 | 4 | 0 | 4 | 11500 | 46000 | 76504 | USA | N45 | 77 | ABB INC | 27511 | FSUMEG1600P1 | Level-3 Startup of MegaFlex UPS | PUR | Level-3 Startup of MegaFlex UPS | EA | EA | ABBE | TRUE |  | P | PPD | 100
130538 | 13 | 1 | States | Oppidan | Hayley Fabian | TRUE | 2026-01-05T00:00:00 | 2029-12-31T00:00:00 | 2029-12-31T00:00:00 | 1 | 0 | 1 | 4500 | 4500 | 76504 | USA | N45 | 77 | ABB INC | 27511 | MOBILIZATION_UPS | Mobilization for UPS Pkg (assume startup at same time for both UPS's) | PUR | Mobilization for UPS Pkg (assume startup at same time for both UPS's) | EA | EA | ABBE | TRUE |  | P | PPD | 100
130538 | 14 | 1 | States | Oppidan | Hayley Fabian | TRUE | 2026-01-05T00:00:00 | 2029-12-31T00:00:00 | 2029-12-31T00:00:00 | 1 | 0 | 1 | 4500 | 4500 | 76504 | USA | N45 | 77 | ABB INC | 27511 | MOBILIZATION_UPS PKG | Mobilization for UPS Pkg (for L4/L5/L6T Tasks) | PUR | Mobilization for UPS Pkg (for L4/L5/L6T Tasks) | EA | EA | ABBE | TRUE |  | P | PPD | 100
130538 | 15 | 1 | States | Oppidan | Hayley Fabian | TRUE | 2026-01-05T00:00:00 | 2027-01-06T00:00:00 | 2027-01-06T00:00:00 | 8 | 0 | 8 | 4500 | 36000 | 76504 | USA | N45 | 77 | ABB INC | 27511 | S-CM1_UPS 3.5.B | Spec 263353, Par 3.5.B Level-4 Performance Testing per system Par 3.5.B: 2 days onsite (Deviate from 10 to 2 days per Customer Request) | PUR | Spec 263353, Par 3.5.B Level-4 Performance Testing per system Par 3.5.B: 2 days onsite (Deviate from 10 to 2 days per Customer Request) | EA | EA | ABBE | TRUE |  | P | PPD | 100
130538 | 16 | 1 | States | Oppidan | Hayley Fabian | TRUE | 2026-01-05T00:00:00 | 2027-01-06T00:00:00 | 2027-01-06T00:00:00 | 8 | 0 | 8 | 4500 | 36000 | 76504 | USA | N45 | 77 | ABB INC | 27511 | S-CM1_UPS 3.5.D | (Customer to decide) Spec 263353, Par 3.5.D Level-4 Performance Testing per system Par 3.5.D: Exploratory period - 1st 2 days onsite Note: Customer to decide if this step is necessary | PUR | (Customer to decide) Spec 263353, Par 3.5.D Level-4 Performance Testing per system Par 3.5.D: Exploratory period - 1st 2 days onsite Note: Customer to decide if this step is necessary | EA | EA | ABBE | TRUE |  | P | PPD | 100
130538 | 17 | 1 | States | Oppidan | Hayley Fabian | TRUE | 2026-01-05T00:00:00 | 2029-12-31T00:00:00 | 2029-12-31T00:00:00 | 2 | 0 | 2 | 4500 | 9000 | 76504 | USA | N45 | 77 | ABB INC | 27511 | SERVICEFLATRATE | Level-3 Startup: Additional startup time - interfacing with and checking of Maintenance Bypass Switchboards (not actual SU of MBC or MBS) | PUR | Level-3 Startup: Additional startup time - interfacing with and checking of Maintenance Bypass Switchboards (not actual SU of MBC or MBS) | EA | EA | ABBE | TRUE |  | P | PPD | 100
130538 | 18 | 1 | States | Oppidan | Hayley Fabian | TRUE | 2026-01-05T00:00:00 | 2029-12-31T00:00:00 | 2029-12-31T00:00:00 | 16 | 0 | 16 | 4500 | 72000 | 76504 | USA | N45 | 77 | ABB INC | 27511 | SERVICEFLATRATE Spec | Spec 263353.1, Par 3.2.B - Battery installation by UPS Manufacturer | PUR | Spec 263353.1, Par 3.2.B - Battery installation by UPS Manufacturer | EA | EA | ABBE | TRUE |  | P | PPD | 100
130538 | 19 | 1 | States | Oppidan | Hayley Fabian | TRUE | 2026-01-05T00:00:00 | 2029-12-31T00:00:00 | 2029-12-31T00:00:00 | 4 | 0 | 4 | 4500 | 18000 | 76504 | USA | N45 | 77 | ABB INC | 27511 | S-IST | (1 day/UPS is recommended) Spec 263353, Par 3.6A Level-5 Integration System Testing (IST) (1 day included + daily rate applied if exceeds) | PUR | (1 day/UPS is recommended) Spec 263353, Par 3.6A Level-5 Integration System Testing (IST) (1 day included + daily rate applied if exceeds) | EA | EA | ABBE | TRUE |  | P | PPD | 100
130538 | 20 | 1 | States | Oppidan | Hayley Fabian | TRUE | 2026-01-05T00:00:00 | 2027-01-05T00:00:00 | 2027-01-05T00:00:00 | 1 | 0 | 1 | 4500 | 4500 | 76504 | USA | N45 | 77 | ABB INC | 27511 | S-OST | Par 3.4.K - Onsite Training after startup/commissioning completion, contiguous US only (1 day / site + daily rate applied if exceeds) | PUR | Par 3.4.K - Onsite Training after startup/commissioning completion, contiguous US only (1 day / site + daily rate applied if exceeds) | EA | EA | ABBE | TRUE |  | P | PPD | 100
130538 | 22 | 1 | States | Oppidan | Hayley Fabian | TRUE | 2026-01-05T00:00:00 | 2027-01-06T00:00:00 | 2027-01-06T00:00:00 | 4 | 0 | 4 | 5188 | 20752 | 76504 | USA | N45 | 77 | ABB INC | 27511 | UPS-FOBDEST | FCA Destination Charges Included | PUR | FCA Destination Charges Included | EA | EA | ABBE | TRUE |  | P | PPD | 100
130538 | 23 | 1 | States | Oppidan | Hayley Fabian | TRUE | 2026-01-05T00:00:00 | 2027-01-06T00:00:00 | 2027-01-06T00:00:00 | 4 | 0 | 4 | 4839 | 19356 | 76504 | USA | N45 | 77 | ABB INC | 27511 | UPS-FOBDEST_ | FCA Destination Charges Included | PUR | FCA Destination Charges Included | EA | EA | ABBE | TRUE |  | P | PPD | 100
130875 | 6 | 1 | States | Oppidan Cedar Rapids | Hayley Fabian | TRUE | 2026-01-23T00:00:00 | 2026-11-24T00:00:00 | 2026-11-24T00:00:00 | 7 | 0 | 7 | 4450 | 31150 | 52404 | USA | N45 | 77 | ABB INC | 27511 | Services - Start-up Service | On-site Service Per Day (not to exceed 3 days), M-F 8am-5pm | PUR | On-site Service Per Day (not to exceed 7 days), M-F 8am-5pm | EA | EA | ABBE | TRUE |  | P | PPD | 100
130875 | 7 | 1 | States | Oppidan Cedar Rapids | Hayley Fabian | TRUE | 2026-01-23T00:00:00 | 2026-11-23T00:00:00 | 2026-11-23T00:00:00 | 12 | 0 | 12 | 87169 | 1046028 | 52404 | USA | N45 | 77 | ABB INC | 27511 | SuperSwitch 4 (DSTS) | 1200A, 480V, DSTS (SS4) | PUR | 1200A, 480V, DSTS (SS4) | EA | EA | ABBE | TRUE |  | P | PPD | 100
130875 | 9 | 1 | States | Oppidan Cedar Rapids | Hayley Fabian | TRUE | 2026-01-23T00:00:00 | 2026-11-24T00:00:00 | 2026-11-24T00:00:00 | 1 | 0 | 1 | 43578 | 43578 | 52404 | USA | N45 | 77 | ABB INC | 27511 | Supplementary Item - Extended Warranty | 2 Year Extended Warranty w/1 PM QTY (6) 1200A STS Units | PUR | 2 Year Extended Warranty w/1 PM QTY (6) 1200A STS Units | EA | EA | ABBE | TRUE |  | P | PPD | 100
130875 | 10 | 1 | States | Oppidan Cedar Rapids | Hayley Fabian | TRUE | 2026-01-23T00:00:00 | 2026-11-23T00:00:00 | 2026-11-23T00:00:00 | 72 | 0 | 72 | 57 | 4104 | 52404 | USA | N45 | 77 | ABB INC | 27511 | Supplementary Item - STS | STS Pedestals | PUR | STS Pedestals | EA | EA | ABBE | TRUE |  | P | PPD | 100
130875 | 1 | 1 | States | Oppidan Cedar Rapids | Hayley Fabian | TRUE | 2026-01-23T00:00:00 | 2026-11-23T00:00:00 | 2026-11-23T00:00:00 | 12 | 0 | 12 | 9500 | 114000 | 52404 | USA | N45 | 77 | ABB INC | 27511 | 1200A 24" Front Access Sidecar | SuperSwitch 4 - 1200A 24" Front Access Sidecar | PUR | SuperSwitch 4 - 1200A 24" Front Access Sidecar | EA | EA | ABBE | TRUE |  | P | PPD | 100
130875 | 2 | 1 | States | Oppidan Cedar Rapids | Hayley Fabian | TRUE | 2026-01-23T00:00:00 | 2026-11-23T00:00:00 | 2026-11-23T00:00:00 | 12 | 0 | 12 | 390 | 4680 | 52404 | USA | N45 | 77 | ABB INC | 27511 | 800A-1200A Vented Kickplates | SuperSwitch 4 - 800A-1200A Vented Kickplates | PUR | SuperSwitch 4 - 800A-1200A Vented Kickplates | EA | EA | ABBE | TRUE |  | P | PPD | 100
130875 | 3 | 1 | States | Oppidan Cedar Rapids | Hayley Fabian | TRUE | 2026-01-23T00:00:00 | 2026-11-24T00:00:00 | 2026-11-24T00:00:00 | 1 | 0 | 1 | 4255 | 4255 | 52404 | USA | N45 | 77 | ABB INC | 27511 | Other Services - Integration Testing | Integration Testing - (1) Day(s) | PUR | Integration Testing - (1) Day(s) | EA | EA | ABBE | TRUE |  | P | PPD | 100
130875 | 4 | 1 | States | Oppidan Cedar Rapids | Hayley Fabian | TRUE | 2026-01-23T00:00:00 | 2026-11-24T00:00:00 | 2026-11-24T00:00:00 | 3 | 0 | 3 | 4255 | 12765 | 52404 | USA | N45 | 77 | ABB INC | 27511 | Other Services - Level 4 | Level 4 Performancy Testing - (4) Days(s) | PUR | Level 4 Performancy Testing - (3) Days(s) | EA | EA | ABBE | TRUE |  | P | PPD | 100
130875 | 5 | 1 | States | Oppidan Cedar Rapids | Hayley Fabian | TRUE | 2026-01-23T00:00:00 | 2029-12-31T00:00:00 | 2029-12-31T00:00:00 | 2 | 0 | 2 | 4500 | 9000 | 52404 | USA | N45 | 77 | ABB INC | 27511 | Other Services - Mobilization | Mobilization - (3) Visit(s) | PUR | Mobilization - (2) Visit(s) | EA | EA | ABBE | TRUE |  | P | PPD | 100
130629 | 1 | 1 | States | AML Construction | Hayley Fabian | TRUE | 2026-01-08T00:00:00 | 2026-10-05T00:00:00 | 2026-10-05T00:00:00 | 16 | 0 | 16 | 9500 | 152000 | 47130 | USA | N45 | 77 | ABB INC | 27511 | 1200A 24" Front Access Sidecar | SuperSwitch 4 - 1200A 24" Front Access Sidecar | PUR | SuperSwitch 4 - 1200A 24" Front Access Sidecar | EA | EA | ABBE | TRUE |  | P | PPD | 100
130629 | 2 | 1 | States | AML Construction | Hayley Fabian | TRUE | 2026-01-08T00:00:00 | 2026-10-05T00:00:00 | 2026-10-05T00:00:00 | 16 | 0 | 16 | 390 | 6240 | 47130 | USA | N45 | 77 | ABB INC | 27511 | 800A-1200A Vented Kickplates | SuperSwitch 4 - 800A-1200A Vented Kickplates | PUR | SuperSwitch 4 - 800A-1200A Vented Kickplates | EA | EA | ABBE | TRUE |  | P | PPD | 100
130629 | 3 | 1 | States | AML Construction | Hayley Fabian | TRUE | 2026-01-08T00:00:00 | 2026-10-06T00:00:00 | 2026-10-06T00:00:00 | 1 | 0 | 1 | 4255 | 4255 | 47130 | USA | N45 | 77 | ABB INC | 27511 | Other Services - Integration Testing | Integration Testing - (1) Day(s) | PUR | Integration Testing - (1) Day(s) | EA | EA | ABBE | TRUE |  | P | PPD | 100
130629 | 4 | 1 | States | AML Construction | Hayley Fabian | TRUE | 2026-01-08T00:00:00 | 2026-10-06T00:00:00 | 2026-10-06T00:00:00 | 4 | 0 | 4 | 4255 | 17020 | 47130 | USA | N45 | 77 | ABB INC | 27511 | Other Services - Level 4 | Level 4 Performancy Testing - (4) Days(s) | PUR | Level 4 Performancy Testing - (4) Days(s) | EA | EA | ABBE | TRUE |  | P | PPD | 100
130629 | 5 | 1 | States | AML Construction | Hayley Fabian | TRUE | 2026-01-08T00:00:00 | 2029-12-31T00:00:00 | 2029-12-31T00:00:00 | 3 | 0 | 3 | 4500 | 13500 | 47130 | USA | N45 | 77 | ABB INC | 27511 | Other Services - Mobilization | Mobilization - (3) Visit(s) | PUR | Mobilization - (3) Visit(s) | EA | EA | ABBE | TRUE |  | P | PPD | 100
130629 | 6 | 1 | States | AML Construction | Hayley Fabian | TRUE | 2026-01-08T00:00:00 | 2026-10-06T00:00:00 | 2026-10-06T00:00:00 | 8 | 0 | 8 | 4450 | 35600 | 47130 | USA | N45 | 77 | ABB INC | 27511 | Services - Start-up Service | On-site Service Per Day (not to exceed 3 days), M-F 8am-5pm | PUR | On-site Service Per Day (not to exceed 8 days), M-F 8am-5pm | EA | EA | ABBE | TRUE |  | P | PPD | 100
130629 | 7 | 1 | States | AML Construction | Hayley Fabian | TRUE | 2026-01-08T00:00:00 | 2026-10-05T00:00:00 | 2026-10-05T00:00:00 | 16 | 0 | 16 | 87169 | 1394704 | 47130 | USA | N45 | 77 | ABB INC | 27511 | SuperSwitch 4 (DSTS) | 1200A, 480V, DSTS (SS4) | PUR | 1200A, 480V, DSTS (SS4) | EA | EA | ABBE | TRUE |  | P | PPD | 100
130629 | 8 | 1 | States | AML Construction | Hayley Fabian | TRUE | 2026-01-08T00:00:00 | 2026-10-06T00:00:00 | 2026-10-06T00:00:00 | 1 | 0 | 1 | 36698 | 36698 | 47130 | USA | N45 | 77 | ABB INC | 27511 | Supplementary Item - Extended Warranty | 2 Year Extended Warranty w/1 PM QTY (6) 1200A STS Units | PUR | 2 Year Extended Warranty w/1 PM QTY (6) 1200A STS Units | EA | EA | ABBE | TRUE |  | P | PPD | 100
130629 | 9 | 1 | States | AML Construction | Hayley Fabian | TRUE | 2026-01-08T00:00:00 | 2026-10-06T00:00:00 | 2026-10-06T00:00:00 | 96 | 0 | 96 | 57 | 5472 | 47130 | USA | N45 | 77 | ABB INC | 27511 | Supplementary Item - STS | STS Pedestals | PUR | STS Pedestals | EA | EA | ABBE | TRUE |  | P | PPD | 100
130874 | 1 | 1 | States | Oppidan Cedar Rapids | Hayley Fabian | TRUE | 2026-01-23T00:00:00 | 2027-02-04T00:00:00 | 2027-02-04T00:00:00 | 4 | 0 | 4 | 1364.35 | 5457.4 | 52404 | USA | N45 | 77 | ABB INC | 27511 | 4NWA7000321568A | MegaFlex Seismic Bracket | PUR | MegaFlex Seismic Bracket | EA | EA | ABBE | TRUE |  | P | PPD | 100
130874 | 2 | 1 | States | Oppidan Cedar Rapids | Hayley Fabian | TRUE | 2026-01-23T00:00:00 | 2027-02-04T00:00:00 | 2027-02-04T00:00:00 | 32 | 0 | 32 | 28748.86 | 919963.52 | 52404 | USA | N45 | 77 | ABB INC | 27511 | 4NWP104024R36U2, 8 LiBC/UPS | Samsung 136S Lithium Battery Cabinets/UPS: - High cycle / High Power Density - UL9540/UL9540A Listed - Top Cable Entry - DC Breaker in each battery cabinet - DIM/BC: 25.5 in W x 21 in D x 87 in H; - Approx Weight/BC: 1125 lbs - Battery runtime: 7 minn BOL / 5 min EOL for 1579 kWb battery loads | PUR | Samsung 136S Lithium Battery Cabinets/UPS: - High cycle / High Power Density - UL9540/UL9540A Listed - Top Cable Entry - DC Breaker in each battery cabinet - DIM/BC: 25.5 in W x 21 in D x 87 in H; - Approx Weight/BC: 1125 lbs - Battery runtime: 7 minn BOL / 5 min EOL for 1579 kWb battery loads | EA | EA | ABBE | TRUE |  | P | PPD | 100
130874 | 3 | 1 | States | Oppidan Cedar Rapids | Hayley Fabian | TRUE | 2026-01-23T00:00:00 | 2027-02-04T00:00:00 | 2027-02-04T00:00:00 | 4 | 0 | 4 | 286472.37 | 1145889.48 | 52404 | USA | N45 | 77 | ABB INC | 27511 | 4NWP106511R0002 | MegaFlex 1.5MW UPS 480V 60Hz: Static Bypass - 100% rated continuous duty; Cabinet color: RAL 9005 (black); Single or dual AC feed; Short circuit withstand rating: 100kAIC; Input Voltage: 480V 3-Phase + Gnd , +/- 15% voltage tolerance, Frequency: 60Hz +/- 10%, PF = 0.99; Output: 480V, 3W + Gnd, Frequency: 60Hz & PF = 1.0; Efficiency: Up to 97% Double Conversion (VFI) & Up to 99% eBoost mode (VFD); Compatible Battery Technologies: LiB, NiZn, VRLA | PUR | MegaFlex 1.5MW UPS 480V 60Hz: Static Bypass - 100% rated continuous duty; Cabinet color: RAL 9005 (black); Single or dual AC feed; Short circuit withstand rating: 100kAIC; Input Voltage: 480V 3-Phase + Gnd , +/- 15% voltage tolerance, Frequency: 60Hz +/- 10%, PF = 0.99; Output: 480V, 3W + Gnd, Frequency: 60Hz & PF = 1.0; Efficiency: Up to 97% Double Conversion (VFI) & Up to 99% eBoost mode (VFD); Compatible Battery Technologies: LiB, NiZn, VRLA | EA | EA | ABBE | TRUE |  | P | PPD | 100
130874 | 4 | 1 | States | Oppidan Cedar Rapids | Hayley Fabian | TRUE | 2026-01-23T00:00:00 | 2027-02-04T00:00:00 | 2027-02-04T00:00:00 | 4 | 0 | 4 | 1127.85 | 4511.4 | 52404 | USA | N45 | 77 | ABB INC | 27511 | 4NWP107801R0001 | ANC-L Network Communication Card | PUR | ANC-L Network Communication Card | EA | EA | ABBE | TRUE |  | P | PPD | 100
130874 | 6 | 1 | States | Oppidan Cedar Rapids | Hayley Fabian | TRUE | 2026-01-23T00:00:00 | 2027-02-04T00:00:00 | 2027-02-04T00:00:00 | 28 | 0 | 28 | 1500 | 42000 | 52404 | USA | N45 | 77 | ABB INC | 27511 | 4NWR002204 | IntraPack Part No.: F012384-A02, Secondary top hat, Samsung Lithium-Ion UL9540A battery cabinet includes: - Cable management for Positive, Negative and Frame Ground Cables - Removable Front and Top Gland Plates - Paint color: Black | PUR | IntraPack Part No.: F012384-A02, Secondary top hat, Samsung Lithium-Ion UL9540A battery cabinet includes: - Cable management for Positive, Negative and Frame Ground Cables - Removable Front and Top Gland Plates - Paint color: Black | EA | EA | ABBE | TRUE |  | P | PPD | 100
130874 | 7 | 1 | States | Oppidan Cedar Rapids | Hayley Fabian | TRUE | 2026-01-23T00:00:00 | 2027-02-04T00:00:00 | 2027-02-04T00:00:00 | 4 | 0 | 4 | 2950 | 11800 | 52404 | USA | N45 | 77 | ABB INC | 27511 | 4NWR002253 | IntraPack Part No.: F012382-A02, Standard Primary top hat, Samsung Lithium-Ion UL9540A battery cabinet includes: - Cable management for Positive, Negative and Frame Ground Cables - Removable Front and Top Gland Plates - Paint color: Black - Data logger provided by ABB | PUR | IntraPack Part No.: F012382-A02, Standard Primary top hat, Samsung Lithium-Ion UL9540A battery cabinet includes: - Cable management for Positive, Negative and Frame Ground Cables - Removable Front and Top Gland Plates - Paint color: Black - Data logger provided by ABB | EA | EA | ABBE | TRUE |  | P | PPD | 100
130874 | 8 | 1 | States | Oppidan Cedar Rapids | Hayley Fabian | TRUE | 2026-01-23T00:00:00 | 2027-02-04T00:00:00 | 2027-02-04T00:00:00 | 4 | 0 | 4 | 12590 | 50360 | 52404 | USA | N45 | 77 | ABB INC | 27511 | 79-5000-00000047 | 4000A DC Junction Cabinet: - NEMA-1 enclosure - Dim: 30"W x 24"D x 87"H - Front access; - Installed end cap of battery lineup closer to UPS I/O section - Accommodates up to 10 DC battery cabinet landings - Installed by contractor - see ABB installation drawing; | PUR | 4000A DC Junction Cabinet: - NEMA-1 enclosure - Dim: 30"W x 24"D x 87"H - Front access; - Installed end cap of battery lineup closer to UPS I/O section - Accommodates up to 10 DC battery cabinet landings - Installed by contractor - see ABB installation drawing; | EA | EA | ABBE | TRUE |  | P | PPD | 100
130874 | 9 | 1 | States | Oppidan Cedar Rapids | Hayley Fabian | TRUE | 2026-01-23T00:00:00 | 2027-02-04T00:00:00 | 2027-02-04T00:00:00 | 8 | 0 | 8 | 646.12 | 5168.96 | 52404 | USA | N45 | 77 | ABB INC | 27511 | 7GSP017351R0001 | CIC Communication Card | PUR | CIC Communication Card | EA | EA | ABBE | TRUE |  | P | PPD | 100
130874 | 10 | 1 | States | Oppidan Cedar Rapids | Hayley Fabian | TRUE | 2026-01-23T00:00:00 | 2027-02-04T00:00:00 | 2027-02-04T00:00:00 | 4 | 0 | 4 | 3500 | 28000 | 52404 | USA | N45 | 77 | ABB INC | 27511 | FREIGHT_RIC | Freight: Incoterm FCA Factory - Freight allowed | PUR | Freight: Incoterm FCA Factory - Freight allowed | EA | EA | ABBE | TRUE |  | P | PPD | 100
130874 | 10 | 2 | States | Oppidan Cedar Rapids | Hayley Fabian | TRUE | 2026-01-23T00:00:00 | 2027-02-04T00:00:00 | 2027-02-04T00:00:00 | 4 | 0 | 4 | 3500 | 28000 | 52404 | USA | N45 | 77 | ABB INC | 27511 | FREIGHT_RIC | Freight: Incoterm FCA Factory - Freight allowed | PUR | Freight: Incoterm FCA Factory - Freight allowed | EA | EA | ABBE | TRUE |  | P | PPD | 100
130874 | 11 | 1 | States | Oppidan Cedar Rapids | Hayley Fabian | TRUE | 2026-01-23T00:00:00 | 2029-12-31T00:00:00 | 2029-12-31T00:00:00 | 4 | 0 | 4 | 9000 | 36000 | 52404 | USA | N45 | 77 | ABB INC | 27511 | FSULITHI136X8P1 | Level-3 Startup of Lithium-Ion Batteries Note: Installation & connecting of batteries in the cabinets are by others (per adder above) | PUR | Level-3 Startup of Lithium-Ion Batteries Note: Installation & connecting of batteries in the cabinets are by others (per adder above) | EA | EA | ABBE | TRUE |  | P | PPD | 100
130874 | 12 | 1 | States | Oppidan Cedar Rapids | Hayley Fabian | TRUE | 2026-01-23T00:00:00 | 2029-12-31T00:00:00 | 2029-12-31T00:00:00 | 4 | 0 | 4 | 11500 | 46000 | 52404 | USA | N45 | 77 | ABB INC | 27511 | FSUMEG1600P1 | Level-3 Startup of MegaFlex UPS | PUR | Level-3 Startup of MegaFlex UPS | EA | EA | ABBE | TRUE |  | P | PPD | 100
130874 | 13 | 1 | States | Oppidan Cedar Rapids | Hayley Fabian | TRUE | 2026-01-23T00:00:00 | 2029-12-31T00:00:00 | 2029-12-31T00:00:00 | 1 | 0 | 1 | 4500 | 4500 | 52404 | USA | N45 | 77 | ABB INC | 27511 | MOBILIZATION_UPS | Mobilization for UPS Pkg (assume startup at same time for both UPS's) | PUR | Mobilization for UPS Pkg (assume startup at same time for both UPS's) | EA | EA | ABBE | TRUE |  | P | PPD | 100
130874 | 14 | 1 | States | Oppidan Cedar Rapids | Hayley Fabian | TRUE | 2026-01-23T00:00:00 | 2029-12-31T00:00:00 | 2029-12-31T00:00:00 | 1 | 0 | 1 | 4500 | 4500 | 52404 | USA | N45 | 77 | ABB INC | 27511 | MOBILIZATION_UPS PKG | Mobilization for UPS Pkg (for L4/L5/L6T Tasks) | PUR | Mobilization for UPS Pkg (for L4/L5/L6T Tasks) | EA | EA | ABBE | TRUE |  | P | PPD | 100
130874 | 15 | 1 | States | Oppidan Cedar Rapids | Hayley Fabian | TRUE | 2026-01-23T00:00:00 | 2027-02-05T00:00:00 | 2027-02-05T00:00:00 | 8 | 0 | 8 | 4500 | 36000 | 52404 | USA | N45 | 77 | ABB INC | 27511 | S-CM1_UPS 3.5.B | Spec 263353, Par 3.5.B Level-4 Performance Testing per system Par 3.5.B: 2 days onsite (Deviate from 10 to 2 days per Customer Request) | PUR | Spec 263353, Par 3.5.B Level-4 Performance Testing per system Par 3.5.B: 2 days onsite (Deviate from 10 to 2 days per Customer Request) | EA | EA | ABBE | TRUE |  | P | PPD | 100
130874 | 16 | 1 | States | Oppidan Cedar Rapids | Hayley Fabian | TRUE | 2026-01-23T00:00:00 | 2027-02-05T00:00:00 | 2027-02-05T00:00:00 | 8 | 0 | 8 | 4500 | 36000 | 52404 | USA | N45 | 77 | ABB INC | 27511 | S-CM1_UPS 3.5.D | (Customer to decide) Spec 263353, Par 3.5.D Level-4 Performance Testing per system Par 3.5.D: Exploratory period - 1st 2 days onsite Note: Customer to decide if this step is necessary | PUR | (Customer to decide) Spec 263353, Par 3.5.D Level-4 Performance Testing per system Par 3.5.D: Exploratory period - 1st 2 days onsite Note: Customer to decide if this step is necessary | EA | EA | ABBE | TRUE |  | P | PPD | 100
130874 | 17 | 1 | States | Oppidan Cedar Rapids | Hayley Fabian | TRUE | 2026-01-23T00:00:00 | 2029-12-31T00:00:00 | 2029-12-31T00:00:00 | 2 | 0 | 2 | 4500 | 9000 | 52404 | USA | N45 | 77 | ABB INC | 27511 | SERVICEFLATRATE | Level-3 Startup: Additional startup time - interfacing with and checking of Maintenance Bypass Switchboards (not actual SU of MBC or MBS) | PUR | Level-3 Startup: Additional startup time - interfacing with and checking of Maintenance Bypass Switchboards (not actual SU of MBC or MBS) | EA | EA | ABBE | TRUE |  | P | PPD | 100
130874 | 18 | 1 | States | Oppidan Cedar Rapids | Hayley Fabian | TRUE | 2026-01-23T00:00:00 | 2029-12-31T00:00:00 | 2029-12-31T00:00:00 | 16 | 0 | 16 | 4500 | 72000 | 52404 | USA | N45 | 77 | ABB INC | 27511 | SERVICEFLATRATE Spec | Spec 263353.1, Par 3.2.B - Battery installation by UPS Manufacturer | PUR | Spec 263353.1, Par 3.2.B - Battery installation by UPS Manufacturer | EA | EA | ABBE | TRUE |  | P | PPD | 100
130874 | 19 | 1 | States | Oppidan Cedar Rapids | Hayley Fabian | TRUE | 2026-01-23T00:00:00 | 2029-12-31T00:00:00 | 2029-12-31T00:00:00 | 4 | 0 | 4 | 4500 | 18000 | 52404 | USA | N45 | 77 | ABB INC | 27511 | S-IST | (1 day/UPS is recommended) Spec 263353, Par 3.6A Level-5 Integration System Testing (IST) (1 day included + daily rate applied if exceeds) | PUR | (1 day/UPS is recommended) Spec 263353, Par 3.6A Level-5 Integration System Testing (IST) (1 day included + daily rate applied if exceeds) | EA | EA | ABBE | TRUE |  | P | PPD | 100
130874 | 20 | 1 | States | Oppidan Cedar Rapids | Hayley Fabian | TRUE | 2026-01-23T00:00:00 | 2027-02-04T00:00:00 | 2027-02-04T00:00:00 | 1 | 0 | 1 | 4500 | 4500 | 52404 | USA | N45 | 77 | ABB INC | 27511 | S-OST | Par 3.4.K - Onsite Training after startup/commissioning completion, contiguous US only (1 day / site + daily rate applied if exceeds) | PUR | Par 3.4.K - Onsite Training after startup/commissioning completion, contiguous US only (1 day / site + daily rate applied if exceeds) | EA | EA | ABBE | TRUE |  | P | PPD | 100
130874 | 22 | 1 | States | Oppidan Cedar Rapids | Hayley Fabian | TRUE | 2026-01-23T00:00:00 | 2027-02-05T00:00:00 | 2027-02-05T00:00:00 | 4 | 0 | 4 | 5188 | 20752 | 52404 | USA | N45 | 77 | ABB INC | 27511 | UPS-FOBDEST | FCA Destination Charges Included | PUR | FCA Destination Charges Included | EA | EA | ABBE | TRUE |  | P | PPD | 100
130874 | 23 | 1 | States | Oppidan Cedar Rapids | Hayley Fabian | TRUE | 2026-01-23T00:00:00 | 2027-02-05T00:00:00 | 2027-02-05T00:00:00 | 4 | 0 | 4 | 4839 | 19356 | 52404 | USA | N45 | 77 | ABB INC | 27511 | UPS-FOBDEST_ | FCA Destination Charges Included | PUR | FCA Destination Charges Included | EA | EA | ABBE | TRUE |  | P | PPD | 100
130536 | 1 | 1 | States | Oppidan | Hayley Fabian | TRUE | 2026-01-05T00:00:00 | 2027-01-05T00:00:00 | 2027-01-05T00:00:00 | 4 | 0 | 4 | 1364.35 | 5457.4 | 79927 | USA | N45 | 77 | ABB INC | 27511 | 4NWA7000321568A | MegaFlex Seismic Bracket | PUR | MegaFlex Seismic Bracket | EA | EA | ABBE | TRUE |  | P | PPD | 100
130536 | 2 | 1 | States | Oppidan | Hayley Fabian | TRUE | 2026-01-05T00:00:00 | 2027-01-05T00:00:00 | 2027-01-05T00:00:00 | 32 | 0 | 32 | 28748.86 | 919963.52 | 79927 | USA | N45 | 77 | ABB INC | 27511 | 4NWP104024R36U2, 8 LiBC/UPS | Samsung 136S Lithium Battery Cabinets/UPS: - High cycle / High Power Density - UL9540/UL9540A Listed - Top Cable Entry - DC Breaker in each battery cabinet - DIM/BC: 25.5 in W x 21 in D x 87 in H; - Approx Weight/BC: 1125 lbs - Battery runtime: 7 minn BOL / 5 min EOL for 1579 kWb battery loads | PUR | Samsung 136S Lithium Battery Cabinets/UPS: - High cycle / High Power Density - UL9540/UL9540A Listed - Top Cable Entry - DC Breaker in each battery cabinet - DIM/BC: 25.5 in W x 21 in D x 87 in H; - Approx Weight/BC: 1125 lbs - Battery runtime: 7 minn BOL / 5 min EOL for 1579 kWb battery loads | EA | EA | ABBE | TRUE |  | P | PPD | 100
130536 | 3 | 1 | States | Oppidan | Hayley Fabian | TRUE | 2026-01-05T00:00:00 | 2027-01-05T00:00:00 | 2027-01-05T00:00:00 | 4 | 0 | 4 | 286472.37 | 1145889.48 | 79927 | USA | N45 | 77 | ABB INC | 27511 | 4NWP106511R0002 | MegaFlex 1.5MW UPS 480V 60Hz: Static Bypass - 100% rated continuous duty; Cabinet color: RAL 9005 (black); Single or dual AC feed; Short circuit withstand rating: 100kAIC; Input Voltage: 480V 3-Phase + Gnd , +/- 15% voltage tolerance, Frequency: 60Hz +/- 10%, PF = 0.99; Output: 480V, 3W + Gnd, Frequency: 60Hz & PF = 1.0; Efficiency: Up to 97% Double Conversion (VFI) & Up to 99% eBoost mode (VFD); Compatible Battery Technologies: LiB, NiZn, VRLA | PUR | MegaFlex 1.5MW UPS 480V 60Hz: Static Bypass - 100% rated continuous duty; Cabinet color: RAL 9005 (black); Single or dual AC feed; Short circuit withstand rating: 100kAIC; Input Voltage: 480V 3-Phase + Gnd , +/- 15% voltage tolerance, Frequency: 60Hz +/- 10%, PF = 0.99; Output: 480V, 3W + Gnd, Frequency: 60Hz & PF = 1.0; Efficiency: Up to 97% Double Conversion (VFI) & Up to 99% eBoost mode (VFD); Compatible Battery Technologies: LiB, NiZn, VRLA | EA | EA | ABBE | TRUE |  | P | PPD | 100
130536 | 4 | 1 | States | Oppidan | Hayley Fabian | TRUE | 2026-01-05T00:00:00 | 2027-01-05T00:00:00 | 2027-01-05T00:00:00 | 4 | 0 | 4 | 1127.85 | 4511.4 | 79927 | USA | N45 | 77 | ABB INC | 27511 | 4NWP107801R0001 | ANC-L Network Communication Card | PUR | ANC-L Network Communication Card | EA | EA | ABBE | TRUE |  | P | PPD | 100
130536 | 6 | 1 | States | Oppidan | Hayley Fabian | TRUE | 2026-01-05T00:00:00 | 2027-01-05T00:00:00 | 2027-01-05T00:00:00 | 28 | 0 | 28 | 1500 | 42000 | 79927 | USA | N45 | 77 | ABB INC | 27511 | 4NWR002204 | IntraPack Part No.: F012384-A02, Secondary top hat, Samsung Lithium-Ion UL9540A battery cabinet includes: - Cable management for Positive, Negative and Frame Ground Cables - Removable Front and Top Gland Plates - Paint color: Black | PUR | IntraPack Part No.: F012384-A02, Secondary top hat, Samsung Lithium-Ion UL9540A battery cabinet includes: - Cable management for Positive, Negative and Frame Ground Cables - Removable Front and Top Gland Plates - Paint color: Black | EA | EA | ABBE | TRUE |  | P | PPD | 100
130536 | 7 | 1 | States | Oppidan | Hayley Fabian | TRUE | 2026-01-05T00:00:00 | 2027-01-05T00:00:00 | 2027-01-05T00:00:00 | 4 | 0 | 4 | 2950 | 11800 | 79927 | USA | N45 | 77 | ABB INC | 27511 | 4NWR002253 | IntraPack Part No.: F012382-A02, Standard Primary top hat, Samsung Lithium-Ion UL9540A battery cabinet includes: - Cable management for Positive, Negative and Frame Ground Cables - Removable Front and Top Gland Plates - Paint color: Black - Data logger provided by ABB | PUR | IntraPack Part No.: F012382-A02, Standard Primary top hat, Samsung Lithium-Ion UL9540A battery cabinet includes: - Cable management for Positive, Negative and Frame Ground Cables - Removable Front and Top Gland Plates - Paint color: Black - Data logger provided by ABB | EA | EA | ABBE | TRUE |  | P | PPD | 100
130536 | 8 | 1 | States | Oppidan | Hayley Fabian | TRUE | 2026-01-05T00:00:00 | 2027-01-05T00:00:00 | 2027-01-05T00:00:00 | 4 | 0 | 4 | 12590 | 50360 | 79927 | USA | N45 | 77 | ABB INC | 27511 | 79-5000-00000047 | 4000A DC Junction Cabinet: - NEMA-1 enclosure - Dim: 30"W x 24"D x 87"H - Front access; - Installed end cap of battery lineup closer to UPS I/O section - Accommodates up to 10 DC battery cabinet landings - Installed by contractor - see ABB installation drawing; | PUR | 4000A DC Junction Cabinet: - NEMA-1 enclosure - Dim: 30"W x 24"D x 87"H - Front access; - Installed end cap of battery lineup closer to UPS I/O section - Accommodates up to 10 DC battery cabinet landings - Installed by contractor - see ABB installation drawing; | EA | EA | ABBE | TRUE |  | P | PPD | 100
130536 | 9 | 1 | States | Oppidan | Hayley Fabian | TRUE | 2026-01-05T00:00:00 | 2027-01-05T00:00:00 | 2027-01-05T00:00:00 | 8 | 0 | 8 | 646.12 | 5168.96 | 79927 | USA | N45 | 77 | ABB INC | 27511 | 7GSP017351R0001 | CIC Communication Card | PUR | CIC Communication Card | EA | EA | ABBE | TRUE |  | P | PPD | 100
130536 | 10 | 1 | States | Oppidan | Hayley Fabian | TRUE | 2026-01-05T00:00:00 | 2027-01-05T00:00:00 | 2027-01-05T00:00:00 | 4 | 0 | 4 | 3500 | 28000 | 79927 | USA | N45 | 77 | ABB INC | 27511 | FREIGHT_RIC | Freight: Incoterm FCA Factory - Freight allowed | PUR | Freight: Incoterm FCA Factory - Freight allowed | EA | EA | ABBE | TRUE |  | P | PPD | 100
130536 | 10 | 2 | States | Oppidan | Hayley Fabian | TRUE | 2026-01-05T00:00:00 | 2027-01-05T00:00:00 | 2027-01-05T00:00:00 | 4 | 0 | 4 | 3500 | 28000 | 79927 | USA | N45 | 77 | ABB INC | 27511 | FREIGHT_RIC | Freight: Incoterm FCA Factory - Freight allowed | PUR | Freight: Incoterm FCA Factory - Freight allowed | EA | EA | ABBE | TRUE |  | P | PPD | 100
130536 | 11 | 1 | States | Oppidan | Hayley Fabian | TRUE | 2026-01-05T00:00:00 | 2029-12-31T00:00:00 | 2029-12-31T00:00:00 | 4 | 0 | 4 | 9000 | 36000 | 79927 | USA | N45 | 77 | ABB INC | 27511 | FSULITHI136X8P1 | Level-3 Startup of Lithium-Ion Batteries Note: Installation & connecting of batteries in the cabinets are by others (per adder above) | PUR | Level-3 Startup of Lithium-Ion Batteries Note: Installation & connecting of batteries in the cabinets are by others (per adder above) | EA | EA | ABBE | TRUE |  | P | PPD | 100
130536 | 12 | 1 | States | Oppidan | Hayley Fabian | TRUE | 2026-01-05T00:00:00 | 2029-12-31T00:00:00 | 2029-12-31T00:00:00 | 4 | 0 | 4 | 11500 | 46000 | 79927 | USA | N45 | 77 | ABB INC | 27511 | FSUMEG1600P1 | Level-3 Startup of MegaFlex UPS | PUR | Level-3 Startup of MegaFlex UPS | EA | EA | ABBE | TRUE |  | P | PPD | 100
130536 | 13 | 1 | States | Oppidan | Hayley Fabian | TRUE | 2026-01-05T00:00:00 | 2029-12-31T00:00:00 | 2029-12-31T00:00:00 | 1 | 0 | 1 | 4500 | 4500 | 79927 | USA | N45 | 77 | ABB INC | 27511 | MOBILIZATION_UPS | Mobilization for UPS Pkg (assume startup at same time for both UPS's) | PUR | Mobilization for UPS Pkg (assume startup at same time for both UPS's) | EA | EA | ABBE | TRUE |  | P | PPD | 100
130536 | 14 | 1 | States | Oppidan | Hayley Fabian | TRUE | 2026-01-05T00:00:00 | 2029-12-31T00:00:00 | 2029-12-31T00:00:00 | 1 | 0 | 1 | 4500 | 4500 | 79927 | USA | N45 | 77 | ABB INC | 27511 | MOBILIZATION_UPS PKG | Mobilization for UPS Pkg (for L4/L5/L6T Tasks) | PUR | Mobilization for UPS Pkg (for L4/L5/L6T Tasks) | EA | EA | ABBE | TRUE |  | P | PPD | 100
130536 | 15 | 1 | States | Oppidan | Hayley Fabian | TRUE | 2026-01-05T00:00:00 | 2027-01-06T00:00:00 | 2027-01-06T00:00:00 | 8 | 0 | 8 | 4500 | 36000 | 79927 | USA | N45 | 77 | ABB INC | 27511 | S-CM1_UPS 3.5.B | Spec 263353, Par 3.5.B Level-4 Performance Testing per system Par 3.5.B: 2 days onsite (Deviate from 10 to 2 days per Customer Request) | PUR | Spec 263353, Par 3.5.B Level-4 Performance Testing per system Par 3.5.B: 2 days onsite (Deviate from 10 to 2 days per Customer Request) | EA | EA | ABBE | TRUE |  | P | PPD | 100
130536 | 16 | 1 | States | Oppidan | Hayley Fabian | TRUE | 2026-01-05T00:00:00 | 2027-01-06T00:00:00 | 2027-01-06T00:00:00 | 8 | 0 | 8 | 4500 | 36000 | 79927 | USA | N45 | 77 | ABB INC | 27511 | S-CM1_UPS 3.5.D | (Customer to decide) Spec 263353, Par 3.5.D Level-4 Performance Testing per system Par 3.5.D: Exploratory period - 1st 2 days onsite Note: Customer to decide if this step is necessary | PUR | (Customer to decide) Spec 263353, Par 3.5.D Level-4 Performance Testing per system Par 3.5.D: Exploratory period - 1st 2 days onsite Note: Customer to decide if this step is necessary | EA | EA | ABBE | TRUE |  | P | PPD | 100
130536 | 17 | 1 | States | Oppidan | Hayley Fabian | TRUE | 2026-01-05T00:00:00 | 2029-12-31T00:00:00 | 2029-12-31T00:00:00 | 2 | 0 | 2 | 4500 | 9000 | 79927 | USA | N45 | 77 | ABB INC | 27511 | SERVICEFLATRATE | Level-3 Startup: Additional startup time - interfacing with and checking of Maintenance Bypass Switchboards (not actual SU of MBC or MBS) | PUR | Level-3 Startup: Additional startup time - interfacing with and checking of Maintenance Bypass Switchboards (not actual SU of MBC or MBS) | EA | EA | ABBE | TRUE |  | P | PPD | 100
130536 | 18 | 1 | States | Oppidan | Hayley Fabian | TRUE | 2026-01-05T00:00:00 | 2029-12-31T00:00:00 | 2029-12-31T00:00:00 | 16 | 0 | 16 | 4500 | 72000 | 79927 | USA | N45 | 77 | ABB INC | 27511 | SERVICEFLATRATE Spec | Spec 263353.1, Par 3.2.B - Battery installation by UPS Manufacturer | PUR | Spec 263353.1, Par 3.2.B - Battery installation by UPS Manufacturer | EA | EA | ABBE | TRUE |  | P | PPD | 100
130536 | 19 | 1 | States | Oppidan | Hayley Fabian | TRUE | 2026-01-05T00:00:00 | 2029-12-31T00:00:00 | 2029-12-31T00:00:00 | 4 | 0 | 4 | 4500 | 18000 | 79927 | USA | N45 | 77 | ABB INC | 27511 | S-IST | (1 day/UPS is recommended) Spec 263353, Par 3.6A Level-5 Integration System Testing (IST) (1 day included + daily rate applied if exceeds) | PUR | (1 day/UPS is recommended) Spec 263353, Par 3.6A Level-5 Integration System Testing (IST) (1 day included + daily rate applied if exceeds) | EA | EA | ABBE | TRUE |  | P | PPD | 100
130536 | 20 | 1 | States | Oppidan | Hayley Fabian | TRUE | 2026-01-05T00:00:00 | 2027-01-05T00:00:00 | 2027-01-05T00:00:00 | 1 | 0 | 1 | 4500 | 4500 | 79927 | USA | N45 | 77 | ABB INC | 27511 | S-OST | Par 3.4.K - Onsite Training after startup/commissioning completion, contiguous US only (1 day / site + daily rate applied if exceeds) | PUR | Par 3.4.K - Onsite Training after startup/commissioning completion, contiguous US only (1 day / site + daily rate applied if exceeds) | EA | EA | ABBE | TRUE |  | P | PPD | 100
130536 | 22 | 1 | States | Oppidan | Hayley Fabian | TRUE | 2026-01-05T00:00:00 | 2027-01-06T00:00:00 | 2027-01-06T00:00:00 | 4 | 0 | 4 | 5188 | 20752 | 79927 | USA | N45 | 77 | ABB INC | 27511 | UPS-FOBDEST | FCA Destination Charges Included | PUR | FCA Destination Charges Included | EA | EA | ABBE | TRUE |  | P | PPD | 100
130536 | 23 | 1 | States | Oppidan | Hayley Fabian | TRUE | 2026-01-05T00:00:00 | 2027-01-06T00:00:00 | 2027-01-06T00:00:00 | 4 | 0 | 4 | 4839 | 19356 | 79927 | USA | N45 | 77 | ABB INC | 27511 | UPS-FOBDEST_ | FCA Destination Charges Included | PUR | FCA Destination Charges Included | EA | EA | ABBE | TRUE |  | P | PPD | 100
131182 | 10 | 1 | States | Dayton | Hayley Fabian | TRUE | 2026-02-06T00:00:00 | 2027-03-11T00:00:00 | 2027-03-11T00:00:00 | 10 | 0 | 10 | 5078.84 | 50788.4 | 55369 | USA | N45 | 77 | ABB INC | 27511 | BTO ATS 400A-600A | ZGDK3XX12-CX2XT4XX Automatic Transfer Switch, ZTG T-Series, 400 A-600 A "ZTG DT 400A3PH No Neu N1 General Purpose Commercial and Industrial Automatic Transfer Switch 400 A, 3 Phase (3 Pole), Delayed Transition NEMA 1 Enclosure 4 NO (Normally Open) and 4 NC (Normally Closed) Auxiliary Contacts No Neutral No Meters GB2 - (6)#8-1/0 Ground Bar Modbus TCP communications Additional 4 I/O, programmable T1-Panel Voltage agnostic, Rated for 200 to 480V line to line voltage Standard Application-Sources on Bottom UL 1008 listed up To 480VAC at 50/60Hz Seismic certified To IEEE-693-2005 at HIGH level With 2.5 amplification factor Seismic certified To IBC-2015 at Ip=1.5 For z/h less than Or equal To 1 Microprocessor activated Momentary test switch Programmable exerciser daily, 7-14-28-365 days user- selectable, with or without load Event log of last 250 events Adjustable over/under frequency sensor-Source 2-and Source 1 Frequency Indication - on the controller LED Source -2 - Position indication LED Source -1 - Position indication LED Source -2 - Source availability indication LED Source -1 - Source availability indication" "Engine start timer -adjustable up to 60sec Phase rotation sensing of Source 1 and Source 2 Under voltage sensing 3-phase Source 2 In Phase Monitor between Source 1 and Source 2 to allow transfer-with enable/disable Over voltage sensing-3 phase Source 2 Microprocessor activated Commit/no commit on transferring to Source 2-with enable/disable Time Delay from Neutral Position to Source 1 on Retransfer Time Delay from Neutral Position to Source 2 on Retransfer. Adjustable time delay on transfer to Source 1 Engine stop/cool adjustable cool down timer Voltage imbalance between phases-applies to 3-phase only Adjustable time delay on transfer to Source 2 Bypass transfer timer function-soft switch in controller Programmable Input Modules: (Must be configured by user upon installation) E-Stop Remote Control to S1 (R15 Load Shed) Remote Control to S2 Remote Control to OFF (R15D Load Shed) Inhibit Transfer Manual-Auto Mode Programmable Output Modules: (Must be configured by user upon installation) Alarm / Product Availability Load Connected to S1 Load Disconnected Load Connected to S2 Elevator Pre-transfer Signal (T3/W3)" |  | "Category: --- LV - Other --- Identifier: --- BTO ATS 400A-600A ---------------------------------- - Enclosure Rating: --- - System voltage: --- - Bus amperage: --- - Short Circuit Rating: --- - Sections: --- 0" | EA | EA | ABBE | TRUE |  | P | ALL
131127 | 2 | 1 | States | Dayton | Robert Boulka | TRUE | 2026-02-05T00:00:00 |  |  | 120000 | 44500 | 75500 | 0.475 | 57000 | 55369 | USA | D01 | 80 | CLASS C COMPONENTS INC | 55303 | 8L109301 | 301 1/2" Washer : ID=0.523, OD=1.063, THK=0.114, OAH=0.140 | SHMA | 301 1/2" Washer : ID=0.523, OD=1.063, THK=0.114, OAH=0.140 | EA | EA |  | TRUE |  | P | B/W | Dayton
131127 | 1 | 1 | States | Dayton | Robert Boulka | TRUE | 2026-02-05T00:00:00 |  |  | 120000 | 107000 | 13000 | 0.563 | 67560 | 55369 | USA | D01 | 80 | CLASS C COMPONENTS INC | 55303 | 616109301 | 301 3/8" Washer : ID=0.386, OD=1, THK=0.109, OAH=0.132 | SHMA | 301 3/8" Washer : ID=0.386, OD=1, THK=0.109, OAH=0.132 | EA | EA |  | TRUE |  | P | B/W | Dayton
133322 | 2 | 1 | States | Dayton | Robert Boulka | TRUE | 2026-05-15T00:00:00 |  |  | 100000 | 0 | 100000 | 0.4 | 40000 | 55369-6417 | USA | D01 | 80 | CLASS C COMPONENTS INC | 55303 | 8L109301 | 301 1/2" Washer : ID=0.523, OD=1.063, THK=0.114, OAH=0.140 | SHMA | 301 1/2" Washer : ID=0.523, OD=1.063, THK=0.114, OAH=0.140 | EA | EA |  | TRUE |  | P | B/W | Dayton
133322 | 1 | 1 | States | Dayton | Robert Boulka | TRUE | 2026-05-15T00:00:00 |  |  | 120000 | 0 | 120000 | 0.4 | 48000 | 55369-6417 | USA | D01 | 80 | CLASS C COMPONENTS INC | 55303 | 616109301 | 301 3/8" Washer : ID=0.386, OD=1, THK=0.109, OAH=0.132 | SHMA | 301 3/8" Washer : ID=0.386, OD=1, THK=0.109, OAH=0.132 | EA | EA |  | TRUE |  | P | B/W | Dayton
134808 | 1 | 1 | States | Champlin | Taylor Barrett | TRUE | 2026-07-15T00:00:00 | 2026-10-05T00:00:00 | 2026-10-05T00:00:00 | 8 | 0 | 8 | 270 | 2160 | 55316-3157 | USA | N30 | 95 | DIGI-KEY ELECTRONICS | 56701-0250 | CP5-241 | POWER SUPPLY, 120W, 100-120 / 200-240VAC 1PH, 24-28VDC, 5-4.3A | PUR | POWER SUPPLY, 120W, 100-120 / 200-240VAC 1PH, 24-28VDC, 5-4.3A | EA | EA |  | TRUE |  | P | PPD | 100
133061 | 1 | 2 | States | Champlin | Taylor Barrett | TRUE | 2026-05-07T00:00:00 | 2026-08-10T00:00:00 | 2026-08-10T00:00:00 | 500 | 0 | 500 | 52.4747 | 78712.05 | 55316-3157 | USA | N30 | 95 | DIGI-KEY ELECTRONICS | 56701-0250 | FNQ-R-1 | FUSE - CLASS CC | PUR | FUSE - CLASS CC | EA | EA |  | TRUE |  | P | PPD | 100
134407 | 1 | 1 | States | Champlin | Taylor Barrett | TRUE | 2026-06-29T00:00:00 | 2026-10-26T00:00:00 | 2026-10-26T00:00:00 | 100 | 0 | 100 | 53.5497 | 5354.97 | 55316-3157 | USA | N30 | 95 | DIGI-KEY ELECTRONICS | 56701-0250 | FNQ-R-2 | FUSE - CLASS CC | PUR | FUSE - CLASS CC | EA | EA |  | TRUE |  | P | PPD | 100
133363 | 1 | 4 | States | Champlin | Taylor Barrett | TRUE | 2026-05-18T00:00:00 | 2026-10-26T00:00:00 | 2026-10-26T00:00:00 | 38 | 0 | 38 | 370 | 58830 | 55316-3157 | USA | N30 | 95 | DIGI-KEY ELECTRONICS | 56701-0250 | CP10.241 | Power Supply Supply, 240W, 100-240VAC 1PH, 24-28VDC, 10-8.6A | PUR | Power Supply Supply, 240W, 100-240VAC 1PH, 24-28VDC, 10-8.6A | EA | EA |  | TRUE |  | P | PPD | 100
133363 | 1 | 3 | States | Champlin | Taylor Barrett | TRUE | 2026-05-18T00:00:00 | 2026-09-24T00:00:00 | 2026-09-24T00:00:00 | 38 | 0 | 38 | 370 | 58830 | 55316-3157 | USA | N30 | 95 | DIGI-KEY ELECTRONICS | 56701-0250 | CP10.241 | Power Supply Supply, 240W, 100-240VAC 1PH, 24-28VDC, 10-8.6A | PUR | Power Supply Supply, 240W, 100-240VAC 1PH, 24-28VDC, 10-8.6A | EA | EA |  | TRUE |  | P | PPD | 100
133363 | 1 | 2 | States | Champlin | Taylor Barrett | TRUE | 2026-05-18T00:00:00 | 2026-08-25T00:00:00 | 2026-08-25T00:00:00 | 38 | 0 | 38 | 370 | 58830 | 55316-3157 | USA | N30 | 95 | DIGI-KEY ELECTRONICS | 56701-0250 | CP10.241 | Power Supply Supply, 240W, 100-240VAC 1PH, 24-28VDC, 10-8.6A | PUR | Power Supply Supply, 240W, 100-240VAC 1PH, 24-28VDC, 10-8.6A | EA | EA |  | TRUE |  | P | PPD | 100
133363 | 1 | 1 | States | Champlin | Taylor Barrett | TRUE | 2026-05-18T00:00:00 | 2026-07-27T00:00:00 | 2026-07-27T00:00:00 | 45 | 0 | 45 | 370 | 58830 | 55316-3157 | USA | N30 | 95 | DIGI-KEY ELECTRONICS | 56701-0250 | CP10.241 | Power Supply Supply, 240W, 100-240VAC 1PH, 24-28VDC, 10-8.6A | PUR | Power Supply Supply, 240W, 100-240VAC 1PH, 24-28VDC, 10-8.6A | EA | EA |  | TRUE |  | P | PPD | 100
134082 | 1 | 1 | States | Dayton | Taylor Barrett | TRUE | 2026-06-15T00:00:00 | 2026-09-14T00:00:00 | 2026-09-14T00:00:00 | 5 | 0 | 5 | 51.13 | 255.65 | 55369-6417 | USA | N30 | 95 | DIGI-KEY ELECTRONICS | 56701-0250 | LPH15P99-BWHR | Fan | PUR | Fan | EA | EA |  | TRUE |  | P | PPD | DAYTON
133171 | 1 | 4 | States | Champlin | Taylor Barrett | TRUE | 2026-05-11T00:00:00 | 2026-10-13T00:00:00 | 2026-10-13T00:00:00 | 200 | 0 | 200 | 52.4747 | 52474.7 | 55316-3157 | USA | N30 | 95 | DIGI-KEY ELECTRONICS | 56701-0250 | FNQ-R-1 | FUSE - CLASS CC | PUR | FUSE - CLASS CC | EA | EA |  | TRUE |  | P | PPD | 100
133171 | 2 | 2 | States | Champlin | Taylor Barrett | TRUE | 2026-05-11T00:00:00 | 2026-08-18T00:00:00 | 2026-08-18T00:00:00 | 100 | 0 | 100 | 59.1606 | 23664.24 | 55316-3157 | USA | N30 | 95 | DIGI-KEY ELECTRONICS | 56701-0250 | FNQ-R-10 | FUSE - CLASS CC | PUR | FUSE - CLASS CC | EA | EA |  | TRUE |  | P | PPD | 100
133171 | 1 | 2 | States | Champlin | Taylor Barrett | TRUE | 2026-05-11T00:00:00 | 2026-08-18T00:00:00 | 2026-08-18T00:00:00 | 300 | 0 | 300 | 52.4747 | 52474.7 | 55316-3157 | USA | N30 | 95 | DIGI-KEY ELECTRONICS | 56701-0250 | FNQ-R-1 | FUSE - CLASS CC | PUR | FUSE - CLASS CC | EA | EA |  | TRUE |  | P | PPD | 100
133171 | 1 | 3 | States | Champlin | Taylor Barrett | TRUE | 2026-05-11T00:00:00 | 2026-09-15T00:00:00 | 2026-09-15T00:00:00 | 200 | 0 | 200 | 52.4747 | 52474.7 | 55316-3157 | USA | N30 | 95 | DIGI-KEY ELECTRONICS | 56701-0250 | FNQ-R-1 | FUSE - CLASS CC | PUR | FUSE - CLASS CC | EA | EA |  | TRUE |  | P | PPD | 100
133171 | 2 | 3 | States | Champlin | Taylor Barrett | TRUE | 2026-05-11T00:00:00 | 2026-09-17T00:00:00 | 2026-09-17T00:00:00 | 100 | 0 | 100 | 59.1606 | 23664.24 | 55316-3157 | USA | N30 | 95 | DIGI-KEY ELECTRONICS | 56701-0250 | FNQ-R-10 | FUSE - CLASS CC | PUR | FUSE - CLASS CC | EA | EA |  | TRUE |  | P | PPD | 100
133171 | 2 | 4 | States | Champlin | Taylor Barrett | TRUE | 2026-05-11T00:00:00 | 2026-10-12T00:00:00 | 2026-10-12T00:00:00 | 100 | 0 | 100 | 59.1606 | 23664.24 | 55316-3157 | USA | N30 | 95 | DIGI-KEY ELECTRONICS | 56701-0250 | FNQ-R-10 | FUSE - CLASS CC | PUR | FUSE - CLASS CC | EA | EA |  | TRUE |  | P | PPD | 100
133171 | 3 | 2 | States | Champlin | Taylor Barrett | TRUE | 2026-05-11T00:00:00 | 2026-08-11T00:00:00 | 2026-08-11T00:00:00 | 100 | 0 | 100 | 53.5497 | 16064.91 | 55316-3157 | USA | N30 | 95 | DIGI-KEY ELECTRONICS | 56701-0250 | FNQ-R-2 | FUSE - CLASS CC | PUR | FUSE - CLASS CC | EA | EA |  | TRUE |  | P | PPD | 100
133171 | 3 | 3 | States | Champlin | Taylor Barrett | TRUE | 2026-05-11T00:00:00 | 2026-09-10T00:00:00 | 2026-09-10T00:00:00 | 100 | 0 | 100 | 53.5497 | 16064.91 | 55316-3157 | USA | N30 | 95 | DIGI-KEY ELECTRONICS | 56701-0250 | FNQ-R-2 | FUSE - CLASS CC | PUR | FUSE - CLASS CC | EA | EA |  | TRUE |  | P | PPD | 100
131993 | 1 | 6 | States | Champlin | Taylor Barrett | TRUE | 2026-03-24T00:00:00 | 2026-08-26T00:00:00 | 2026-08-26T00:00:00 | 75 | 0 | 75 | 55.8789 | 24139.68 | 55316-3157 | USA | N30 | 95 | DIGI-KEY ELECTRONICS | 56701-0250 | FNQ-R-10 | FUSE - CLASS CC | PUR | FUSE - CLASS CC | EA | EA |  | TRUE |  | P | PPD | 100
131993 | 1 | 5 | States | Champlin | Taylor Barrett | TRUE | 2026-03-24T00:00:00 | 2026-07-22T00:00:00 | 2026-07-22T00:00:00 | 88 | 0 | 88 | 55.8789 | 24139.68 | 55316-3157 | USA | N30 | 95 | DIGI-KEY ELECTRONICS | 56701-0250 | FNQ-R-10 | FUSE - CLASS CC | PUR | FUSE - CLASS CC | EA | EA |  | TRUE |  | P | PPD | 100
134139 | 3 | 1 | States | Champlin | Taylor Barrett | TRUE | 2026-06-16T00:00:00 | 2026-08-10T00:00:00 | 2026-08-10T00:00:00 | 1000 | 0 | 1000 | 0.57 | 570 | 55316-3157 | USA | N30 | 95 | DIGI-KEY ELECTRONICS | 56701-0250 | 3030161 | FBS 2-5: Plug-In Bridge, Number Of Positions: 2 - Color: Red - Phoenix Contact | PUR | FBS 2-5: Plug-In Bridge, Number Of Positions: 2 - Color: Red - Phoenix Contact | EA | EA |  | TRUE |  | P | PPD | 100
134778 | 6 | 1 | States | Champlin | Taylor Barrett | TRUE | 2026-07-15T00:00:00 | 2026-07-27T00:00:00 | 2026-07-27T00:00:00 | 100 | 0 | 100 | 60.4881 | 6048.81 | 55316-3157 | USA | N30 | 95 | DIGI-KEY ELECTRONICS | 56701-0250 | FNQ-R-4 | FUSE - CLASS CC | PUR | FUSE - CLASS CC | EA | EA |  | TRUE |  | P | PPD | 100
134778 | 5 | 2 | States | Champlin | Taylor Barrett | TRUE | 2026-07-15T00:00:00 | 2026-07-27T00:00:00 | 2026-07-27T00:00:00 | 130 | 0 | 130 | 53.5497 | 12316.43 | 55316-3157 | USA | N30 | 95 | DIGI-KEY ELECTRONICS | 56701-0250 | FNQ-R-2 | FUSE - CLASS CC | PUR | FUSE - CLASS CC | EA | EA |  | TRUE |  | P | PPD | 100
134778 | 5 | 1 | States | Champlin | Taylor Barrett | TRUE | 2026-07-15T00:00:00 | 2026-08-31T00:00:00 | 2026-08-31T00:00:00 | 100 | 0 | 100 | 53.5497 | 12316.43 | 55316-3157 | USA | N30 | 95 | DIGI-KEY ELECTRONICS | 56701-0250 | FNQ-R-2 | FUSE - CLASS CC | PUR | FUSE - CLASS CC | EA | EA |  | TRUE |  | P | PPD | 100
134778 | 4 | 2 | States | Champlin | Taylor Barrett | TRUE | 2026-07-15T00:00:00 | 2026-09-24T00:00:00 | 2026-09-24T00:00:00 | 375 | 0 | 375 | 56.98 | 27065.5 | 55316-3157 | USA | N30 | 95 | DIGI-KEY ELECTRONICS | 56701-0250 | FNQ-R-1 | FUSE - CLASS CC | PUR | FUSE - CLASS CC | EA | EA |  | TRUE |  | P | PPD | 100
134778 | 4 | 1 | States | Champlin | Taylor Barrett | TRUE | 2026-07-15T00:00:00 | 2026-09-24T00:00:00 | 2026-09-24T00:00:00 | 100 | 0 | 100 | 56.98 | 27065.5 | 55316-3157 | USA | N30 | 95 | DIGI-KEY ELECTRONICS | 56701-0250 | FNQ-R-1 | FUSE - CLASS CC | PUR | FUSE - CLASS CC | EA | EA |  | TRUE |  | P | PPD | 100
134778 | 3 | 2 | States | Champlin | Taylor Barrett | TRUE | 2026-07-15T00:00:00 | 2026-07-29T00:00:00 | 2026-07-29T00:00:00 | 20 | 0 | 20 | 270 | 8100 | 55316-3157 | USA | N30 | 95 | DIGI-KEY ELECTRONICS | 56701-0250 | CP5-241 | POWER SUPPLY, 120W, 100-120 / 200-240VAC 1PH, 24-28VDC, 5-4.3A | PUR | POWER SUPPLY, 120W, 100-120 / 200-240VAC 1PH, 24-28VDC, 5-4.3A | EA | EA |  | TRUE |  | P | PPD | 100
134778 | 3 | 1 | States | Champlin | Taylor Barrett | TRUE | 2026-07-15T00:00:00 | 2026-07-29T00:00:00 | 2026-07-29T00:00:00 | 10 | 0 | 10 | 270 | 8100 | 55316-3157 | USA | N30 | 95 | DIGI-KEY ELECTRONICS | 56701-0250 | CP5-241 | POWER SUPPLY, 120W, 100-120 / 200-240VAC 1PH, 24-28VDC, 5-4.3A | PUR | POWER SUPPLY, 120W, 100-120 / 200-240VAC 1PH, 24-28VDC, 5-4.3A | EA | EA |  | TRUE |  | P | PPD | 100
134778 | 2 | 1 | States | Champlin | Taylor Barrett | TRUE | 2026-07-15T00:00:00 | 2026-07-22T00:00:00 | 2026-07-22T00:00:00 | 7 | 0 | 7 | 71.888 | 503.22 | 55316-3157 | USA | N30 | 95 | DIGI-KEY ELECTRONICS | 56701-0250 | 5SJ4111-7HG42 | 5A 1-Pole Miniature circuit breaker, 480Y/277VAC, 60/125VDC, UL489, C-curve | PUR | 5A 1-Pole Miniature circuit breaker, 480Y/277VAC, 60/125VDC, UL489, C-curve | EA | EA |  | TRUE |  | P | PPD | 100
134778 | 1 | 1 | States | Champlin | Taylor Barrett | TRUE | 2026-07-15T00:00:00 | 2026-07-22T00:00:00 | 2026-07-22T00:00:00 | 2 | 0 | 2 | 86.68 | 173.36 | 55316-3157 | USA | N30 | 95 | DIGI-KEY ELECTRONICS | 56701-0250 | 5SJ4110-7HG42 | 10A 1-POLE (10kA), C, According to UL 489-277V SIEMENS CIRCUIT BREAKER | PUR | 10A 1-POLE (10kA), C, According to UL 489-277V SIEMENS CIRCUIT BREAKER | EA | EA |  | TRUE |  | P | PPD | 100
134418 | 3 | 2 | States | Dayton | Taylor Barrett | TRUE | 2026-06-29T00:00:00 | 2026-08-28T00:00:00 |  | 16 | 0 | 16 | 70.292 | 1968.18 | 55369-6417 | USA | N30 | 95 | DIGI-KEY ELECTRONICS | 56701-0250 | FNQ-R-2 | FUSE - CLASS CC | PUR | FUSE - CLASS CC | EA | EA |  | FALSE |  | P | PPD | DAYTON
134418 | 3 | 1 | States | Dayton | Taylor Barrett | TRUE | 2026-06-29T00:00:00 | 2026-08-14T00:00:00 |  | 12 | 0 | 12 | 70.292 | 1968.18 | 55369-6417 | USA | N30 | 95 | DIGI-KEY ELECTRONICS | 56701-0250 | FNQ-R-2 | FUSE - CLASS CC | PUR | FUSE - CLASS CC | EA | EA |  | FALSE |  | P | PPD | DAYTON
134418 | 2 | 2 | States | Dayton | Taylor Barrett | TRUE | 2026-06-29T00:00:00 | 2026-08-28T00:00:00 |  | 48 | 0 | 48 | 56.98 | 6666.66 | 55369-6417 | USA | N30 | 95 | DIGI-KEY ELECTRONICS | 56701-0250 | FNQ-R-1 | FUSE - CLASS CC | PUR | FUSE - CLASS CC | EA | EA |  | FALSE |  | P | PPD | DAYTON
134418 | 2 | 1 | States | Dayton | Taylor Barrett | TRUE | 2026-06-29T00:00:00 | 2026-08-14T00:00:00 |  | 69 | 0 | 69 | 56.98 | 6666.66 | 55369-6417 | USA | N30 | 95 | DIGI-KEY ELECTRONICS | 56701-0250 | FNQ-R-1 | FUSE - CLASS CC | PUR | FUSE - CLASS CC | EA | EA |  | FALSE |  | P | PPD | DAYTON
134418 | 1 | 2 | States | Dayton | Taylor Barrett | TRUE | 2026-06-29T00:00:00 | 2026-08-28T00:00:00 |  | 8 | 0 | 8 | 270 | 5400 | 55369-6417 | USA | N30 | 95 | DIGI-KEY ELECTRONICS | 56701-0250 | CP5-241 | POWER SUPPLY, 120W, 100-120 / 200-240VAC 1PH, 24-28VDC, 5-4.3A | PUR | POWER SUPPLY, 120W, 100-120 / 200-240VAC 1PH, 24-28VDC, 5-4.3A | EA | EA |  | FALSE |  | P | PPD | DAYTON
134418 | 1 | 1 | States | Dayton | Taylor Barrett | TRUE | 2026-06-29T00:00:00 | 2026-08-14T00:00:00 |  | 12 | 0 | 12 | 270 | 5400 | 55369-6417 | USA | N30 | 95 | DIGI-KEY ELECTRONICS | 56701-0250 | CP5-241 | POWER SUPPLY, 120W, 100-120 / 200-240VAC 1PH, 24-28VDC, 5-4.3A | PUR | POWER SUPPLY, 120W, 100-120 / 200-240VAC 1PH, 24-28VDC, 5-4.3A | EA | EA |  | FALSE |  | P | PPD | DAYTON
133433 | 2 | 2 | States | Champlin | Taylor Barrett | TRUE | 2026-05-20T00:00:00 | 2026-07-13T00:00:00 | 2026-07-13T00:00:00 | 685 | 0 | 685 | 52.4747 | 63494.39 | 55316-3157 | USA | N30 | 95 | DIGI-KEY ELECTRONICS | 56701-0250 | FNQ-R-1 | FUSE - CLASS CC | PUR | FUSE - CLASS CC | EA | EA |  | TRUE |  | P | PPD | 100
133433 | 3 | 1 | States | Champlin | Taylor Barrett | TRUE | 2026-05-20T00:00:00 | 2026-07-13T00:00:00 | 2026-07-13T00:00:00 | 245 | 0 | 245 | 53.5497 | 13119.68 | 55316-3157 | USA | N30 | 95 | DIGI-KEY ELECTRONICS | 56701-0250 | FNQ-R-2 | FUSE - CLASS CC | PUR | FUSE - CLASS CC | EA | EA |  | TRUE |  | P | PPD | 100
131976 | 2 | 5 | States | Champlin | Taylor Barrett | TRUE | 2026-03-23T00:00:00 | 2026-07-27T00:00:00 | 2026-07-27T00:00:00 | 16 | 0 | 16 | 200 | 16000 | 55316-3157 | USA | N30 | 95 | DIGI-KEY ELECTRONICS | 56701-0250 | YR40-242 | REDUNDANCY MODULE, 24-28VDC, 40A, DUAL INPUT | PUR | REDUNDANCY MODULE, 24-28VDC, 40A, DUAL INPUT | EA | EA |  | TRUE |  | P | PPD | 100
131976 | 2 | 6 | States | Champlin | Taylor Barrett | TRUE | 2026-03-23T00:00:00 | 2026-08-31T00:00:00 | 2026-08-31T00:00:00 | 15 | 0 | 15 | 200 | 16000 | 55316-3157 | USA | N30 | 95 | DIGI-KEY ELECTRONICS | 56701-0250 | YR40-242 | REDUNDANCY MODULE, 24-28VDC, 40A, DUAL INPUT | PUR | REDUNDANCY MODULE, 24-28VDC, 40A, DUAL INPUT | EA | EA |  | TRUE |  | P | PPD | 100
131976 | 1 | 6 | States | Champlin | Taylor Barrett | TRUE | 2026-03-23T00:00:00 | 2026-07-27T00:00:00 | 2026-07-27T00:00:00 | 15 | 0 | 15 | 820 | 65600 | 55316-3157 | USA | N30 | 95 | DIGI-KEY ELECTRONICS | 56701-0250 | UB20.241 | DC-UPS CONTROLLER, 24VDC, 20A, FOR 3.9-150AH BATTERY | PUR | DC-UPS CONTROLLER, 24VDC, 20A, FOR 3.9-150AH BATTERY | EA | EA |  | TRUE |  | P | PPD | 100
131976 | 1 | 5 | States | Champlin | Taylor Barrett | TRUE | 2026-03-23T00:00:00 | 2026-07-27T00:00:00 | 2026-07-27T00:00:00 | 16 | 0 | 16 | 820 | 65600 | 55316-3157 | USA | N30 | 95 | DIGI-KEY ELECTRONICS | 56701-0250 | UB20.241 | DC-UPS CONTROLLER, 24VDC, 20A, FOR 3.9-150AH BATTERY | PUR | DC-UPS CONTROLLER, 24VDC, 20A, FOR 3.9-150AH BATTERY | EA | EA |  | TRUE |  | P | PPD | 100
133195 | 1 | 1 | States | Champlin | Taylor Barrett | TRUE | 2026-05-12T00:00:00 | 2026-07-31T00:00:00 | 2026-07-31T00:00:00 | 59 | 0 | 59 | 35.8 | 2112.2 | 55316-3157 | USA | N30 | 95 | DIGI-KEY ELECTRONICS | 56701-0250 | N063-008-ENC | Patch Panel: 8 Ports, Flat, 5/5e/6/6A, Grounding Wire, Metal/Plastic | PUR | Patch Panel: 8 Ports, Flat, 5/5e/6/6A, Grounding Wire, Metal/Plastic | EA | EA |  | TRUE |  | P | PPD | 100
133490 | 8 | 1 | States | Dayton | Robert Boulka | TRUE | 2026-05-21T00:00:00 | 2026-09-14T00:00:00 | 2026-09-14T00:00:00 | 4 | 0 | 4 | 1.135 | 4.54 | 55369-6417 | USA | D99 | 102 | TWIN CITY HARDWARE CO | 55128-6205 | 406750 | Key Blank "C" 5 PIN 35-100C | PUR | Key Blank "C" 5 PIN 35-100C | EA | EA |  | TRUE |  | P | PPD | DAYTON
133490 | 7 | 1 | States | Dayton | Robert Boulka | TRUE | 2026-05-21T00:00:00 | 2026-09-14T00:00:00 | 2026-09-14T00:00:00 | 4 | 0 | 4 | 85.05 | 340.2 | 55369-6417 | USA | D99 | 102 | TWIN CITY HARDWARE CO | 55128-6205 | 362412 | USE PN 362502 - SL11-83"-geared hinge | PUR | USE PN 362502 - SL11-83"-geared hinge | FT | FT |  | TRUE |  | P | PPD | DAYTON
133490 | 6 | 1 | States | Dayton | Robert Boulka | TRUE | 2026-05-21T00:00:00 | 2026-09-14T00:00:00 | 2026-09-14T00:00:00 | 4 | 0 | 4 | 1 | 4 | 55369-6417 | USA | D99 | 102 | TWIN CITY HARDWARE CO | 55128-6205 | 281009 | Labor Key Cut-(No Blank/Labor Only) (PIN# 36735) | PUR | Labor Key Cut-(No Blank/Labor Only) (PIN# 36735) | EA | EA |  | TRUE |  | P | PPD | DAYTON
133490 | 5 | 1 | States | Dayton | Robert Boulka | TRUE | 2026-05-21T00:00:00 | 2026-09-14T00:00:00 | 2026-09-14T00:00:00 | 4 | 0 | 4 | 3.98 | 15.92 | 55369-6417 | USA | D99 | 102 | TWIN CITY HARDWARE CO | 55128-6205 | 281000 | Labor Key Alike | PUR | Labor Key Alike | EA | EA |  | TRUE |  | P | PPD | DAYTON
133490 | 4 | 1 | States | Dayton | Robert Boulka | TRUE | 2026-05-21T00:00:00 | 2026-09-14T00:00:00 | 2026-09-14T00:00:00 | 4 | 0 | 4 | 164.5225 | 658.09 | 55369-6417 | USA | D99 | 102 | TWIN CITY HARDWARE CO | 55128-6205 | 206572_ | LE-08-2-US32D entry lever trim w/keyway | PUR | LE-08-2-US32D entry lever trim w/keyway | EA | EA |  | TRUE |  | P | PPD | DAYTON
133490 | 3 | 1 | States | Dayton | Robert Boulka | TRUE | 2026-05-21T00:00:00 | 2026-09-14T00:00:00 | 2026-09-14T00:00:00 | 4 | 0 | 4 | 183.445 | 733.78 | 55369-6417 | USA | D99 | 102 | TWIN CITY HARDWARE CO | 55128-6205 | 206570_ | 2000R-AL 33" rim device | PUR | 2000R-AL 33" rim device | EA | EA |  | TRUE |  | P | PPD | DAYTON
133490 | 2 | 1 | States | Dayton | Robert Boulka | TRUE | 2026-05-21T00:00:00 | 2026-09-14T00:00:00 | 2026-09-14T00:00:00 | 4 | 0 | 4 | 87 | 348 | 55369-6417 | USA | D99 | 102 | TWIN CITY HARDWARE CO | 55128-6205 | 206543_ | 316/116 HEAVY DUTY HOLD OPEN ARM | PUR | 316/116 HEAVY DUTY HOLD OPEN ARM | EA | EA |  | TRUE |  | P | PPD | DAYTON
133490 | 1 | 1 | States | Dayton | Robert Boulka | TRUE | 2026-05-21T00:00:00 | 2026-09-14T00:00:00 | 2026-09-14T00:00:00 | 4 | 0 | 4 | 117.17 | 468.68 | 55369-6417 | USA | D99 | 102 | TWIN CITY HARDWARE CO | 55128-6205 | 206534_ | 316 Door closer w/pa brkt | PUR | 316 Door closer w/pa brkt | EA | EA |  | TRUE |  | P | PPD | DAYTON
132086 | 1 | 3 | States | Dayton | Robert Boulka | TRUE | 2026-03-27T00:00:00 | 2026-11-13T00:00:00 |  | 3 | 0 | 3 | 86.05 | 688.4 | 55369-6417 | USA | D99 | 102 | TWIN CITY HARDWARE CO | 55128-6205 | 362502 | SL11-83"-Geared hinge | PUR | SL11-83"-Geared hinge | EA | EA |  | FALSE |  | P | PPD | DAYTON
132086 | 1 | 2 | States | Dayton | Robert Boulka | TRUE | 2026-03-27T00:00:00 | 2026-07-10T00:00:00 |  | 3 | 0 | 3 | 86.05 | 688.4 | 55369-6417 | USA | D99 | 102 | TWIN CITY HARDWARE CO | 55128-6205 | 362502 | SL11-83"-Geared hinge | PUR | SL11-83"-Geared hinge | EA | EA |  | FALSE |  | P | PPD | DAYTON
134071 | 8 | 1 | States | Dayton | Robert Boulka | TRUE | 2026-06-15T00:00:00 | 2026-09-01T00:00:00 |  | 4 | 0 | 4 | 1.135 | 4.54 | 55369-6417 | USA | D99 | 102 | TWIN CITY HARDWARE CO | 55128-6205 | 406750 | Key Blank "C" 5 PIN 35-100C | PUR | Key Blank "C" 5 PIN 35-100C | EA | EA |  | TRUE |  | P | PPD | DAYTON
134071 | 7 | 1 | States | Dayton | Robert Boulka | TRUE | 2026-06-15T00:00:00 | 2026-09-01T00:00:00 |  | 4 | 0 | 4 | 85.05 | 340.2 | 55369-6417 | USA | D99 | 102 | TWIN CITY HARDWARE CO | 55128-6205 | 362412 | USE PN 362502 - SL11-83"-geared hinge | PUR | USE PN 362502 - SL11-83"-geared hinge | FT | FT |  | TRUE |  | P | PPD | DAYTON
134071 | 6 | 1 | States | Dayton | Robert Boulka | TRUE | 2026-06-15T00:00:00 | 2026-09-01T00:00:00 |  | 4 | 0 | 4 | 1 | 4 | 55369-6417 | USA | D99 | 102 | TWIN CITY HARDWARE CO | 55128-6205 | 281009 | Labor Key Cut-(No Blank/Labor Only) (PIN# 36735) | PUR | Labor Key Cut-(No Blank/Labor Only) (PIN# 36735) | EA | EA |  | TRUE |  | P | PPD | DAYTON
134071 | 5 | 1 | States | Dayton | Robert Boulka | TRUE | 2026-06-15T00:00:00 | 2026-09-01T00:00:00 |  | 4 | 0 | 4 | 3.98 | 15.92 | 55369-6417 | USA | D99 | 102 | TWIN CITY HARDWARE CO | 55128-6205 | 281000 | Labor Key Alike | PUR | Labor Key Alike | EA | EA |  | TRUE |  | P | PPD | DAYTON
134071 | 4 | 1 | States | Dayton | Robert Boulka | TRUE | 2026-06-15T00:00:00 | 2026-09-01T00:00:00 |  | 4 | 0 | 4 | 164.5225 | 658.09 | 55369-6417 | USA | D99 | 102 | TWIN CITY HARDWARE CO | 55128-6205 | 206572_ | LE-08-2-US32D entry lever trim w/keyway | PUR | LE-08-2-US32D entry lever trim w/keyway | EA | EA |  | TRUE |  | P | PPD | DAYTON
134071 | 3 | 1 | States | Dayton | Robert Boulka | TRUE | 2026-06-15T00:00:00 | 2026-09-01T00:00:00 |  | 4 | 0 | 4 | 183.445 | 733.78 | 55369-6417 | USA | D99 | 102 | TWIN CITY HARDWARE CO | 55128-6205 | 206570_ | 2000R-AL 33" rim device | PUR | 2000R-AL 33" rim device | EA | EA |  | TRUE |  | P | PPD | DAYTON
134071 | 2 | 1 | States | Dayton | Robert Boulka | TRUE | 2026-06-15T00:00:00 | 2026-09-01T00:00:00 |  | 4 | 0 | 4 | 87 | 348 | 55369-6417 | USA | D99 | 102 | TWIN CITY HARDWARE CO | 55128-6205 | 206543_ | 316/116 HEAVY DUTY HOLD OPEN ARM | PUR | 316/116 HEAVY DUTY HOLD OPEN ARM | EA | EA |  | TRUE |  | P | PPD | DAYTON
134071 | 1 | 1 | States | Dayton | Robert Boulka | TRUE | 2026-06-15T00:00:00 | 2026-09-01T00:00:00 |  | 4 | 0 | 4 | 117.17 | 468.68 | 55369-6417 | USA | D99 | 102 | TWIN CITY HARDWARE CO | 55128-6205 | 206534_ | 316 Door closer w/pa brkt | PUR | 316 Door closer w/pa brkt | EA | EA |  | TRUE |  | P | PPD | DAYTON
134207 | 1 | 1 | States | Dayton | Robert Boulka | TRUE | 2026-06-18T00:00:00 | 2026-09-24T00:00:00 | 2026-09-24T00:00:00 | 2 | 0 | 2 | 117.17 | 234.34 | 55369-6417 | USA | D99 | 102 | TWIN CITY HARDWARE CO | 55128-6205 | 206534_ | 316 Door closer w/pa brkt | PUR | 316 Door closer w/pa brkt | EA | EA |  | TRUE |  | P | PPD | DAYTON
134207 | 2 | 1 | States | Dayton | Robert Boulka | TRUE | 2026-06-18T00:00:00 | 2026-09-24T00:00:00 | 2026-09-24T00:00:00 | 2 | 0 | 2 | 87 | 174 | 55369-6417 | USA | D99 | 102 | TWIN CITY HARDWARE CO | 55128-6205 | 206543_ | 316/116 HEAVY DUTY HOLD OPEN ARM | PUR | 316/116 HEAVY DUTY HOLD OPEN ARM | EA | EA |  | TRUE |  | P | PPD | DAYTON
134207 | 3 | 1 | States | Dayton | Robert Boulka | TRUE | 2026-06-18T00:00:00 | 2026-09-24T00:00:00 | 2026-09-24T00:00:00 | 2 | 0 | 2 | 183.445 | 366.89 | 55369-6417 | USA | D99 | 102 | TWIN CITY HARDWARE CO | 55128-6205 | 206570_ | 2000R-AL 33" rim device | PUR | 2000R-AL 33" rim device | EA | EA |  | TRUE |  | P | PPD | DAYTON
134207 | 4 | 1 | States | Dayton | Robert Boulka | TRUE | 2026-06-18T00:00:00 | 2026-09-24T00:00:00 | 2026-09-24T00:00:00 | 2 | 0 | 2 | 164.5225 | 329.05 | 55369-6417 | USA | D99 | 102 | TWIN CITY HARDWARE CO | 55128-6205 | 206572_ | LE-08-2-US32D entry lever trim w/keyway | PUR | LE-08-2-US32D entry lever trim w/keyway | EA | EA |  | TRUE |  | P | PPD | DAYTON
134207 | 5 | 1 | States | Dayton | Robert Boulka | TRUE | 2026-06-18T00:00:00 | 2026-09-24T00:00:00 | 2026-09-24T00:00:00 | 2 | 0 | 2 | 3.98 | 7.96 | 55369-6417 | USA | D99 | 102 | TWIN CITY HARDWARE CO | 55128-6205 | 281000 | Labor Key Alike | PUR | Labor Key Alike | EA | EA |  | TRUE |  | P | PPD | DAYTON
134207 | 6 | 1 | States | Dayton | Robert Boulka | TRUE | 2026-06-18T00:00:00 | 2026-09-24T00:00:00 | 2026-09-24T00:00:00 | 2 | 0 | 2 | 1 | 2 | 55369-6417 | USA | D99 | 102 | TWIN CITY HARDWARE CO | 55128-6205 | 281009 | Labor Key Cut-(No Blank/Labor Only) (PIN# 36735) | PUR | Labor Key Cut-(No Blank/Labor Only) (PIN# 36735) | EA | EA |  | TRUE |  | P | PPD | DAYTON
134207 | 7 | 1 | States | Dayton | Robert Boulka | TRUE | 2026-06-18T00:00:00 | 2026-09-24T00:00:00 | 2026-09-24T00:00:00 | 2 | 0 | 2 | 85.05 | 170.1 | 55369-6417 | USA | D99 | 102 | TWIN CITY HARDWARE CO | 55128-6205 | 362412 | USE PN 362502 - SL11-83"-geared hinge | PUR | USE PN 362502 - SL11-83"-geared hinge | FT | FT |  | TRUE |  | P | PPD | DAYTON
134207 | 8 | 1 | States | Dayton | Robert Boulka | TRUE | 2026-06-18T00:00:00 | 2026-09-24T00:00:00 | 2026-09-24T00:00:00 | 2 | 0 | 2 | 1.135 | 2.27 | 55369-6417 | USA | D99 | 102 | TWIN CITY HARDWARE CO | 55128-6205 | 406750 | Key Blank "C" 5 PIN 35-100C | PUR | Key Blank "C" 5 PIN 35-100C | EA | EA |  | TRUE |  | P | PPD | DAYTON
132184 | 2 | 3 | States | Dayton | Andrew Olson | TRUE | 2026-04-01T00:00:00 | 2027-02-16T00:00:00 | 2027-02-15T00:00:00 | 68 | 0 | 68 | 152.34 | 23155.68 | 55369-6417 | USA | N30 | 109 | RS AMERICAS INC | 75284-1811 | PT156 | Fuse clips, for CPT | PUR | Fuse clips, for CPT | EA | EA |  | TRUE |  | P | PPD | DAYTON
132184 | 2 | 2 | States | Dayton | Andrew Olson | TRUE | 2026-04-01T00:00:00 | 2026-08-05T00:00:00 | 2026-07-07T00:00:00 | 16 | 0 | 16 | 152.34 | 23155.68 | 55369-6417 | USA | N30 | 109 | RS AMERICAS INC | 75284-1811 | PT156 | Fuse clips, for CPT | PUR | Fuse clips, for CPT | EA | EA |  | TRUE |  | P | PPD | DAYTON
132184 | 1 | 2 | States | Dayton | Andrew Olson | TRUE | 2026-04-01T00:00:00 | 2026-12-15T00:00:00 | 2026-07-07T00:00:00 | 71 | 0 | 71 | 926.55 | 140835.6 | 55369-6417 | USA | N30 | 109 | RS AMERICAS INC | 75284-1811 | 38CAVH1E | Fuse, 1E, for CPT | PUR | Fuse, 1E, for CPT | EA | EA |  | TRUE |  | P | PPD | DAYTON
132184 | 1 | 1 | States | Dayton | Andrew Olson | TRUE | 2026-04-01T00:00:00 | 2026-08-31T00:00:00 | 2026-06-30T00:00:00 | 81 | 3 | 78 | 926.55 | 140835.6 | 55369-6417 | USA | N30 | 109 | RS AMERICAS INC | 75284-1811 | 38CAVH1E | Fuse, 1E, for CPT | PUR | Fuse, 1E, for CPT | EA | EA |  | TRUE |  | P | PPD | DAYTON
132577 | 2 | 1 | States | Dayton | Andrew Olson | TRUE | 2026-04-17T00:00:00 | 2026-12-22T00:00:00 | 2026-12-22T00:00:00 | 1 | 0 | 1 | 41.27 | 41.27 | 55369-6417 | USA | N30 | 109 | RS AMERICAS INC | 75284-1811 | SC628ANR | Alarm Horn: 24VDC, sonalert | PUR | Alarm Horn: 24VDC, sonalert | EA | EA |  | TRUE |  | P | PPD | Dayton
133735 | 3 | 1 | States | Champlin | Andrew Olson | TRUE | 2026-05-29T00:00:00 | 2026-10-01T00:00:00 | 2026-10-01T00:00:00 | 18 | 0 | 18 | 41.27 | 742.86 | 55316-3157 | USA | N30 | 109 | RS AMERICAS INC | 75284-1811 | SC628ANR | Alarm Horn: 24VDC, sonalert | PUR | Alarm Horn: 24VDC, sonalert | EA | EA |  | TRUE |  | P | PPD | 100
133735 | 2 | 1 | States | Champlin | Andrew Olson | TRUE | 2026-05-29T00:00:00 | 2026-08-31T00:00:00 | 2026-08-31T00:00:00 | 200 | 0 | 200 | 10.42 | 2084 | 55316-3157 | USA | N30 | 109 | RS AMERICAS INC | 75284-1811 | IN-CAT6-COUPLER-U1 | RJ45 Coupler | PUR | RJ45 Coupler | EA | EA |  | TRUE |  | P | PPD | 100
134235 | 1 | 1 | States | Champlin | Andrew Olson | TRUE | 2026-06-19T00:00:00 | 2026-10-12T00:00:00 | 2026-10-12T00:00:00 | 1000 | 0 | 1000 | 10.42 | 10420 | 55316-3157 | USA | N30 | 109 | RS AMERICAS INC | 75284-1811 | IN-CAT6-COUPLER-U1 | RJ45 Coupler | PUR | RJ45 Coupler | EA | EA |  | TRUE |  | P | PPD | 100
131661 | 1 | 1 | States | Champlin | Andrew Olson | TRUE | 2026-03-09T00:00:00 | 2026-07-20T00:00:00 | 2026-07-20T00:00:00 | 315 | 0 | 315 | 15.63 | 4923.45 | 55316-3157 | USA | N30 | 109 | RS AMERICAS INC | 75284-1811 | KA29U | (1) #6 AWG - 250 KCMIL, AL/CU MECHANICAL LUG | PUR | (1) #6 AWG - 250 KCMIL, AL/CU MECHANICAL LUG | EA | EA |  | TRUE |  | P | PPD | 100
132678 | 1 | 1 | States | Champlin | Andrew Olson | TRUE | 2026-04-22T00:00:00 | 2026-07-31T00:00:00 | 2026-07-31T00:00:00 | 141 | 0 | 141 | 10.42 | 1469.22 | 55316-3157 | USA | N30 | 109 | RS AMERICAS INC | 75284-1811 | IN-CAT6-COUPLER-U1 | RJ45 Coupler | PUR | RJ45 Coupler | EA | EA |  | TRUE |  | P | PPD | 100
132453 | 1 | 1 | States | Dayton | Andrew Olson | TRUE | 2026-04-13T00:00:00 | 2026-08-06T00:00:00 | 2026-08-06T00:00:00 | 1 | 0 | 1 | 87.53 | 262.59 | 55369-6417 | USA | N30 | 109 | RS AMERICAS INC | 75284-1811 | 2507AL | Magnetic contact entry alarm | PUR | Magnetic contact entry alarm | EA | EA |  | TRUE |  | P | PPD | DAYTON
133493 | 2 | 5 | States | Champlin | Andrew Olson | TRUE | 2026-05-21T00:00:00 | 2026-10-01T00:00:00 | 2026-10-01T00:00:00 | 7 | 0 | 7 | 41.27 | 2930.17 | 55316-3157 | USA | N30 | 109 | RS AMERICAS INC | 75284-1811 | SC628ANR | Alarm Horn: 24VDC, sonalert | PUR | Alarm Horn: 24VDC, sonalert | EA | EA |  | TRUE |  | P | PPD | 100
133493 | 2 | 4 | States | Champlin | Andrew Olson | TRUE | 2026-05-21T00:00:00 | 2026-10-01T00:00:00 | 2026-10-01T00:00:00 | 18 | 0 | 18 | 41.27 | 2930.17 | 55316-3157 | USA | N30 | 109 | RS AMERICAS INC | 75284-1811 | SC628ANR | Alarm Horn: 24VDC, sonalert | PUR | Alarm Horn: 24VDC, sonalert | EA | EA |  | TRUE |  | P | PPD | 100
133493 | 2 | 3 | States | Champlin | Andrew Olson | TRUE | 2026-05-21T00:00:00 | 2026-09-24T00:00:00 | 2026-09-24T00:00:00 | 26 | 0 | 26 | 41.27 | 2930.17 | 55316-3157 | USA | N30 | 109 | RS AMERICAS INC | 75284-1811 | SC628ANR | Alarm Horn: 24VDC, sonalert | PUR | Alarm Horn: 24VDC, sonalert | EA | EA |  | TRUE |  | P | PPD | 100
133493 | 2 | 2 | States | Champlin | Andrew Olson | TRUE | 2026-05-21T00:00:00 | 2026-09-04T00:00:00 | 2026-09-04T00:00:00 | 8 | 0 | 8 | 41.27 | 2930.17 | 55316-3157 | USA | N30 | 109 | RS AMERICAS INC | 75284-1811 | SC628ANR | Alarm Horn: 24VDC, sonalert | PUR | Alarm Horn: 24VDC, sonalert | EA | EA |  | TRUE |  | P | PPD | 100
133493 | 2 | 1 | States | Champlin | Andrew Olson | TRUE | 2026-05-21T00:00:00 | 2026-08-25T00:00:00 | 2026-08-25T00:00:00 | 12 | 0 | 12 | 41.27 | 2930.17 | 55316-3157 | USA | N30 | 109 | RS AMERICAS INC | 75284-1811 | SC628ANR | Alarm Horn: 24VDC, sonalert | PUR | Alarm Horn: 24VDC, sonalert | EA | EA |  | TRUE |  | P | PPD | 100
133493 | 1 | 1 | States | Champlin | Andrew Olson | TRUE | 2026-05-21T00:00:00 | 2026-07-31T00:00:00 | 2026-07-31T00:00:00 | 191 | 0 | 191 | 10.42 | 8638.18 | 55316-3157 | USA | N30 | 109 | RS AMERICAS INC | 75284-1811 | IN-CAT6-COUPLER-U1 | RJ45 Coupler | PUR | RJ45 Coupler | EA | EA |  | TRUE |  | P | PPD | 100
133493 | 1 | 2 | States | Champlin | Andrew Olson | TRUE | 2026-05-21T00:00:00 | 2026-07-31T00:00:00 | 2026-07-31T00:00:00 | 88 | 0 | 88 | 10.42 | 8638.18 | 55316-3157 | USA | N30 | 109 | RS AMERICAS INC | 75284-1811 | IN-CAT6-COUPLER-U1 | RJ45 Coupler | PUR | RJ45 Coupler | EA | EA |  | TRUE |  | P | PPD | 100
133493 | 1 | 3 | States | Champlin | Andrew Olson | TRUE | 2026-05-21T00:00:00 | 2026-07-31T00:00:00 | 2026-07-31T00:00:00 | 286 | 0 | 286 | 10.42 | 8638.18 | 55316-3157 | USA | N30 | 109 | RS AMERICAS INC | 75284-1811 | IN-CAT6-COUPLER-U1 | RJ45 Coupler | PUR | RJ45 Coupler | EA | EA |  | TRUE |  | P | PPD | 100
133493 | 1 | 4 | States | Champlin | Andrew Olson | TRUE | 2026-05-21T00:00:00 | 2026-08-31T00:00:00 | 2026-08-31T00:00:00 | 198 | 0 | 198 | 10.42 | 8638.18 | 55316-3157 | USA | N30 | 109 | RS AMERICAS INC | 75284-1811 | IN-CAT6-COUPLER-U1 | RJ45 Coupler | PUR | RJ45 Coupler | EA | EA |  | TRUE |  | P | PPD | 100
133493 | 1 | 5 | States | Champlin | Andrew Olson | TRUE | 2026-05-21T00:00:00 | 2026-08-31T00:00:00 | 2026-08-31T00:00:00 | 66 | 0 | 66 | 10.42 | 8638.18 | 55316-3157 | USA | N30 | 109 | RS AMERICAS INC | 75284-1811 | IN-CAT6-COUPLER-U1 | RJ45 Coupler | PUR | RJ45 Coupler | EA | EA |  | TRUE |  | P | PPD | 100
134294 | 1 | 1 | States | Dayton | Andrew Olson | TRUE | 2026-06-23T00:00:00 | 2026-09-14T00:00:00 | 2026-09-14T00:00:00 | 5 | 0 | 5 | 416.93 | 2084.65 | 55369-6417 | USA | N30 | 109 | RS AMERICAS INC | 75284-1811 | MB 3180 | Protocol Gateway Modbus-RTU to Modbus-TCP | PUR | Protocol Gateway Modbus-RTU to Modbus-TCP | EA | EA |  | TRUE |  | P | PPD | DAYTON
131836 | 1 | 5 | States | Dayton | Robert Boulka | TRUE | 2026-03-18T00:00:00 | 2026-07-10T00:00:00 | 2026-07-10T00:00:00 | 3 | 0 | 3 | 130.87 | 1701.31 | 55369-6417 | USA | N30 | 109 | RS AMERICAS INC | 75284-1811 | 2507AL | Magnetic contact entry alarm | PUR | Magnetic contact entry alarm | EA | EA |  | TRUE |  | P | PPD | DAYTON
133351 | 1 | 1 | States | Champlin | Andrew Olson | TRUE | 2026-05-18T00:00:00 | 2026-08-26T00:00:00 | 2026-08-26T00:00:00 | 50 | 0 | 50 | 163.09 | 8154.5 | 55316-3157 | USA | N30 | 109 | RS AMERICAS INC | 75284-1811 | TDR-480-24 | POWER SUPPLY, 480WATT, In: 480V/3PH, Out:24VDC | PUR | POWER SUPPLY, 480WATT, In: 480V/3PH, Out:24VDC | EA | EA |  | TRUE |  | P | PPD | 100
134502 | 1 | 1 | States | Champlin | Andrew Olson | TRUE | 2026-07-02T00:00:00 | 2026-07-31T00:00:00 | 2026-07-31T00:00:00 | 55 | 0 | 55 | 41.27 | 2269.85 | 55316-3157 | USA | N30 | 109 | RS AMERICAS INC | 75284-1811 | SC628ANR | Alarm Horn: 24VDC, sonalert | PUR | Alarm Horn: 24VDC, sonalert | EA | EA |  | TRUE |  | P | PPD | 100
132663 | 1 | 3 | States | Dayton | Andrew Olson | TRUE | 2026-04-22T00:00:00 | 2026-09-24T00:00:00 | 2026-09-24T00:00:00 | 100 | 0 | 100 | 47.38 | 7580.8 | 55369-6417 | USA | N30 | 109 | RS AMERICAS INC | 75284-1811 | KUEP-3D15-125 | Control relay: 125VDC Coil, 1 N.O. contact, 10A @ 150VDC | PUR | Control relay: 125VDC Coil, 1 N.O. contact, 10A @ 150VDC | EA | EA |  | TRUE |  | P | DEL | DAYTON
132663 | 1 | 2 | States | Dayton | Andrew Olson | TRUE | 2026-04-22T00:00:00 | 2026-07-29T00:00:00 | 2026-07-29T00:00:00 | 38 | 0 | 38 | 47.38 | 7580.8 | 55369-6417 | USA | N30 | 109 | RS AMERICAS INC | 75284-1811 | KUEP-3D15-125 | Control relay: 125VDC Coil, 1 N.O. contact, 10A @ 150VDC | PUR | Control relay: 125VDC Coil, 1 N.O. contact, 10A @ 150VDC | EA | EA |  | TRUE |  | P | DEL | DAYTON
133138 | 2 | 1 | States | Champlin | Andrew Olson | TRUE | 2026-05-11T00:00:00 | 2026-07-27T00:00:00 | 2026-07-27T00:00:00 | 140 | 0 | 140 | 11.36 | 2272 | 55316-3157 | USA | N30 | 109 | RS AMERICAS INC | 75284-1811 | RH2B-ULCDC24V | ICE CUBE CONTROL RELAY, SOCKET MOUNT, 24 VDC COIL VOLTAGE, DPDT, 15A CONTACT RATING, 8-PIN, LED INDICATOR(S) | PUR | ICE CUBE CONTROL RELAY, SOCKET MOUNT, 24 VDC COIL VOLTAGE, DPDT, 15A CONTACT RATING, 8-PIN, LED INDICATOR(S) | EA | EA |  | TRUE |  | P | PPD | 100
133138 | 2 | 2 | States | Champlin | Andrew Olson | TRUE | 2026-05-11T00:00:00 | 2026-08-31T00:00:00 | 2026-08-31T00:00:00 | 60 | 0 | 60 | 11.36 | 2272 | 55316-3157 | USA | N30 | 109 | RS AMERICAS INC | 75284-1811 | RH2B-ULCDC24V | ICE CUBE CONTROL RELAY, SOCKET MOUNT, 24 VDC COIL VOLTAGE, DPDT, 15A CONTACT RATING, 8-PIN, LED INDICATOR(S) | PUR | ICE CUBE CONTROL RELAY, SOCKET MOUNT, 24 VDC COIL VOLTAGE, DPDT, 15A CONTACT RATING, 8-PIN, LED INDICATOR(S) | EA | EA |  | TRUE |  | P | PPD | 100
133138 | 3 | 1 | States | Champlin | Andrew Olson | TRUE | 2026-05-11T00:00:00 | 2026-09-15T00:00:00 | 2026-09-15T00:00:00 | 10 | 0 | 10 | 163.09 | 17613.72 | 55316-3157 | USA | N30 | 109 | RS AMERICAS INC | 75284-1811 | TDR-480-24 | POWER SUPPLY, 480WATT, In: 480V/3PH, Out:24VDC | PUR | POWER SUPPLY, 480WATT, In: 480V/3PH, Out:24VDC | EA | EA |  | TRUE |  | P | PPD | 100
133138 | 3 | 2 | States | Champlin | Andrew Olson | TRUE | 2026-05-11T00:00:00 | 2026-09-15T00:00:00 | 2026-09-15T00:00:00 | 12 | 0 | 12 | 163.09 | 17613.72 | 55316-3157 | USA | N30 | 109 | RS AMERICAS INC | 75284-1811 | TDR-480-24 | POWER SUPPLY, 480WATT, In: 480V/3PH, Out:24VDC | PUR | POWER SUPPLY, 480WATT, In: 480V/3PH, Out:24VDC | EA | EA |  | TRUE |  | P | PPD | 100
133138 | 3 | 3 | States | Champlin | Andrew Olson | TRUE | 2026-05-11T00:00:00 | 2026-09-15T00:00:00 | 2026-09-15T00:00:00 | 28 | 0 | 28 | 163.09 | 17613.72 | 55316-3157 | USA | N30 | 109 | RS AMERICAS INC | 75284-1811 | TDR-480-24 | POWER SUPPLY, 480WATT, In: 480V/3PH, Out:24VDC | PUR | POWER SUPPLY, 480WATT, In: 480V/3PH, Out:24VDC | EA | EA |  | TRUE |  | P | PPD | 100
133138 | 3 | 4 | States | Champlin | Andrew Olson | TRUE | 2026-05-11T00:00:00 | 2026-09-15T00:00:00 | 2026-09-15T00:00:00 | 58 | 0 | 58 | 163.09 | 17613.72 | 55316-3157 | USA | N30 | 109 | RS AMERICAS INC | 75284-1811 | TDR-480-24 | POWER SUPPLY, 480WATT, In: 480V/3PH, Out:24VDC | PUR | POWER SUPPLY, 480WATT, In: 480V/3PH, Out:24VDC | EA | EA |  | TRUE |  | P | PPD | 100
133206 | 1 | 1 | States | Champlin | Andrew Olson | TRUE | 2026-05-12T00:00:00 | 2026-08-10T00:00:00 | 2026-08-10T00:00:00 | 2 | 0 | 2 | 163.09 | 326.18 | 55316-3157 | USA | N30 | 109 | RS AMERICAS INC | 75284-1811 | TDR-480-24 | POWER SUPPLY, 480WATT, In: 480V/3PH, Out:24VDC | PUR | POWER SUPPLY, 480WATT, In: 480V/3PH, Out:24VDC | EA | EA |  | TRUE |  | P | PPD | 100
133252 | 1 | 1 | States | Champlin | Andrew Olson | TRUE | 2026-05-13T00:00:00 | 2026-07-27T00:00:00 | 2026-07-27T00:00:00 | 16 | 0 | 16 | 10.42 | 4063.8 | 55316-3157 | USA | N30 | 109 | RS AMERICAS INC | 75284-1811 | IN-CAT6-COUPLER-U1 | RJ45 Coupler | PUR | RJ45 Coupler | EA | EA |  | TRUE |  | P | PPD | 100
133252 | 1 | 2 | States | Champlin | Andrew Olson | TRUE | 2026-05-13T00:00:00 | 2026-07-31T00:00:00 | 2026-07-31T00:00:00 | 176 | 0 | 176 | 10.42 | 4063.8 | 55316-3157 | USA | N30 | 109 | RS AMERICAS INC | 75284-1811 | IN-CAT6-COUPLER-U1 | RJ45 Coupler | PUR | RJ45 Coupler | EA | EA |  | TRUE |  | P | PPD | 100
133252 | 1 | 3 | States | Champlin | Andrew Olson | TRUE | 2026-05-13T00:00:00 | 2026-08-31T00:00:00 | 2026-08-31T00:00:00 | 198 | 0 | 198 | 10.42 | 4063.8 | 55316-3157 | USA | N30 | 109 | RS AMERICAS INC | 75284-1811 | IN-CAT6-COUPLER-U1 | RJ45 Coupler | PUR | RJ45 Coupler | EA | EA |  | TRUE |  | P | PPD | 100
133252 | 2 | 1 | States | Champlin | Andrew Olson | TRUE | 2026-05-13T00:00:00 | 2026-08-31T00:00:00 | 2026-08-31T00:00:00 | 10 | 0 | 10 | 75.56 | 1511.2 | 55316-3157 | USA | N30 | 109 | RS AMERICAS INC | 75284-1811 | M5060THC1200 | CRYDOM DIODE BLOCK 60A (3) DIODES 4 | PUR | CRYDOM DIODE BLOCK 60A (3) DIODES 4 | EA | EA |  | TRUE |  | P | PPD | 100
133252 | 2 | 2 | States | Champlin | Andrew Olson | TRUE | 2026-05-13T00:00:00 | 2026-12-22T00:00:00 | 2026-12-22T00:00:00 | 10 | 0 | 10 | 75.56 | 1511.2 | 55316-3157 | USA | N30 | 109 | RS AMERICAS INC | 75284-1811 | M5060THC1200 | CRYDOM DIODE BLOCK 60A (3) DIODES 4 | PUR | CRYDOM DIODE BLOCK 60A (3) DIODES 4 | EA | EA |  | TRUE |  | P | PPD | 100
133252 | 3 | 1 | States | Champlin | Andrew Olson | TRUE | 2026-05-13T00:00:00 | 2026-08-31T00:00:00 | 2026-08-31T00:00:00 | 13 | 0 | 13 | 41.27 | 1320.64 | 55316-3157 | USA | N30 | 109 | RS AMERICAS INC | 75284-1811 | SC628ANR | Alarm Horn: 24VDC, sonalert | PUR | Alarm Horn: 24VDC, sonalert | EA | EA |  | TRUE |  | P | PPD | 100
133252 | 3 | 2 | States | Champlin | Andrew Olson | TRUE | 2026-05-13T00:00:00 | 2026-10-01T00:00:00 | 2026-10-01T00:00:00 | 18 | 0 | 18 | 41.27 | 1320.64 | 55316-3157 | USA | N30 | 109 | RS AMERICAS INC | 75284-1811 | SC628ANR | Alarm Horn: 24VDC, sonalert | PUR | Alarm Horn: 24VDC, sonalert | EA | EA |  | TRUE |  | P | PPD | 100
133252 | 3 | 3 | States | Champlin | Andrew Olson | TRUE | 2026-05-13T00:00:00 | 2026-10-01T00:00:00 | 2026-10-01T00:00:00 | 1 | 0 | 1 | 41.27 | 1320.64 | 55316-3157 | USA | N30 | 109 | RS AMERICAS INC | 75284-1811 | SC628ANR | Alarm Horn: 24VDC, sonalert | PUR | Alarm Horn: 24VDC, sonalert | EA | EA |  | TRUE |  | P | PPD | 100
133934 | 2 | 3 | States | Champlin | Andrew Olson | TRUE | 2026-06-08T00:00:00 | 2026-10-01T00:00:00 | 2026-10-01T00:00:00 | 37 | 0 | 37 | 41.27 | 3342.87 | 55316-3157 | USA | N30 | 109 | RS AMERICAS INC | 75284-1811 | SC628ANR | Alarm Horn: 24VDC, sonalert | PUR | Alarm Horn: 24VDC, sonalert | EA | EA |  | TRUE |  | P | PPD | 100
133934 | 2 | 2 | States | Champlin | Andrew Olson | TRUE | 2026-06-08T00:00:00 | 2026-10-12T00:00:00 | 2026-10-12T00:00:00 | 30 | 0 | 30 | 41.27 | 3342.87 | 55316-3157 | USA | N30 | 109 | RS AMERICAS INC | 75284-1811 | SC628ANR | Alarm Horn: 24VDC, sonalert | PUR | Alarm Horn: 24VDC, sonalert | EA | EA |  | TRUE |  | P | PPD | 100
133934 | 2 | 1 | States | Champlin | Andrew Olson | TRUE | 2026-06-08T00:00:00 | 2026-09-24T00:00:00 | 2026-09-24T00:00:00 | 14 | 0 | 14 | 41.27 | 3342.87 | 55316-3157 | USA | N30 | 109 | RS AMERICAS INC | 75284-1811 | SC628ANR | Alarm Horn: 24VDC, sonalert | PUR | Alarm Horn: 24VDC, sonalert | EA | EA |  | TRUE |  | P | PPD | 100
133934 | 1 | 3 | States | Champlin | Andrew Olson | TRUE | 2026-06-08T00:00:00 | 2026-08-31T00:00:00 | 2026-08-31T00:00:00 | 396 | 0 | 396 | 10.42 | 9513.46 | 55316-3157 | USA | N30 | 109 | RS AMERICAS INC | 75284-1811 | IN-CAT6-COUPLER-U1 | RJ45 Coupler | PUR | RJ45 Coupler | EA | EA |  | TRUE |  | P | PPD | 100
133934 | 1 | 2 | States | Champlin | Andrew Olson | TRUE | 2026-06-08T00:00:00 | 2026-08-31T00:00:00 | 2026-08-31T00:00:00 | 330 | 0 | 330 | 10.42 | 9513.46 | 55316-3157 | USA | N30 | 109 | RS AMERICAS INC | 75284-1811 | IN-CAT6-COUPLER-U1 | RJ45 Coupler | PUR | RJ45 Coupler | EA | EA |  | TRUE |  | P | PPD | 100
133934 | 1 | 1 | States | Champlin | Andrew Olson | TRUE | 2026-06-08T00:00:00 | 2026-07-31T00:00:00 | 2026-07-31T00:00:00 | 187 | 0 | 187 | 10.42 | 9513.46 | 55316-3157 | USA | N30 | 109 | RS AMERICAS INC | 75284-1811 | IN-CAT6-COUPLER-U1 | RJ45 Coupler | PUR | RJ45 Coupler | EA | EA |  | TRUE |  | P | PPD | 100
134428 | 1 | 2 | States | Dayton | Andrew Olson | TRUE | 2026-06-29T00:00:00 | 2026-08-03T00:00:00 | 2026-08-03T00:00:00 | 2 | 0 | 2 | 55.42 | 609.62 | 55369-6417 | USA | N30 | 109 | RS AMERICAS INC | 75284-1811 | 2907652 | Circuit Breaker Thermal-Magnetic 2 Pole 2A D Curve UL489 TMC 8 Series |  | Circuit Breaker Thermal-Magnetic 2 Pole 2A D Curve UL489 TMC 8 Series | EA | EA |  | TRUE |  | P | FXND | 100
132776 | 1 | 1 | States | Champlin | Andrew Olson | TRUE | 2026-04-27T00:00:00 | 2026-10-01T00:00:00 | 2026-10-01T00:00:00 | 1 | 0 | 1 | 41.27 | 41.27 | 55316-3157 | USA | N30 | 109 | RS AMERICAS INC | 75284-1811 | SC628ANR | Alarm Horn: 24VDC, sonalert | PUR | Alarm Horn: 24VDC, sonalert | EA | EA |  | TRUE |  | P | PPD | 100
132776 | 2 | 1 | States | Champlin | Andrew Olson | TRUE | 2026-04-27T00:00:00 | 2026-06-25T00:00:00 | 2026-06-25T00:00:00 | 28 | 26 | 2 | 163.09 | 4566.52 | 55316-3157 | USA | N30 | 109 | RS AMERICAS INC | 75284-1811 | TDR-480-24 | POWER SUPPLY, 480WATT, In: 480V/3PH, Out:24VDC | PUR | POWER SUPPLY, 480WATT, In: 480V/3PH, Out:24VDC | EA | EA |  | TRUE |  | P | PPD | 100
134789 | 2 | 1 | States | Dayton | Andrew Olson | TRUE | 2026-07-15T00:00:00 | 2026-09-21T00:00:00 | 2026-09-21T00:00:00 | 42 | 0 | 42 | 7.64 | 320.88 | 55369-6417 | USA | N30 | 109 | RS AMERICAS INC | 75284-1811 | SR2P-06 | 8-Pin Octal socket for Voltage sensing relay | PUR | 8-Pin Octal socket for Voltage sensing relay | EA | EA |  | TRUE |  | P | PPD | DAYTON
134789 | 1 | 1 | States | Dayton | Andrew Olson | TRUE | 2026-07-15T00:00:00 | 2026-09-21T00:00:00 | 2026-09-21T00:00:00 | 42 | 0 | 42 | 123.43 | 5184.06 | 55369-6417 | USA | N30 | 109 | RS AMERICAS INC | 75284-1811 | AC260B-380-480 | Model 260 Voltage Monitor | PUR | Model 260 Voltage Monitor | EA | EA |  | TRUE |  | P | PPD | DAYTON
134154 | 1 | 1 | States | Champlin | Andrew Olson | TRUE | 2026-06-16T00:00:00 | 2027-01-29T00:00:00 | 2027-01-29T00:00:00 | 210 | 0 | 210 | 163.09 | 34248.9 | 55316-3157 | USA | N30 | 109 | RS AMERICAS INC | 75284-1811 | TDR-480-24 | POWER SUPPLY, 480WATT, In: 480V/3PH, Out:24VDC | PUR | POWER SUPPLY, 480WATT, In: 480V/3PH, Out:24VDC | EA | EA |  | TRUE |  | P | PPD | 100
134539 | 3 | 1 | States | Champlin | Andrew Olson | TRUE | 2026-07-06T00:00:00 | 2026-07-24T00:00:00 | 2026-07-24T00:00:00 | 2 | 0 | 2 | 379 | 758 | 55316-3157 | USA | N30 | 109 | RS AMERICAS INC | 75284-1811 | IRW-3C | TYPE IR WINDOW 3" INDOOR/OUTDOOR | PUR | TYPE IR WINDOW 3" INDOOR/OUTDOOR | EA | EA |  | TRUE |  | P | PPD | 100
134614 | 1 | 1 | States | Champlin | Andrew Olson | TRUE | 2026-07-08T00:00:00 | 2026-09-15T00:00:00 | 2026-09-15T00:00:00 | 6 | 0 | 6 | 275.98 | 1655.88 | 55316-3157 | USA | N30 | 109 | RS AMERICAS INC | 75284-1811 | 3UG4512-1AR20 | Analog Monitoring Relay Phase Failure And Sequence 3 x 160...690 V 50...60 Hz AC 1 Change-Over Contact Screw Terminal | REL | Analog Monitoring Relay Phase Failure And Sequence 3 x 160...690 V 50...60 Hz AC 1 Change-Over Contact Screw Terminal | EA | EA |  | TRUE |  | P | PPD | 100
134614 | 2 | 2 | States | Champlin | Andrew Olson | TRUE | 2026-07-08T00:00:00 | 2026-08-03T00:00:00 | 2026-08-03T00:00:00 | 378 | 0 | 378 | 15.63 | 11159.82 | 55316-3157 | USA | N30 | 109 | RS AMERICAS INC | 75284-1811 | KA29U | (1) #6 AWG - 250 KCMIL, AL/CU MECHANICAL LUG | PUR | (1) #6 AWG - 250 KCMIL, AL/CU MECHANICAL LUG | EA | EA |  | TRUE |  | P | PPD | 100
134614 | 3 | 1 | States | Champlin | Andrew Olson | TRUE | 2026-07-08T00:00:00 | 2026-10-01T00:00:00 | 2026-10-01T00:00:00 | 127 | 0 | 127 | 11.36 | 1442.72 | 55316-3157 | USA | N30 | 109 | RS AMERICAS INC | 75284-1811 | RH2B-ULCDC24V | ICE CUBE CONTROL RELAY, SOCKET MOUNT, 24 VDC COIL VOLTAGE, DPDT, 15A CONTACT RATING, 8-PIN, LED INDICATOR(S) | PUR | ICE CUBE CONTROL RELAY, SOCKET MOUNT, 24 VDC COIL VOLTAGE, DPDT, 15A CONTACT RATING, 8-PIN, LED INDICATOR(S) | EA | EA |  | TRUE |  | P | PPD | 100
133632 | 1 | 1 | States | Champlin | Andrew Olson | TRUE | 2026-05-27T00:00:00 | 2026-08-03T00:00:00 | 2026-08-03T00:00:00 | 62 | 0 | 62 | 163.09 | 10111.58 | 55316-3157 | USA | N30 | 109 | RS AMERICAS INC | 75284-1811 | TDR-480-24 | POWER SUPPLY, 480WATT, In: 480V/3PH, Out:24VDC | PUR | POWER SUPPLY, 480WATT, In: 480V/3PH, Out:24VDC | EA | EA |  | TRUE |  | P | PPD | 100
134115 | 2 | 1 | States | Champlin | Andrew Olson | TRUE | 2026-06-15T00:00:00 | 2026-09-01T00:00:00 | 2026-09-01T00:00:00 | 3000 | 0 | 3000 | 0.553 | 1659 | 55316-3157 | USA | N30 | 109 | RS AMERICAS INC | 75284-1811 | 3030161 | FBS 2-5: Plug-In Bridge, Number Of Positions: 2 - Color: Red - Phoenix Contact | PUR | FBS 2-5: Plug-In Bridge, Number Of Positions: 2 - Color: Red - Phoenix Contact | EA | EA |  | TRUE |  | P | PPD | 100
132991 | 1 | 1 | States | Champlin | Andrew Olson | TRUE | 2026-05-05T00:00:00 | 2026-08-24T00:00:00 | 2026-08-24T00:00:00 | 315 | 0 | 315 | 15.63 | 4923.45 | 55316-3157 | USA | N30 | 109 | RS AMERICAS INC | 75284-1811 | KA29U | (1) #6 AWG - 250 KCMIL, AL/CU MECHANICAL LUG | PUR | (1) #6 AWG - 250 KCMIL, AL/CU MECHANICAL LUG | EA | EA |  | TRUE |  | P | PPD | 100
132991 | 2 | 1 | States | Champlin | Andrew Olson | TRUE | 2026-05-05T00:00:00 | 2026-08-31T00:00:00 | 2026-08-31T00:00:00 | 20 | 0 | 20 | 11.36 | 227.2 | 55316-3157 | USA | N30 | 109 | RS AMERICAS INC | 75284-1811 | RH2B-ULCDC24V | ICE CUBE CONTROL RELAY, SOCKET MOUNT, 24 VDC COIL VOLTAGE, DPDT, 15A CONTACT RATING, 8-PIN, LED INDICATOR(S) | PUR | ICE CUBE CONTROL RELAY, SOCKET MOUNT, 24 VDC COIL VOLTAGE, DPDT, 15A CONTACT RATING, 8-PIN, LED INDICATOR(S) | EA | EA |  | TRUE |  | P | PPD | 100
133054 | 1 | 1 | States | Champlin | Andrew Olson | TRUE | 2026-05-07T00:00:00 | 2026-09-01T00:00:00 | 2026-09-01T00:00:00 | 84 | 0 | 84 | 15.63 | 1312.92 | 55316-3157 | USA | N30 | 109 | RS AMERICAS INC | 75284-1811 | KA29U | (1) #6 AWG - 250 KCMIL, AL/CU MECHANICAL LUG | PUR | (1) #6 AWG - 250 KCMIL, AL/CU MECHANICAL LUG | EA | EA |  | TRUE |  | P | PPD | 100
133239 | 1 | 1 | States | Champlin | Andrew Olson | TRUE | 2026-05-13T00:00:00 | 2026-07-27T00:00:00 |  | 153 | 0 | 153 | 112.86 | 17267.58 | 55316-3157 | USA | N30 | 109 | RS AMERICAS INC | 75284-1811 | EDS-205 | UNMGD ETHERNET SWITCH 5X10/100 | PUR | UNMGD ETHERNET SWITCH 5X10/100 | EA | EA |  | FALSE |  | P | PPD | 100
132747 | 1 | 2 | States | Champlin | Andrew Olson | TRUE | 2026-04-24T00:00:00 | 2026-07-30T00:00:00 | 2026-07-30T00:00:00 | 30 | 0 | 30 | 55.14 | 5514 | 55316-3157 | USA | N30 | 109 | RS AMERICAS INC | 75284-1811 | M5060THC1200 | CRYDOM DIODE BLOCK 60A (3) DIODES 4 | PUR | CRYDOM DIODE BLOCK 60A (3) DIODES 4 | EA | EA |  | TRUE |  | P | PPD | 100
132747 | 1 | 1 | States | Champlin | Andrew Olson | TRUE | 2026-04-24T00:00:00 | 2026-07-16T00:00:00 | 2026-07-16T00:00:00 | 70 | 0 | 70 | 55.14 | 5514 | 55316-3157 | USA | N30 | 109 | RS AMERICAS INC | 75284-1811 | M5060THC1200 | CRYDOM DIODE BLOCK 60A (3) DIODES 4 | PUR | CRYDOM DIODE BLOCK 60A (3) DIODES 4 | EA | EA |  | TRUE |  | P | PPD | 100
134237 | 1 | 1 | States | Dayton | Andrew Olson | TRUE | 2026-06-19T00:00:00 | 2026-10-01T00:00:00 | 2026-10-01T00:00:00 | 48 | 0 | 48 | 152.34 | 7312.32 | 55369-6417 | USA | N30 | 109 | RS AMERICAS INC | 75284-1811 | PT156 | Fuse clips, for CPT | PUR | Fuse clips, for CPT | EA | EA |  | TRUE |  | P | PPD | DAYTON
134475 | 1 | 1 | States | Dayton | Andrew Olson | TRUE | 2026-07-01T00:00:00 | 2026-09-19T00:00:00 | 2026-07-09T00:00:00 | 34 | 0 | 34 | 55.42 | 3879.4 | 55369-6417 | USA | N30 | 109 | RS AMERICAS INC | 75284-1811 | 2907652 | Circuit Breaker Thermal-Magnetic 2 Pole 2A D Curve UL489 TMC 8 Series | PUR | Circuit Breaker Thermal-Magnetic 2 Pole 2A D Curve UL489 TMC 8 Series | EA | EA |  | TRUE |  | P | PPD | DAYTON
134475 | 1 | 2 | States | Dayton | Andrew Olson | TRUE | 2026-07-01T00:00:00 | 2026-09-25T00:00:00 | 2026-09-25T00:00:00 | 36 | 0 | 36 | 55.42 | 3879.4 | 55369-6417 | USA | N30 | 109 | RS AMERICAS INC | 75284-1811 | 2907652 | Circuit Breaker Thermal-Magnetic 2 Pole 2A D Curve UL489 TMC 8 Series | PUR | Circuit Breaker Thermal-Magnetic 2 Pole 2A D Curve UL489 TMC 8 Series | EA | EA |  | TRUE |  | P | PPD | DAYTON
132638 | 2 | 2 | States | Champlin | Andrew Olson | TRUE | 2026-04-21T00:00:00 | 2026-10-01T00:00:00 | 2026-10-01T00:00:00 | 1 | 0 | 1 | 41.27 | 453.97 | 55316-3157 | USA | N30 | 109 | RS AMERICAS INC | 75284-1811 | SC628ANR | Alarm Horn: 24VDC, sonalert | PUR | Alarm Horn: 24VDC, sonalert | EA | EA |  | TRUE |  | P | PPD | 100
132638 | 2 | 1 | States | Champlin | Andrew Olson | TRUE | 2026-04-21T00:00:00 | 2026-08-31T00:00:00 | 2026-08-31T00:00:00 | 10 | 0 | 10 | 41.27 | 453.97 | 55316-3157 | USA | N30 | 109 | RS AMERICAS INC | 75284-1811 | SC628ANR | Alarm Horn: 24VDC, sonalert | PUR | Alarm Horn: 24VDC, sonalert | EA | EA |  | TRUE |  | P | PPD | 100
133095 | 1 | 1 | States | Champlin | Andrew Olson | TRUE | 2026-05-08T00:00:00 | 2026-08-10T00:00:00 | 2026-08-10T00:00:00 | 10 | 0 | 10 | 75.56 | 755.6 | 55316-3157 | USA | N30 | 109 | RS AMERICAS INC | 75284-1811 | M5060THC1200 | CRYDOM DIODE BLOCK 60A (3) DIODES 4 | PUR | CRYDOM DIODE BLOCK 60A (3) DIODES 4 | EA | EA |  | TRUE |  | P | PPD | 100
134436 | 2 | 1 | States | Champlin | Andrew Olson | TRUE | 2026-06-30T00:00:00 | 2026-10-08T00:00:00 | 2026-10-08T00:00:00 | 100 | 0 | 100 | 163.09 | 16309 | 55316-3157 | USA | N30 | 109 | RS AMERICAS INC | 75284-1811 | TDR-480-24 | POWER SUPPLY, 480WATT, In: 480V/3PH, Out:24VDC | PUR | POWER SUPPLY, 480WATT, In: 480V/3PH, Out:24VDC | EA | EA |  | TRUE |  | P | PPD | 100
134436 | 1 | 1 | States | Champlin | Andrew Olson | TRUE | 2026-06-30T00:00:00 | 2026-10-08T00:00:00 | 2026-10-08T00:00:00 | 50 | 0 | 50 | 55.14 | 2757 | 55316-3157 | USA | N30 | 109 | RS AMERICAS INC | 75284-1811 | M5060THC1200 | CRYDOM DIODE BLOCK 60A (3) DIODES 4 | PUR | CRYDOM DIODE BLOCK 60A (3) DIODES 4 | EA | EA |  | TRUE |  | P | PPD | 100
132955 | 1 | 1 | States | Champlin | Andrew Olson | TRUE | 2026-05-04T00:00:00 | 2026-07-20T00:00:00 | 2026-07-20T00:00:00 | 4 | 0 | 4 | 163.09 | 652.36 | 55316-3157 | USA | N30 | 109 | RS AMERICAS INC | 75284-1811 | TDR-480-24 | POWER SUPPLY, 480WATT, In: 480V/3PH, Out:24VDC | PUR | POWER SUPPLY, 480WATT, In: 480V/3PH, Out:24VDC | EA | EA |  | TRUE |  | P | PPD | 100
134090 | 1 | 1 | States | Dayton | Taylor Barrett | TRUE | 2026-06-15T00:00:00 | 2026-10-26T00:00:00 | 2026-10-26T00:00:00 | 1 | 0 | 1 | 1721.81 | 1721.81 | 55369-6417 | USA | N30 | 111 | PEAKER SERVICES, INC. (PSI) | 48116 | 8446-1071 | Touch screen remote control and annunciation panel for use with the easYgen-3000XT series controls | PUR | Touch screen remote control and annunciation panel for use with the easYgen-3000XT series controls | EA | EA |  | TRUE |  | P | PPD | DAYTON
133155 | 1 | 1 | States | Champlin | Taylor Barrett | TRUE | 2026-05-11T00:00:00 | 2026-08-03T00:00:00 | 2026-08-03T00:00:00 | 20 | 0 | 20 | 2113.9 | 42278 | 55316-3157 | USA | N30 | 111 | PEAKER SERVICES, INC. (PSI) | 48116 | 8440-2323 | DTSC-200A Digital Transfer Switch Controller Automatic Transfer Switch (ATS) | PUR | DTSC-200A Digital Transfer Switch Controller Automatic Transfer Switch (ATS) | EA | EA |  | TRUE |  | P | PPD | 100
132614 | 2 | 1 | States | Dayton | Taylor Barrett | TRUE | 2026-04-20T00:00:00 | 2026-08-14T00:00:00 | 2026-08-14T00:00:00 | 1 | 0 | 1 | 4408.88 | 4408.88 | 55369-6417 | USA | N30 | 111 | PEAKER SERVICES, INC. (PSI) | 48116 | 9907-014 | 2301A Speed control: forward acting, 10-40VDC P.S. | PUR | 2301A Speed control: forward acting, 10-40VDC P.S. | EA | EA |  | TRUE |  | P | PPD | DAYTON
132614 | 1 | 1 | States | Dayton | Taylor Barrett | TRUE | 2026-04-20T00:00:00 | 2026-08-04T00:00:00 | 2026-08-04T00:00:00 | 1 | 0 | 1 | 1648.6 | 1648.6 | 55369-6417 | USA | N30 | 111 | PEAKER SERVICES, INC. (PSI) | 48116 | 8440-2297 | DTSC-200A Digital Transfer Switch Controller Automatic Transfer Switch (ATS) | PUR | DTSC-200A Digital Transfer Switch Controller Automatic Transfer Switch (ATS) | EA | EA |  | TRUE |  | P | PPD | Dayton
133572 | 1 | 1 | States | Champlin | Taylor Barrett | TRUE | 2026-05-22T00:00:00 | 2026-08-03T00:00:00 | 2026-08-03T00:00:00 | 2 | 0 | 2 | 6070.95 | 12141.9 | 55316-3157 | USA | N30 | 111 | PEAKER SERVICES, INC. (PSI) | 48116 | 8440-2088 | CONTROLLER, EASYGEN, 3500XT-P2,CONTROLLER, DISPLAY, EXTD IO | PUR | CONTROLLER, EASYGEN, 3500XT-P2,CONTROLLER, DISPLAY, EXTD IO | EA | EA |  | TRUE |  | P | PPD | 100
133572 | 2 | 1 | States | Champlin | Taylor Barrett | TRUE | 2026-05-22T00:00:00 | 2026-08-03T00:00:00 | 2026-08-03T00:00:00 | 2 | 0 | 2 | 3701.3333 | 7402.67 | 55316-3157 | USA | N30 | 111 | PEAKER SERVICES, INC. (PSI) | 48116 | 8440-2222 | CONTROL-LS-612XT-P1 | PLC | CONTROL-LS-612XT-P1 | EA | EA |  | TRUE |  | P | PPD | 100
133572 | 3 | 1 | States | Champlin | Taylor Barrett | TRUE | 2026-05-22T00:00:00 | 2026-08-03T00:00:00 | 2026-08-03T00:00:00 | 1 | 0 | 1 | 2430.79 | 2430.79 | 55316-3157 | USA | N30 | 111 | PEAKER SERVICES, INC. (PSI) | 48116 | 8446-1072 | EASYVIEW 10" DISPLAY | PUR | EASYVIEW 10" DISPLAY | EA | EA |  | TRUE |  | P | PPD | 100
133930 | 1 | 1 | States | Dayton | Taylor Barrett | TRUE | 2026-06-08T00:00:00 | 2026-10-26T00:00:00 | 2026-10-26T00:00:00 | 2 | 0 | 2 | 5903.86 | 11807.72 | 55369-6417 | USA | N30 | 111 | PEAKER SERVICES, INC. (PSI) | 48116 | 8440-2088 | CONTROLLER, EASYGEN, 3500XT-P2,CONTROLLER, DISPLAY, EXTD IO | PUR | CONTROLLER, EASYGEN, 3500XT-P2,CONTROLLER, DISPLAY, EXTD IO | EA | EA |  | TRUE |  | P | PPD | DAYTON
133930 | 2 | 1 | States | Dayton | Taylor Barrett | TRUE | 2026-06-08T00:00:00 | 2026-10-26T00:00:00 | 2026-10-26T00:00:00 | 1 | 0 | 1 | 3701.3333 | 3701.33 | 55369-6417 | USA | N30 | 111 | PEAKER SERVICES, INC. (PSI) | 48116 | 8440-2222 | CONTROL-LS-612XT-P1 | PLC | CONTROL-LS-612XT-P1 | EA | EA |  | TRUE |  | P | PPD | Dayton
133998 | 1 | 2 | States | Champlin | Taylor Barrett | TRUE | 2026-06-10T00:00:00 | 2026-08-26T00:00:00 | 2026-08-26T00:00:00 | 4 | 0 | 4 | 2430.79 | 24307.9 | 55316-3157 | USA | N30 | 111 | PEAKER SERVICES, INC. (PSI) | 48116 | 8446-1072 | EASYVIEW 10" DISPLAY | PUR | EASYVIEW 10" DISPLAY | EA | EA |  | TRUE |  | P | PPD | 100
133305 | 1 | 2 | States | Champlin | Taylor Barrett | TRUE | 2026-05-15T00:00:00 | 2026-10-28T00:00:00 | 2026-10-28T00:00:00 | 10 | 0 | 10 | 1648.6 | 54403.8 | 55316-3157 | USA | N30 | 111 | PEAKER SERVICES, INC. (PSI) | 48116 | 8440-2297 | DTSC-200A Digital Transfer Switch Controller Automatic Transfer Switch (ATS) | PUR | DTSC-200A Digital Transfer Switch Controller Automatic Transfer Switch (ATS) | EA | EA |  | TRUE |  | P | PPD | 100
133305 | 1 | 1 | States | Champlin | Taylor Barrett | TRUE | 2026-05-15T00:00:00 | 2026-08-26T00:00:00 | 2026-08-26T00:00:00 | 23 | 0 | 23 | 1648.6 | 54403.8 | 55316-3157 | USA | N30 | 111 | PEAKER SERVICES, INC. (PSI) | 48116 | 8440-2297 | DTSC-200A Digital Transfer Switch Controller Automatic Transfer Switch (ATS) | PUR | DTSC-200A Digital Transfer Switch Controller Automatic Transfer Switch (ATS) | EA | EA |  | TRUE |  | P | PPD | 100
134110 | 1 | 1 | States | Champlin | Taylor Barrett | TRUE | 2026-06-15T00:00:00 | 2026-11-02T00:00:00 | 2026-11-02T00:00:00 | 36 | 0 | 36 | 1648.6 | 59349.6 | 55316-3157 | USA | N30 | 111 | PEAKER SERVICES, INC. (PSI) | 48116 | 8440-2297 | DTSC-200A Digital Transfer Switch Controller Automatic Transfer Switch (ATS) | PUR | DTSC-200A Digital Transfer Switch Controller Automatic Transfer Switch (ATS) | EA | EA |  | TRUE |  | P | PPD | 100
134110 | 2 | 1 | States | Champlin | Taylor Barrett | TRUE | 2026-06-15T00:00:00 | 2026-12-22T00:00:00 | 2026-12-22T00:00:00 | 1 | 0 | 1 | 1721.81 | 1721.81 | 55316-3157 | USA | N30 | 111 | PEAKER SERVICES, INC. (PSI) | 48116 | 8446-1071 | Touch screen remote control and annunciation panel for use with the easYgen-3000XT series controls | PUR | Touch screen remote control and annunciation panel for use with the easYgen-3000XT series controls | EA | EA |  | TRUE |  | P | PPD | 100
134797 | 2 | 1 | States | Champlin | Taylor Barrett | TRUE | 2026-07-15T00:00:00 | 2026-08-25T00:00:00 | 2026-08-25T00:00:00 | 1 | 0 | 1 | 1721.81 | 1721.81 | 55316-3157 | USA | N30 | 111 | PEAKER SERVICES, INC. (PSI) | 48116 | 8446-1071 | Touch screen remote control and annunciation panel for use with the easYgen-3000XT series controls | PUR | Touch screen remote control and annunciation panel for use with the easYgen-3000XT series controls | EA | EA |  | TRUE |  | P | PPD | 100
134797 | 1 | 1 | States | Champlin | Taylor Barrett | TRUE | 2026-07-15T00:00:00 | 2027-01-11T00:00:00 | 2027-01-11T00:00:00 | 8 | 0 | 8 | 1648.6 | 13188.8 | 55316-3157 | USA | N30 | 111 | PEAKER SERVICES, INC. (PSI) | 48116 | 8440-2297 | DTSC-200A Digital Transfer Switch Controller Automatic Transfer Switch (ATS) | PUR | DTSC-200A Digital Transfer Switch Controller Automatic Transfer Switch (ATS) | EA | EA |  | TRUE |  | P | PPD | 100
134714 | 1 | 1 | States | Dayton | Taylor Barrett | TRUE | 2026-07-13T00:00:00 | 2026-10-26T00:00:00 |  | 1 | 0 | 1 | 1648.6 | 1648.6 | 55369-6417 | USA | N30 | 111 | PEAKER SERVICES, INC. (PSI) | 48116 | 8440-2297 | DTSC-200A Digital Transfer Switch Controller Automatic Transfer Switch (ATS) | PUR | DTSC-200A Digital Transfer Switch Controller Automatic Transfer Switch (ATS) | EA | EA |  | FALSE |  | P | PPD | Dayton
132853 | 1 | 1 | States | Champlin | Taylor Barrett | TRUE | 2026-04-29T00:00:00 | 2026-08-10T00:00:00 | 2026-08-10T00:00:00 | 23 | 0 | 23 | 1648.6 | 37917.8 | 55316-3157 | USA | N30 | 111 | PEAKER SERVICES, INC. (PSI) | 48116 | 8440-2297 | DTSC-200A Digital Transfer Switch Controller Automatic Transfer Switch (ATS) | PUR | DTSC-200A Digital Transfer Switch Controller Automatic Transfer Switch (ATS) | EA | EA |  | TRUE |  | P | PPD | 100
133834 | 1 | 1 | States | Champlin | Taylor Barrett | TRUE | 2026-06-03T00:00:00 | 2026-09-14T00:00:00 | 2026-09-14T00:00:00 | 10 | 0 | 10 | 1648.6 | 16486 | 55316-3157 | USA | N30 | 111 | PEAKER SERVICES, INC. (PSI) | 48116 | 8440-2297 | DTSC-200A Digital Transfer Switch Controller Automatic Transfer Switch (ATS) | PUR | DTSC-200A Digital Transfer Switch Controller Automatic Transfer Switch (ATS) | EA | EA |  | TRUE |  | P | PPD | 100
134447 | 1 | 1 | States | Dayton | Holly Davis | TRUE | 2026-06-30T00:00:00 | 2026-08-26T00:00:00 | 2026-08-26T00:00:00 | 12 | 0 | 12 | 444.77 | 5337.24 | 55369-6417 | USA | N30 | 119 | ELLIOTT INDUSTRIES INC | 71111 | 1201-625B2 | 25 kV Class (15.2 kV to ground) Air-Insulated Bushings, 125 kV BIL, per IEEE Standard 386-2016 Fig. 13 (Interface 11: a 600 and 900 A deadbreak interface, 15 and 25 kV class) for use with either 8.3/14.4 kV or 15.2/26.3 kV separable insulated connectors (ElastimoldÂ®, Eatonâ€™s Cooper Power Systems or other approved equal) | PUR | 25 kV Class (15.2 kV to ground) Air-Insulated Bushings, 125 kV BIL, per IEEE Standard 386-2016 Fig. 13 (Interface 11: a 600 and 900 A deadbreak interface, 15 and 25 kV class) for use with either 8.3/14.4 kV or 15.2/26.3 kV separable insulated connectors (ElastimoldÂ®, Eatonâ€™s Cooper Power Systems or other approved equal) | EA | EA |  | TRUE |  | P | PPD | DAYTON
132615 | 2 | 1 | States | Dayton | Taylor Barrett | TRUE | 2026-04-20T00:00:00 | 2026-07-15T00:00:00 | 2026-07-15T00:00:00 | 72 | 0 | 72 | 130.471 | 9393.91 | 55369-6417 | USA | N30 | 126 | PLASTIC DIP MOLDINGS INC/INSULBOOT | 18951 | I-1068 | 38kV Breaker Cell Boot: (2) 3/8" x 4" Bus | PUR | 38kV Breaker Cell Boot: (2) 3/8" x 4" Bus | EA | EA |  | TRUE |  | P | PPD | DAYTON
132615 | 1 | 1 | States | Dayton | Taylor Barrett | TRUE | 2026-04-20T00:00:00 | 2026-07-15T00:00:00 | 2026-07-15T00:00:00 | 72 | 0 | 72 | 129.11 | 9295.92 | 55369-6417 | USA | N30 | 126 | PLASTIC DIP MOLDINGS INC/INSULBOOT | 18951 | I-1067 | 38kV Breaker Cell Boot: (2) 3/8" x 4" Bus | PUR | 38kV Breaker Cell Boot: (2) 3/8" x 4" Bus | EA | EA |  | TRUE |  | P | PPD | DAYTON
134093 | 1 | 1 | States | Dayton | Taylor Barrett | TRUE | 2026-06-15T00:00:00 | 2026-11-20T00:00:00 |  | 180 | 0 | 180 | 0 | 0 | 55369-6417 | USA | N30 | 126 | PLASTIC DIP MOLDINGS INC/INSULBOOT | 18951 | 962994A00 (38kV) | Cable Boot for 4" Bus | PUR | Cable Boot for 4" Bus | EA | EA |  | FALSE |  | P | PPD | DAYTON
134093 | 1 | 2 | States | Dayton | Taylor Barrett | TRUE | 2026-06-15T00:00:00 | 2026-12-21T00:00:00 |  | 180 | 0 | 180 | 0 | 0 | 55369-6417 | USA | N30 | 126 | PLASTIC DIP MOLDINGS INC/INSULBOOT | 18951 | 962994A00 (38kV) | Cable Boot for 4" Bus | PUR | Cable Boot for 4" Bus | EA | EA |  | FALSE |  | P | PPD | DAYTON
134093 | 1 | 3 | States | Dayton | Taylor Barrett | TRUE | 2026-06-15T00:00:00 | 2027-01-25T00:00:00 |  | 180 | 0 | 180 | 0 | 0 | 55369-6417 | USA | N30 | 126 | PLASTIC DIP MOLDINGS INC/INSULBOOT | 18951 | 962994A00 (38kV) | Cable Boot for 4" Bus | PUR | Cable Boot for 4" Bus | EA | EA |  | FALSE |  | P | PPD | DAYTON
134093 | 1 | 4 | States | Dayton | Taylor Barrett | TRUE | 2026-06-15T00:00:00 | 2027-02-22T00:00:00 |  | 180 | 0 | 180 | 0 | 0 | 55369-6417 | USA | N30 | 126 | PLASTIC DIP MOLDINGS INC/INSULBOOT | 18951 | 962994A00 (38kV) | Cable Boot for 4" Bus | PUR | Cable Boot for 4" Bus | EA | EA |  | FALSE |  | P | PPD | DAYTON
134093 | 1 | 5 | States | Dayton | Taylor Barrett | TRUE | 2026-06-15T00:00:00 | 2027-03-25T00:00:00 |  | 180 | 0 | 180 | 0 | 0 | 55369-6417 | USA | N30 | 126 | PLASTIC DIP MOLDINGS INC/INSULBOOT | 18951 | 962994A00 (38kV) | Cable Boot for 4" Bus | PUR | Cable Boot for 4" Bus | EA | EA |  | FALSE |  | P | PPD | DAYTON
134093 | 1 | 6 | States | Dayton | Taylor Barrett | TRUE | 2026-06-15T00:00:00 | 2027-04-26T00:00:00 |  | 90 | 0 | 90 | 0 | 0 | 55369-6417 | USA | N30 | 126 | PLASTIC DIP MOLDINGS INC/INSULBOOT | 18951 | 962994A00 (38kV) | Cable Boot for 4" Bus | PUR | Cable Boot for 4" Bus | EA | EA |  | FALSE |  | P | PPD | DAYTON
134093 | 2 | 1 | States | Dayton | Taylor Barrett | TRUE | 2026-06-15T00:00:00 | 2026-11-20T00:00:00 |  | 36 | 0 | 36 | 0 | 0 | 55369-6417 | USA | N30 | 126 | PLASTIC DIP MOLDINGS INC/INSULBOOT | 18951 | 962995A00 (38kV) | Cable Boot for 4" Bus | PUR | Cable Boot for 4" Bus | EA | EA |  | FALSE |  | P | PPD | DAYTON
134093 | 2 | 2 | States | Dayton | Taylor Barrett | TRUE | 2026-06-15T00:00:00 | 2026-12-21T00:00:00 |  | 36 | 0 | 36 | 0 | 0 | 55369-6417 | USA | N30 | 126 | PLASTIC DIP MOLDINGS INC/INSULBOOT | 18951 | 962995A00 (38kV) | Cable Boot for 4" Bus | PUR | Cable Boot for 4" Bus | EA | EA |  | FALSE |  | P | PPD | DAYTON
134093 | 2 | 3 | States | Dayton | Taylor Barrett | TRUE | 2026-06-15T00:00:00 | 2027-01-25T00:00:00 |  | 36 | 0 | 36 | 0 | 0 | 55369-6417 | USA | N30 | 126 | PLASTIC DIP MOLDINGS INC/INSULBOOT | 18951 | 962995A00 (38kV) | Cable Boot for 4" Bus | PUR | Cable Boot for 4" Bus | EA | EA |  | FALSE |  | P | PPD | DAYTON
134093 | 2 | 4 | States | Dayton | Taylor Barrett | TRUE | 2026-06-15T00:00:00 | 2027-02-22T00:00:00 |  | 36 | 0 | 36 | 0 | 0 | 55369-6417 | USA | N30 | 126 | PLASTIC DIP MOLDINGS INC/INSULBOOT | 18951 | 962995A00 (38kV) | Cable Boot for 4" Bus | PUR | Cable Boot for 4" Bus | EA | EA |  | FALSE |  | P | PPD | DAYTON
134093 | 2 | 5 | States | Dayton | Taylor Barrett | TRUE | 2026-06-15T00:00:00 | 2027-03-25T00:00:00 |  | 36 | 0 | 36 | 0 | 0 | 55369-6417 | USA | N30 | 126 | PLASTIC DIP MOLDINGS INC/INSULBOOT | 18951 | 962995A00 (38kV) | Cable Boot for 4" Bus | PUR | Cable Boot for 4" Bus | EA | EA |  | FALSE |  | P | PPD | DAYTON
134093 | 2 | 6 | States | Dayton | Taylor Barrett | TRUE | 2026-06-15T00:00:00 | 2027-04-26T00:00:00 |  | 18 | 0 | 18 | 0 | 0 | 55369-6417 | USA | N30 | 126 | PLASTIC DIP MOLDINGS INC/INSULBOOT | 18951 | 962995A00 (38kV) | Cable Boot for 4" Bus | PUR | Cable Boot for 4" Bus | EA | EA |  | FALSE |  | P | PPD | DAYTON
134425 | 1 | 1 | States | Dayton | Taylor Barrett | TRUE | 2026-06-29T00:00:00 | 2026-08-24T00:00:00 | 2026-08-24T00:00:00 | 18 | 0 | 18 | 27.33 | 491.94 | 55369-6417 | USA | N30 | 126 | PLASTIC DIP MOLDINGS INC/INSULBOOT | 18951 | 886220A02 | Jump Bus Boot: 1200A | SRPB | Jump Bus Boot: 1200A | EA | EA |  | TRUE |  | P | PPD | DAYTON
134315 | 4 | 1 | States | Dayton | Taylor Barrett | TRUE | 2026-06-23T00:00:00 | 2026-10-19T00:00:00 | 2026-10-19T00:00:00 | 252 | 0 | 252 | 96 | 24192 | 55369-6417 | USA | N30 | 126 | PLASTIC DIP MOLDINGS INC/INSULBOOT | 18951 | SK-041626-04RD | Insulboot-38kV-Custom-Riser-Boot, Outer | PUR | Insulboot-38kV-Custom-Riser-Boot, Outer | EA | EA |  | TRUE |  | P | PPD | DAYTON
134315 | 3 | 1 | States | Dayton | Taylor Barrett | TRUE | 2026-06-23T00:00:00 | 2026-10-19T00:00:00 | 2026-10-19T00:00:00 | 252 | 0 | 252 | 79.87 | 20127.24 | 55369-6417 | USA | N30 | 126 | PLASTIC DIP MOLDINGS INC/INSULBOOT | 18951 | SK-041626-03RD | Insulboot-38kV-Custom-Riser-Boot, Inner | PUR | Insulboot-38kV-Custom-Riser-Boot, Inner | EA | EA |  | TRUE |  | P | PPD | DAYTON
134315 | 2 | 1 | States | Dayton | Taylor Barrett | TRUE | 2026-06-23T00:00:00 | 2026-10-19T00:00:00 | 2026-10-19T00:00:00 | 252 | 0 | 252 | 100.03 | 25207.56 | 55369-6417 | USA | N30 | 126 | PLASTIC DIP MOLDINGS INC/INSULBOOT | 18951 | SK-041626-02RD | Insulboot-38kV-Custom-Runback-Boot, Outer | PUR | Insulboot-38kV-Custom-Runback-Boot, Outer | EA | EA |  | TRUE |  | P | PPD | DAYTON
134315 | 1 | 1 | States | Dayton | Taylor Barrett | TRUE | 2026-06-23T00:00:00 | 2026-10-19T00:00:00 | 2026-10-19T00:00:00 | 252 | 0 | 252 | 84.13 | 21200.76 | 55369-6417 | USA | N30 | 126 | PLASTIC DIP MOLDINGS INC/INSULBOOT | 18951 | SK-041626-01RD | Insulboot-38kV-Custom-Runback-Boot, Inner | PUR | Insulboot-38kV-Custom-Runback-Boot, Inner | EA | EA |  | TRUE |  | P | PPD | DAYTON
133932 | 1 | 1 | States | Dayton | Taylor Barrett | TRUE | 2026-06-08T00:00:00 | 2027-04-26T00:00:00 |  | 6 | 0 | 6 | 30.66 | 183.96 | 55369-6417 | USA | N30 | 126 | PLASTIC DIP MOLDINGS INC/INSULBOOT | 18951 | 888726A00 | Load Breaker Bus Boot: 1200A | PUR | 1200A BOOT | EA | EA |  | TRUE |  | P | PPD | DAYTON
133932 | 2 | 1 | States | Dayton | Taylor Barrett | TRUE | 2026-06-08T00:00:00 | 2026-11-20T00:00:00 | 2026-11-20T00:00:00 | 192 | 0 | 192 | 0 | 0 | 55369-6417 | USA | N30 | 126 | PLASTIC DIP MOLDINGS INC/INSULBOOT | 18951 | I-0214 (38kV) | Insulator Boot: 1/4" x 2" Bus | PUR | Insulator Boot: 1/4" x 2" Bus | EA | EA |  | TRUE |  | P | PPD | DAYTON
133932 | 2 | 2 | States | Dayton | Taylor Barrett | TRUE | 2026-06-08T00:00:00 | 2026-12-21T00:00:00 | 2026-12-21T00:00:00 | 192 | 0 | 192 | 0 | 0 | 55369-6417 | USA | N30 | 126 | PLASTIC DIP MOLDINGS INC/INSULBOOT | 18951 | I-0214 (38kV) | Insulator Boot: 1/4" x 2" Bus | PUR | Insulator Boot: 1/4" x 2" Bus | EA | EA |  | TRUE |  | P | PPD | DAYTON
133932 | 2 | 3 | States | Dayton | Taylor Barrett | TRUE | 2026-06-08T00:00:00 | 2027-01-25T00:00:00 | 2027-01-25T00:00:00 | 192 | 0 | 192 | 0 | 0 | 55369-6417 | USA | N30 | 126 | PLASTIC DIP MOLDINGS INC/INSULBOOT | 18951 | I-0214 (38kV) | Insulator Boot: 1/4" x 2" Bus | PUR | Insulator Boot: 1/4" x 2" Bus | EA | EA |  | TRUE |  | P | PPD | DAYTON
133932 | 2 | 4 | States | Dayton | Taylor Barrett | TRUE | 2026-06-08T00:00:00 | 2027-02-22T00:00:00 | 2027-02-22T00:00:00 | 192 | 0 | 192 | 0 | 0 | 55369-6417 | USA | N30 | 126 | PLASTIC DIP MOLDINGS INC/INSULBOOT | 18951 | I-0214 (38kV) | Insulator Boot: 1/4" x 2" Bus | PUR | Insulator Boot: 1/4" x 2" Bus | EA | EA |  | TRUE |  | P | PPD | DAYTON
133932 | 2 | 5 | States | Dayton | Taylor Barrett | TRUE | 2026-06-08T00:00:00 | 2027-03-25T00:00:00 | 2027-03-25T00:00:00 | 192 | 0 | 192 | 0 | 0 | 55369-6417 | USA | N30 | 126 | PLASTIC DIP MOLDINGS INC/INSULBOOT | 18951 | I-0214 (38kV) | Insulator Boot: 1/4" x 2" Bus | PUR | Insulator Boot: 1/4" x 2" Bus | EA | EA |  | TRUE |  | P | PPD | DAYTON
133932 | 2 | 6 | States | Dayton | Taylor Barrett | TRUE | 2026-06-08T00:00:00 | 2027-04-26T00:00:00 | 2027-04-26T00:00:00 | 96 | 0 | 96 | 0 | 0 | 55369-6417 | USA | N30 | 126 | PLASTIC DIP MOLDINGS INC/INSULBOOT | 18951 | I-0214 (38kV) | Insulator Boot: 1/4" x 2" Bus | PUR | Insulator Boot: 1/4" x 2" Bus | EA | EA |  | TRUE |  | P | PPD | DAYTON
133932 | 3 | 1 | States | Dayton | Taylor Barrett | TRUE | 2026-06-08T00:00:00 | 2026-11-20T00:00:00 | 2026-11-20T00:00:00 | 216 | 0 | 216 | 0 | 0 | 55369-6417 | USA | N30 | 126 | PLASTIC DIP MOLDINGS INC/INSULBOOT | 18951 | I-0270 (38kV) | Lightning Arrester Boot | PUR | Lightning Arrester Boot | EA | EA |  | TRUE |  | P | PPD | DAYTON
133932 | 3 | 2 | States | Dayton | Taylor Barrett | TRUE | 2026-06-08T00:00:00 | 2026-12-21T00:00:00 | 2026-12-21T00:00:00 | 216 | 0 | 216 | 0 | 0 | 55369-6417 | USA | N30 | 126 | PLASTIC DIP MOLDINGS INC/INSULBOOT | 18951 | I-0270 (38kV) | Lightning Arrester Boot | PUR | Lightning Arrester Boot | EA | EA |  | TRUE |  | P | PPD | DAYTON
133932 | 3 | 3 | States | Dayton | Taylor Barrett | TRUE | 2026-06-08T00:00:00 | 2027-01-25T00:00:00 | 2027-01-25T00:00:00 | 216 | 0 | 216 | 0 | 0 | 55369-6417 | USA | N30 | 126 | PLASTIC DIP MOLDINGS INC/INSULBOOT | 18951 | I-0270 (38kV) | Lightning Arrester Boot | PUR | Lightning Arrester Boot | EA | EA |  | TRUE |  | P | PPD | DAYTON
133932 | 3 | 4 | States | Dayton | Taylor Barrett | TRUE | 2026-06-08T00:00:00 | 2027-02-22T00:00:00 | 2027-02-22T00:00:00 | 216 | 0 | 216 | 0 | 0 | 55369-6417 | USA | N30 | 126 | PLASTIC DIP MOLDINGS INC/INSULBOOT | 18951 | I-0270 (38kV) | Lightning Arrester Boot | PUR | Lightning Arrester Boot | EA | EA |  | TRUE |  | P | PPD | DAYTON
133932 | 3 | 5 | States | Dayton | Taylor Barrett | TRUE | 2026-06-08T00:00:00 | 2027-03-25T00:00:00 | 2027-03-25T00:00:00 | 216 | 0 | 216 | 0 | 0 | 55369-6417 | USA | N30 | 126 | PLASTIC DIP MOLDINGS INC/INSULBOOT | 18951 | I-0270 (38kV) | Lightning Arrester Boot | PUR | Lightning Arrester Boot | EA | EA |  | TRUE |  | P | PPD | DAYTON
133932 | 3 | 6 | States | Dayton | Taylor Barrett | TRUE | 2026-06-08T00:00:00 | 2027-04-26T00:00:00 | 2027-04-26T00:00:00 | 108 | 0 | 108 | 0 | 0 | 55369-6417 | USA | N30 | 126 | PLASTIC DIP MOLDINGS INC/INSULBOOT | 18951 | I-0270 (38kV) | Lightning Arrester Boot | PUR | Lightning Arrester Boot | EA | EA |  | TRUE |  | P | PPD | DAYTON
133219 | 1 | 1 | States | Dayton | Taylor Barrett | TRUE | 2026-05-12T00:00:00 | 2026-07-02T00:00:00 | 2026-07-02T00:00:00 | 105 | 0 | 105 | 84.13 | 20191.2 | 55369-6417 | USA | N30 | 126 | PLASTIC DIP MOLDINGS INC/INSULBOOT | 18951 | SK-041626-01RD | Insulboot-38kV-Custom-Runback-Boot, Inner | PUR | Insulboot-38kV-Custom-Runback-Boot, Inner | EA | EA |  | TRUE |  | P | PPD | DAYTON
133219 | 1 | 2 | States | Dayton | Taylor Barrett | TRUE | 2026-05-12T00:00:00 | 2026-10-02T00:00:00 | 2026-10-02T00:00:00 | 45 | 0 | 45 | 84.13 | 20191.2 | 55369-6417 | USA | N30 | 126 | PLASTIC DIP MOLDINGS INC/INSULBOOT | 18951 | SK-041626-01RD | Insulboot-38kV-Custom-Runback-Boot, Inner | PUR | Insulboot-38kV-Custom-Runback-Boot, Inner | EA | EA |  | TRUE |  | P | PPD | DAYTON
133219 | 1 | 3 | States | Dayton | Taylor Barrett | TRUE | 2026-05-12T00:00:00 | 2026-10-19T00:00:00 | 2026-10-19T00:00:00 | 90 | 0 | 90 | 84.13 | 20191.2 | 55369-6417 | USA | N30 | 126 | PLASTIC DIP MOLDINGS INC/INSULBOOT | 18951 | SK-041626-01RD | Insulboot-38kV-Custom-Runback-Boot, Inner | PUR | Insulboot-38kV-Custom-Runback-Boot, Inner | EA | EA |  | TRUE |  | P | PPD | DAYTON
133219 | 2 | 1 | States | Dayton | Taylor Barrett | TRUE | 2026-05-12T00:00:00 | 2026-07-02T00:00:00 | 2026-07-02T00:00:00 | 105 | 0 | 105 | 100.03 | 24007.2 | 55369-6417 | USA | N30 | 126 | PLASTIC DIP MOLDINGS INC/INSULBOOT | 18951 | SK-041626-02RD | Insulboot-38kV-Custom-Runback-Boot, Outer | PUR | Insulboot-38kV-Custom-Runback-Boot, Outer | EA | EA |  | TRUE |  | P | PPD | DAYTON
133219 | 2 | 2 | States | Dayton | Taylor Barrett | TRUE | 2026-05-12T00:00:00 | 2026-10-02T00:00:00 | 2026-10-02T00:00:00 | 45 | 0 | 45 | 100.03 | 24007.2 | 55369-6417 | USA | N30 | 126 | PLASTIC DIP MOLDINGS INC/INSULBOOT | 18951 | SK-041626-02RD | Insulboot-38kV-Custom-Runback-Boot, Outer | PUR | Insulboot-38kV-Custom-Runback-Boot, Outer | EA | EA |  | TRUE |  | P | PPD | DAYTON
133219 | 2 | 3 | States | Dayton | Taylor Barrett | TRUE | 2026-05-12T00:00:00 | 2026-10-19T00:00:00 | 2026-10-19T00:00:00 | 90 | 0 | 90 | 100.03 | 24007.2 | 55369-6417 | USA | N30 | 126 | PLASTIC DIP MOLDINGS INC/INSULBOOT | 18951 | SK-041626-02RD | Insulboot-38kV-Custom-Runback-Boot, Outer | PUR | Insulboot-38kV-Custom-Runback-Boot, Outer | EA | EA |  | TRUE |  | P | PPD | DAYTON
133219 | 3 | 1 | States | Dayton | Taylor Barrett | TRUE | 2026-05-12T00:00:00 | 2026-07-02T00:00:00 | 2026-07-02T00:00:00 | 105 | 0 | 105 | 79.87 | 19168.8 | 55369-6417 | USA | N30 | 126 | PLASTIC DIP MOLDINGS INC/INSULBOOT | 18951 | SK-041626-03RD | Insulboot-38kV-Custom-Riser-Boot, Inner | PUR | Insulboot-38kV-Custom-Riser-Boot, Inner | EA | EA |  | TRUE |  | P | PPD | DAYTON
133219 | 3 | 2 | States | Dayton | Taylor Barrett | TRUE | 2026-05-12T00:00:00 | 2026-10-02T00:00:00 | 2026-10-02T00:00:00 | 45 | 0 | 45 | 79.87 | 19168.8 | 55369-6417 | USA | N30 | 126 | PLASTIC DIP MOLDINGS INC/INSULBOOT | 18951 | SK-041626-03RD | Insulboot-38kV-Custom-Riser-Boot, Inner | PUR | Insulboot-38kV-Custom-Riser-Boot, Inner | EA | EA |  | TRUE |  | P | PPD | DAYTON
133219 | 3 | 3 | States | Dayton | Taylor Barrett | TRUE | 2026-05-12T00:00:00 | 2026-10-19T00:00:00 | 2026-10-19T00:00:00 | 90 | 0 | 90 | 79.87 | 19168.8 | 55369-6417 | USA | N30 | 126 | PLASTIC DIP MOLDINGS INC/INSULBOOT | 18951 | SK-041626-03RD | Insulboot-38kV-Custom-Riser-Boot, Inner | PUR | Insulboot-38kV-Custom-Riser-Boot, Inner | EA | EA |  | TRUE |  | P | PPD | DAYTON
133219 | 4 | 1 | States | Dayton | Taylor Barrett | TRUE | 2026-05-12T00:00:00 | 2026-07-02T00:00:00 | 2026-07-02T00:00:00 | 105 | 0 | 105 | 96 | 23040 | 55369-6417 | USA | N30 | 126 | PLASTIC DIP MOLDINGS INC/INSULBOOT | 18951 | SK-041626-04RD | Insulboot-38kV-Custom-Riser-Boot, Outer | PUR | Insulboot-38kV-Custom-Riser-Boot, Outer | EA | EA |  | TRUE |  | P | PPD | DAYTON
133219 | 4 | 2 | States | Dayton | Taylor Barrett | TRUE | 2026-05-12T00:00:00 | 2026-10-02T00:00:00 | 2026-10-02T00:00:00 | 45 | 0 | 45 | 96 | 23040 | 55369-6417 | USA | N30 | 126 | PLASTIC DIP MOLDINGS INC/INSULBOOT | 18951 | SK-041626-04RD | Insulboot-38kV-Custom-Riser-Boot, Outer | PUR | Insulboot-38kV-Custom-Riser-Boot, Outer | EA | EA |  | TRUE |  | P | PPD | DAYTON
133219 | 4 | 3 | States | Dayton | Taylor Barrett | TRUE | 2026-05-12T00:00:00 | 2026-10-19T00:00:00 | 2026-10-19T00:00:00 | 90 | 0 | 90 | 96 | 23040 | 55369-6417 | USA | N30 | 126 | PLASTIC DIP MOLDINGS INC/INSULBOOT | 18951 | SK-041626-04RD | Insulboot-38kV-Custom-Riser-Boot, Outer | PUR | Insulboot-38kV-Custom-Riser-Boot, Outer | EA | EA |  | TRUE |  | P | PPD | DAYTON
134719 | 1 | 1 | States | Dayton | Taylor Barrett | TRUE | 2026-07-13T00:00:00 | 2027-02-15T00:00:00 | 2027-02-15T00:00:00 | 204 | 0 | 204 | 0 | 0 | 55369-6417 | USA | N30 | 126 | PLASTIC DIP MOLDINGS INC/INSULBOOT | 18951 | I-0871 | Stud to Riser Connection Boot: 1/2" x 4", 3" Stud Diameter | PUR | Stud to Riser Connection Boot: 1/2" x 4", 3" Stud Diameter | EA | EA |  | TRUE |  | P | PPD | DAYTON
134652 | 1 | 1 | States | Dayton | Taylor Barrett | TRUE | 2026-07-09T00:00:00 | 2026-07-27T00:00:00 | 2026-07-27T00:00:00 | 60 | 0 | 60 | 22.47 | 4583.88 | 55369-6417 | USA | N30 | 126 | PLASTIC DIP MOLDINGS INC/INSULBOOT | 18951 | I-0871 | Stud to Riser Connection Boot: 1/2" x 4", 3" Stud Diameter | PUR | Stud to Riser Connection Boot: 1/2" x 4", 3" Stud Diameter | EA | EA |  | TRUE |  | P | PPD | DAYTON
134652 | 1 | 2 | States | Dayton | Taylor Barrett | TRUE | 2026-07-09T00:00:00 | 2026-07-27T00:00:00 |  | 96 | 0 | 96 | 22.47 | 4583.88 | 55369-6417 | USA | N30 | 126 | PLASTIC DIP MOLDINGS INC/INSULBOOT | 18951 | I-0871 | Stud to Riser Connection Boot: 1/2" x 4", 3" Stud Diameter | PUR | Stud to Riser Connection Boot: 1/2" x 4", 3" Stud Diameter | EA | EA |  | TRUE |  | P | PPD | DAYTON
134652 | 1 | 3 | States | Dayton | Taylor Barrett | TRUE | 2026-07-09T00:00:00 | 2026-07-27T00:00:00 | 2026-07-27T00:00:00 | 48 | 0 | 48 | 22.47 | 4583.88 | 55369-6417 | USA | N30 | 126 | PLASTIC DIP MOLDINGS INC/INSULBOOT | 18951 | I-0871 | Stud to Riser Connection Boot: 1/2" x 4", 3" Stud Diameter | PUR | Stud to Riser Connection Boot: 1/2" x 4", 3" Stud Diameter | EA | EA |  | TRUE |  | P | PPD | DAYTON
133637 | 1 | 1 | States | Dayton | Andrew Olson | TRUE | 2026-05-27T00:00:00 | 2026-11-09T00:00:00 |  | 48 | 0 | 48 | 717.52 | 34440.96 | 55369-6417 | USA | N30 | 127 | LESCO INC | 19170-6444 | 228-700-520 CL-14 | CL-14 FUSE CLIP | PUR | CL-14 FUSE CLIP | EA | EA |  | FALSE |  | P | PPD | Dayton
133483 | 1 | 4 | States | Dayton | Andrew Olson | TRUE | 2026-05-21T00:00:00 | 2026-11-20T00:00:00 | 2026-11-20T00:00:00 | 24 | 0 | 24 | 861.0668 | 165324.83 | 55369-6417 | USA | N30 | 127 | LESCO INC | 19170-6444 | 228-700-520 CL-14 | CL-14 FUSE CLIP | PUR | CL-14 FUSE CLIP | EA | EA |  | TRUE |  | P | PPD | Dayton
133483 | 1 | 3 | States | Dayton | Andrew Olson | TRUE | 2026-05-21T00:00:00 | 2026-10-26T00:00:00 | 2026-10-26T00:00:00 | 48 | 0 | 48 | 861.0668 | 165324.83 | 55369-6417 | USA | N30 | 127 | LESCO INC | 19170-6444 | 228-700-520 CL-14 | CL-14 FUSE CLIP | PUR | CL-14 FUSE CLIP | EA | EA |  | TRUE |  | P | PPD | Dayton
133483 | 1 | 2 | States | Dayton | Andrew Olson | TRUE | 2026-05-21T00:00:00 | 2026-09-24T00:00:00 | 2026-09-24T00:00:00 | 96 | 0 | 96 | 861.0668 | 165324.83 | 55369-6417 | USA | N30 | 127 | LESCO INC | 19170-6444 | 228-700-520 CL-14 | CL-14 FUSE CLIP | PUR | CL-14 FUSE CLIP | EA | EA |  | TRUE |  | P | PPD | Dayton
133483 | 1 | 1 | States | Dayton | Andrew Olson | TRUE | 2026-05-21T00:00:00 | 2026-08-14T00:00:00 | 2026-06-24T00:00:00 | 24 | 0 | 24 | 861.0668 | 165324.83 | 55369-6417 | USA | N30 | 127 | LESCO INC | 19170-6444 | 228-700-520 CL-14 | CL-14 FUSE CLIP | PUR | CL-14 FUSE CLIP | EA | EA |  | TRUE |  | P | PPD | Dayton
133567 | 1 | 3 | States | Dayton | Taylor Barrett | TRUE | 2026-05-22T00:00:00 | 2026-09-24T00:00:00 | 2026-09-24T00:00:00 | 96 | 5 | 91 | 3853.58 | 709058.72 | 55369-6417 | USA | D08 | 128 | MERSEN USA EP CORP | 19170-6444 | A155C2D0R0-200E | Fuse, 15.5kV 200E-Rated, Clip-Lock Series, Max IR RMS Sym 50kA, Double barrel | FFB | Fuse, 15.5kV 200E-Rated, Clip-Lock Series, Max IR RMS Sym 50kA, Double barrel | EA | EA |  | TRUE |  | P | PPD | Dayton
133567 | 1 | 4 | States | Dayton | Taylor Barrett | TRUE | 2026-05-22T00:00:00 | 2026-10-26T00:00:00 | 2026-10-26T00:00:00 | 48 | 0 | 48 | 3853.58 | 709058.72 | 55369-6417 | USA | D08 | 128 | MERSEN USA EP CORP | 19170-6444 | A155C2D0R0-200E | Fuse, 15.5kV 200E-Rated, Clip-Lock Series, Max IR RMS Sym 50kA, Double barrel | FFB | Fuse, 15.5kV 200E-Rated, Clip-Lock Series, Max IR RMS Sym 50kA, Double barrel | EA | EA |  | TRUE |  | P | PPD | Dayton
133567 | 1 | 5 | States | Dayton | Taylor Barrett | TRUE | 2026-05-22T00:00:00 | 2026-11-20T00:00:00 | 2026-11-20T00:00:00 | 24 | 0 | 24 | 3853.58 | 709058.72 | 55369-6417 | USA | D08 | 128 | MERSEN USA EP CORP | 19170-6444 | A155C2D0R0-200E | Fuse, 15.5kV 200E-Rated, Clip-Lock Series, Max IR RMS Sym 50kA, Double barrel | FFB | Fuse, 15.5kV 200E-Rated, Clip-Lock Series, Max IR RMS Sym 50kA, Double barrel | EA | EA |  | TRUE |  | P | PPD | 100
134782 | 3 | 1 | States | Champlin | Taylor Barrett | TRUE | 2026-07-15T00:00:00 | 2026-07-27T00:00:00 |  | 7 | 0 | 7 | 111.2852 | 779 | 55316-3157 | USA | D08 | 128 | MERSEN USA EP CORP | 19170-6444 | USM3 | Fuse Holder: Finger-safe, 3-Pole, 800VAC/DC, 30A, Class CC, accepts rejection style fuse | PUR | Fuse Holder: Finger-safe, 3-Pole, 800VAC/DC, 30A, Class CC, accepts rejection style fuse | EA | EA |  | FALSE |  | P | PPD | 100
134782 | 2 | 1 | States | Champlin | Taylor Barrett | TRUE | 2026-07-15T00:00:00 | 2026-07-27T00:00:00 |  | 6 | 0 | 6 | 9.4598 | 56.76 | 55316-3157 | USA | D08 | 128 | MERSEN USA EP CORP | 19170-6444 | MPDBC6869 | Cover, Power Distribution Block: 1000Vac, 1 Line, 4 Load, 2/0-#14 : #4/#14, 175A, 1phase | PUR | Cover, Power Distribution Block: 1000Vac, 1 Line, 4 Load, 2/0-#14 : #4/#14, 175A, 1phase | EA | EA |  | FALSE |  | P | PPD | 100
134782 | 1 | 1 | States | Champlin | Taylor Barrett | TRUE | 2026-07-15T00:00:00 | 2026-07-27T00:00:00 |  | 12 | 0 | 12 | 42.44 | 509.28 | 55316-3157 | USA | D08 | 128 | MERSEN USA EP CORP | 19170-6444 | MPDB62131 | Power Distribution Block: 1000Vac, 1 Line, 4 Load, 2/0-#14 : #4/#14, 175A, 1phase | PUR | Power Distribution Block: 1000Vac, 1 Line, 4 Load, 2/0-#14 : #4/#14, 175A, 1phase | EA | EA |  | FALSE |  | P | PPD | 100
130164 | 1 | 2 | States | Champlin | Taylor Barrett | TRUE | 2025-12-01T00:00:00 | 2026-07-31T00:00:00 |  | 3 | 0 | 3 | 73.16 | 219.48 | 55316 | USA | D08 | 128 | MERSEN USA EP CORP | 19170-6444 | 9F61BNW450 | Live Part for Fuse Support EK-1, 15.5kV Max, 95kV BIL, 11.5" Centers for 1.56" Diameter Fuses |  | Live Part for Fuse Support EK-1, 15.5kV Max, 95kV BIL, 11.5" Centers for 1.56" Diameter Fuses | EA | EA |  | TRUE |  | P | PPD | 100
134709 | 1 | 1 | States | Dayton | Taylor Barrett | TRUE | 2026-07-13T00:00:00 | 2026-08-17T00:00:00 | 2026-08-17T00:00:00 | 1 | 0 | 1 | 324.88 | 324.88 | 55369-6417 | USA | D08 | 128 | MERSEN USA EP CORP | 19170-6444 | 9F60DMH005 | Medium Voltage E-Rated Fuse 15500VAC 5A Ferrule, Series: DMH Visual Indicator Amp-Trap | PUR | Medium Voltage E-Rated Fuse 15500VAC 5A Ferrule, Series: DMH Visual Indicator Amp-Trap | EA | EA |  | TRUE |  | P | PPD | DAYTON
132826 | 1 | 1 | States | Champlin | Taylor Barrett | TRUE | 2026-04-28T00:00:00 | 2026-08-11T00:00:00 | 2026-08-11T00:00:00 | 1 | 0 | 1 | 9.4598 | 9.46 | 55316-3157 | USA | D08 | 128 | MERSEN USA EP CORP | 19170-6444 | MPDBC6869 | Cover, Power Distribution Block: 1000Vac, 1 Line, 4 Load, 2/0-#14 : #4/#14, 175A, 1phase | PUR | Cover, Power Distribution Block: 1000Vac, 1 Line, 4 Load, 2/0-#14 : #4/#14, 175A, 1phase | EA | EA |  | TRUE |  | P | PPD | 100
132826 | 2 | 1 | States | Champlin | Taylor Barrett | TRUE | 2026-04-28T00:00:00 | 2026-07-23T00:00:00 | 2026-07-23T00:00:00 | 1 | 0 | 1 | 111.2852 | 111.29 | 55316-3157 | USA | D08 | 128 | MERSEN USA EP CORP | 19170-6444 | USM3 | Fuse Holder: Finger-safe, 3-Pole, 800VAC/DC, 30A, Class CC, accepts rejection style fuse | PUR | Fuse Holder: Finger-safe, 3-Pole, 800VAC/DC, 30A, Class CC, accepts rejection style fuse | EA | EA |  | TRUE |  | P | PPD | 100
134669 | 1 | 1 | States | Dayton | Robert Boulka | TRUE | 2026-07-10T00:00:00 | 2026-07-30T00:00:00 | 2026-07-30T00:00:00 | 1047.61 | 0 | 1047.61 | 4.08 | 4274.25 | 55369-6417 | USA | D05 | 132 | CHAMPAGNE METALS LLC | 75373-1669 | ALS-.125-48X120 | 5052-H32 ALUMINUM SHEET .125 X 48" X 120" - LASER MASKED | ALUM | 5052-H32 ALUMINUM SHEET .125 X 48" X 120" - LASER MASKED | SF | LB |  | TRUE |  | P | PPD | Dayton
134209 | 1 | 1 | States | Champlin | Robert Boulka | TRUE | 2026-06-18T00:00:00 | 2026-07-13T00:00:00 | 2026-07-13T00:00:00 | 5000 | 3980.89 | 1019.11 | 4.08 | 20400 | 55316-3157 | USA | D05 | 132 | CHAMPAGNE METALS LLC | 75373-1669 | ALS-.125-48X120 | 5052-H32 ALUMINUM SHEET .125 X 48" X 120" - LASER MASKED | ALUM | 5052-H32 ALUMINUM SHEET .125 X 48" X 120" - LASER MASKED | SF | LB | CR | TRUE |  | P | PPD | 100
134565 | 1 | 1 | States | Champlin | Robert Boulka | TRUE | 2026-07-07T00:00:00 | 2026-08-03T00:00:00 | 2026-08-03T00:00:00 | 2000 | 0 | 2000 | 3.84 | 7680 | 55316-3157 | USA | D05 | 132 | CHAMPAGNE METALS LLC | 75373-1669 | ALS-.187-48X120 | 5052-H32 ALUMINUM SHEET .187 X 48" X 120" - LASER MASKED | ALUM | 5052-H32 ALUMINUM SHEET .187 X 48" X 120" - LASER MASKED | SF | LB | CR | TRUE |  | P | PPD | 100
134247 | 1 | 1 | States | Dayton | Robert Boulka | TRUE | 2026-06-22T00:00:00 | 2026-07-13T00:00:00 | 2026-07-13T00:00:00 | 3000 | 3104.65 | -104.65 | 4.22 | 12660 | 55369-6417 | USA | D05 | 132 | CHAMPAGNE METALS LLC | 75373-1669 | ALS-.250-48X120 | 5052-H32 ALUMINUM SHEET .250 X 48" X 120" - LASER MASKED | ALUM | 5052-H32 ALUMINUM SHEET .250 X 48" X 120" - LASER MASKED | SF | LB | CR | FALSE |  | P | PPD | Dayton
134358 | 1 | 1 | States | Champlin | Robert Boulka | TRUE | 2026-06-25T00:00:00 | 2026-07-16T00:00:00 | 2026-07-16T00:00:00 | 3000 | 0 | 3000 | 4.27 | 12810 | 55316-3157 | USA | D05 | 132 | CHAMPAGNE METALS LLC | 75373-1669 | ALS-.100-48X120 | 5052-H32 ALUMINUM SHEET .100 X 48" X 120" - LASER MASKED | ALUM | 5052-H32 ALUMINUM SHEET .100 X 48" X 120" - LASER MASKED | SF | LB | CR | TRUE |  | P | PPD | DAYTON
134100 | 1 | 1 | States | Champlin | Robert Boulka | TRUE | 2026-06-15T00:00:00 | 2026-07-13T00:00:00 | 2026-07-13T00:00:00 | 2235.21 | 0 | 2235.21 | 4.27 | 9544.35 | 55316-3157 | USA | D05 | 132 | CHAMPAGNE METALS LLC | 75373-1669 | ALS-.100-48X120 | 5052-H32 ALUMINUM SHEET .100 X 48" X 120" - LASER MASKED | ALUM | 5052-H32 ALUMINUM SHEET .100 X 48" X 120" - LASER MASKED | SF | LB | CR | TRUE |  | P | PPD | 100
134591 | 1 | 1 | States | Champlin | Robert Boulka | TRUE | 2026-07-08T00:00:00 | 2026-08-03T00:00:00 | 2026-08-03T00:00:00 | 2000 | 0 | 2000 | 4.23 | 8460 | 55316-3157 | USA | D05 | 132 | CHAMPAGNE METALS LLC | 75373-1669 | ALS-.125-60X120 | 5052-H32 ALUMINUM SHEET .125 X 60" X 120" - LASER MASKED | ALUM | 5052-H32 ALUMINUM SHEET .125 X 60" X 120" - LASER MASKED | SF | LB |  | TRUE |  | P | PPD | 100
133129 | 1 | 1 | States | Champlin | Andrew Olson | TRUE | 2026-05-11T00:00:00 | 2026-08-03T00:00:00 | 2026-08-03T00:00:00 | 13 | 0 | 13 | 769 | 97663 | 55316-3157 | USA | N30 | 134 | AUTOMATION DIRECT.COM INC | 30384-2417 | CM5-T10W | C-MORE CM5 SERIES TOUCH SCREEN HMI, 10.1IN COLOR TFT LCD, ANALOG RESISTIVE, WIDESCREEN, 1024 X 600 PIXEL, WSVGA, LED BACKLIGHT, (2) ETHERNET, (3) SERIAL AND (4) USB PORTS AND (1) MEMORY CARD SLOT. | PUR | C-MORE CM5 SERIES TOUCH SCREEN HMI, 10.1IN COLOR TFT LCD, ANALOG RESISTIVE, WIDESCREEN, 1024 X 600 PIXEL, WSVGA, LED BACKLIGHT, (2) ETHERNET, (3) SERIAL AND (4) USB PORTS AND (1) MEMORY CARD SLOT. | EA | EA |  | FALSE |  | P | PPD | 100
133129 | 1 | 2 | States | Champlin | Andrew Olson | TRUE | 2026-05-11T00:00:00 | 2026-09-01T00:00:00 | 2026-09-01T00:00:00 | 38 | 0 | 38 | 769 | 97663 | 55316-3157 | USA | N30 | 134 | AUTOMATION DIRECT.COM INC | 30384-2417 | CM5-T10W | C-MORE CM5 SERIES TOUCH SCREEN HMI, 10.1IN COLOR TFT LCD, ANALOG RESISTIVE, WIDESCREEN, 1024 X 600 PIXEL, WSVGA, LED BACKLIGHT, (2) ETHERNET, (3) SERIAL AND (4) USB PORTS AND (1) MEMORY CARD SLOT. | PUR | C-MORE CM5 SERIES TOUCH SCREEN HMI, 10.1IN COLOR TFT LCD, ANALOG RESISTIVE, WIDESCREEN, 1024 X 600 PIXEL, WSVGA, LED BACKLIGHT, (2) ETHERNET, (3) SERIAL AND (4) USB PORTS AND (1) MEMORY CARD SLOT. | EA | EA |  | FALSE |  | P | PPD | 100
133129 | 1 | 3 | States | Champlin | Andrew Olson | TRUE | 2026-05-11T00:00:00 | 2026-10-01T00:00:00 | 2026-10-01T00:00:00 | 38 | 0 | 38 | 769 | 97663 | 55316-3157 | USA | N30 | 134 | AUTOMATION DIRECT.COM INC | 30384-2417 | CM5-T10W | C-MORE CM5 SERIES TOUCH SCREEN HMI, 10.1IN COLOR TFT LCD, ANALOG RESISTIVE, WIDESCREEN, 1024 X 600 PIXEL, WSVGA, LED BACKLIGHT, (2) ETHERNET, (3) SERIAL AND (4) USB PORTS AND (1) MEMORY CARD SLOT. | PUR | C-MORE CM5 SERIES TOUCH SCREEN HMI, 10.1IN COLOR TFT LCD, ANALOG RESISTIVE, WIDESCREEN, 1024 X 600 PIXEL, WSVGA, LED BACKLIGHT, (2) ETHERNET, (3) SERIAL AND (4) USB PORTS AND (1) MEMORY CARD SLOT. | EA | EA |  | FALSE |  | P | PPD | 100
133129 | 1 | 4 | States | Champlin | Andrew Olson | TRUE | 2026-05-11T00:00:00 | 2026-11-02T00:00:00 | 2026-11-02T00:00:00 | 38 | 0 | 38 | 769 | 97663 | 55316-3157 | USA | N30 | 134 | AUTOMATION DIRECT.COM INC | 30384-2417 | CM5-T10W | C-MORE CM5 SERIES TOUCH SCREEN HMI, 10.1IN COLOR TFT LCD, ANALOG RESISTIVE, WIDESCREEN, 1024 X 600 PIXEL, WSVGA, LED BACKLIGHT, (2) ETHERNET, (3) SERIAL AND (4) USB PORTS AND (1) MEMORY CARD SLOT. | PUR | C-MORE CM5 SERIES TOUCH SCREEN HMI, 10.1IN COLOR TFT LCD, ANALOG RESISTIVE, WIDESCREEN, 1024 X 600 PIXEL, WSVGA, LED BACKLIGHT, (2) ETHERNET, (3) SERIAL AND (4) USB PORTS AND (1) MEMORY CARD SLOT. | EA | EA |  | FALSE |  | P | PPD | 100
132367 | 3 | 1 | States | Dayton | Holly Davis | TRUE | 2026-04-09T00:00:00 | 2026-07-08T00:00:00 | 2026-07-08T00:00:00 | 24 | 0 | 24 | 2631.2 | 63148.8 | 55369-6417 | USA | N30 | 140 | ENERSYS DELAWARE INC | 60677-1006 | EB0586-50 | Best Battery Selector, NEMA-1 Style-586 Enclosure, 600VDC 50A, Sure Power | PUR | Best Battery Selector, NEMA-1 Style-586 Enclosure, 600VDC 50A, Sure Power | EA | EA |  | TRUE |  | P | FXON | DAYTON
134188 | 3 | 5 | States | Dayton | Holly Davis | TRUE | 2026-06-17T00:00:00 | 2026-12-28T00:00:00 | 2026-12-28T00:00:00 | 10 | 0 | 10 | 321.84 | 16092 | 55369-6417 | USA | N30 | 140 | ENERSYS DELAWARE INC | 60677-1006 | SBS-C11FT | BATT,12V,91AH,FT,9750M0318 | PUR | BATT,12V,91AH,FT,9750M0318 | EA | EA |  | TRUE |  | P | FXON | DAYTON
134188 | 3 | 4 | States | Dayton | Holly Davis | TRUE | 2026-06-17T00:00:00 | 2026-12-28T00:00:00 | 2026-12-28T00:00:00 | 10 | 0 | 10 | 321.84 | 16092 | 55369-6417 | USA | N30 | 140 | ENERSYS DELAWARE INC | 60677-1006 | SBS-C11FT | BATT,12V,91AH,FT,9750M0318 | PUR | BATT,12V,91AH,FT,9750M0318 | EA | EA |  | TRUE |  | P | FXON | DAYTON
134188 | 3 | 3 | States | Dayton | Holly Davis | TRUE | 2026-06-17T00:00:00 | 2026-11-19T00:00:00 | 2026-11-19T00:00:00 | 10 | 0 | 10 | 321.84 | 16092 | 55369-6417 | USA | N30 | 140 | ENERSYS DELAWARE INC | 60677-1006 | SBS-C11FT | BATT,12V,91AH,FT,9750M0318 | PUR | BATT,12V,91AH,FT,9750M0318 | EA | EA |  | TRUE |  | P | FXON | DAYTON
134188 | 3 | 2 | States | Dayton | Holly Davis | TRUE | 2026-06-17T00:00:00 | 2026-10-01T00:00:00 | 2026-10-01T00:00:00 | 10 | 0 | 10 | 321.84 | 16092 | 55369-6417 | USA | N30 | 140 | ENERSYS DELAWARE INC | 60677-1006 | SBS-C11FT | BATT,12V,91AH,FT,9750M0318 | PUR | BATT,12V,91AH,FT,9750M0318 | EA | EA |  | TRUE |  | P | FXON | DAYTON
134188 | 3 | 1 | States | Dayton | Holly Davis | TRUE | 2026-06-17T00:00:00 | 2026-09-14T00:00:00 | 2026-09-14T00:00:00 | 10 | 0 | 10 | 321.84 | 16092 | 55369-6417 | USA | N30 | 140 | ENERSYS DELAWARE INC | 60677-1006 | SBS-C11FT | BATT,12V,91AH,FT,9750M0318 | PUR | BATT,12V,91AH,FT,9750M0318 | EA | EA |  | TRUE |  | P | FXON | DAYTON
134188 | 2 | 5 | States | Dayton | Holly Davis | TRUE | 2026-06-17T00:00:00 | 2026-12-28T00:00:00 | 2026-12-28T00:00:00 | 1 | 0 | 1 | 0 | 0 | 55369-6417 | USA | N30 | 140 | ENERSYS DELAWARE INC | 60677-1006 | S060M0C11F162100 | Connector Kit (SBSC11F) 125VDC for 2 Tier Rack | PUR | Connector Kit (SBSC11F) 125VDC for 2 Tier Rack | EA | EA |  | TRUE |  | P | FXON | DAYTON
134188 | 2 | 4 | States | Dayton | Holly Davis | TRUE | 2026-06-17T00:00:00 | 2026-12-28T00:00:00 | 2026-12-28T00:00:00 | 1 | 0 | 1 | 0 | 0 | 55369-6417 | USA | N30 | 140 | ENERSYS DELAWARE INC | 60677-1006 | S060M0C11F162100 | Connector Kit (SBSC11F) 125VDC for 2 Tier Rack | PUR | Connector Kit (SBSC11F) 125VDC for 2 Tier Rack | EA | EA |  | TRUE |  | P | FXON | DAYTON
134188 | 2 | 3 | States | Dayton | Holly Davis | TRUE | 2026-06-17T00:00:00 | 2026-11-19T00:00:00 | 2026-11-19T00:00:00 | 1 | 0 | 1 | 0 | 0 | 55369-6417 | USA | N30 | 140 | ENERSYS DELAWARE INC | 60677-1006 | S060M0C11F162100 | Connector Kit (SBSC11F) 125VDC for 2 Tier Rack | PUR | Connector Kit (SBSC11F) 125VDC for 2 Tier Rack | EA | EA |  | TRUE |  | P | FXON | DAYTON
134188 | 2 | 2 | States | Dayton | Holly Davis | TRUE | 2026-06-17T00:00:00 | 2026-10-01T00:00:00 | 2026-10-01T00:00:00 | 1 | 0 | 1 | 0 | 0 | 55369-6417 | USA | N30 | 140 | ENERSYS DELAWARE INC | 60677-1006 | S060M0C11F162100 | Connector Kit (SBSC11F) 125VDC for 2 Tier Rack | PUR | Connector Kit (SBSC11F) 125VDC for 2 Tier Rack | EA | EA |  | TRUE |  | P | FXON | DAYTON
134188 | 2 | 1 | States | Dayton | Holly Davis | TRUE | 2026-06-17T00:00:00 | 2026-09-14T00:00:00 | 2026-09-14T00:00:00 | 1 | 0 | 1 | 0 | 0 | 55369-6417 | USA | N30 | 140 | ENERSYS DELAWARE INC | 60677-1006 | S060M0C11F162100 | Connector Kit (SBSC11F) 125VDC for 2 Tier Rack | PUR | Connector Kit (SBSC11F) 125VDC for 2 Tier Rack | EA | EA |  | TRUE |  | P | FXON | DAYTON
134188 | 1 | 5 | States | Dayton | Holly Davis | TRUE | 2026-06-17T00:00:00 | 2026-12-28T00:00:00 |  | 1 | 0 | 1 | 2795.65 | 13978.25 | 55369-6417 | USA | N30 | 140 | ENERSYS DELAWARE INC | 60677-1006 | EJ5144-0050 | Best Battery Selector (50 Amps - 300VDC) | PUR | Best Battery Selector (50 Amps - 300VDC) | EA | EA |  | TRUE |  | P | FXON | DAYTON
134188 | 1 | 4 | States | Dayton | Holly Davis | TRUE | 2026-06-17T00:00:00 | 2026-12-28T00:00:00 | 2026-12-28T00:00:00 | 1 | 0 | 1 | 2795.65 | 13978.25 | 55369-6417 | USA | N30 | 140 | ENERSYS DELAWARE INC | 60677-1006 | EJ5144-0050 | Best Battery Selector (50 Amps - 300VDC) | PUR | Best Battery Selector (50 Amps - 300VDC) | EA | EA |  | TRUE |  | P | FXON | DAYTON
134188 | 1 | 3 | States | Dayton | Holly Davis | TRUE | 2026-06-17T00:00:00 | 2026-11-19T00:00:00 | 2026-11-19T00:00:00 | 1 | 0 | 1 | 2795.65 | 13978.25 | 55369-6417 | USA | N30 | 140 | ENERSYS DELAWARE INC | 60677-1006 | EJ5144-0050 | Best Battery Selector (50 Amps - 300VDC) | PUR | Best Battery Selector (50 Amps - 300VDC) | EA | EA |  | TRUE |  | P | FXON | DAYTON
134188 | 1 | 2 | States | Dayton | Holly Davis | TRUE | 2026-06-17T00:00:00 | 2026-10-01T00:00:00 | 2026-10-01T00:00:00 | 1 | 0 | 1 | 2795.65 | 13978.25 | 55369-6417 | USA | N30 | 140 | ENERSYS DELAWARE INC | 60677-1006 | EJ5144-0050 | Best Battery Selector (50 Amps - 300VDC) | PUR | Best Battery Selector (50 Amps - 300VDC) | EA | EA |  | TRUE |  | P | FXON | DAYTON
134188 | 1 | 1 | States | Dayton | Holly Davis | TRUE | 2026-06-17T00:00:00 | 2026-09-14T00:00:00 | 2026-09-14T00:00:00 | 1 | 0 | 1 | 2795.65 | 13978.25 | 55369-6417 | USA | N30 | 140 | ENERSYS DELAWARE INC | 60677-1006 | EJ5144-0050 | Best Battery Selector (50 Amps - 300VDC) | PUR | Best Battery Selector (50 Amps - 300VDC) | EA | EA |  | TRUE |  | P | FXON | DAYTON
133773 | 2 | 1 | States | Champlin | Holly Davis | TRUE | 2026-06-01T00:00:00 | 2026-11-13T00:00:00 | 2026-11-13T00:00:00 | 16 | 0 | 16 | 164.8 | 2636.8 | 55316-3157 | USA | N30 | 140 | ENERSYS DELAWARE INC | 60677-1006 | SBSJ30 | Battery: SLA, 6 cell, 12VDC, 26Ah, 9.8"L x 3.8"W x 6.1"H, 20.9lbs, Operating Temp Range: -40C - 50C, Float Voltage: 2.28Vpc | PUR | Battery: SLA, 6 cell, 12VDC, 26Ah, 9.8"L x 3.8"W x 6.1"H, 20.9lbs, Operating Temp Range: -40C - 50C, Float Voltage: 2.28Vpc | EA | EA |  | TRUE |  | P | FXON | 100
133773 | 1 | 1 | States | Champlin | Holly Davis | TRUE | 2026-06-01T00:00:00 | 2026-11-13T00:00:00 | 2026-11-13T00:00:00 | 8 | 0 | 8 | 1068.75 | 8550 | 55316-3157 | USA | N30 | 140 | ENERSYS DELAWARE INC | 60677-1006 | M4-22-1515-E | Battery Charger: SLA, 12/24VDC 15A Output, 90-265VAC 47-63Hz Input, current limited, 2 Alarms | PUR | Battery Charger: SLA, 12/24VDC 15A Output, 90-265VAC 47-63Hz Input, current limited, 2 Alarms | EA | EA |  | TRUE |  | P | FXON | 100
130649 | 1 | 1 | States | Project Eagle 1 | Holly Davis | TRUE | 2026-04-16T00:00:00 | 2026-08-12T00:00:00 | 2026-06-12T00:00:00 | 2 | 0 | 2 | 2946.4 | 5892.8 | 76177 | USA | N30 | 140 | ENERSYS DELAWARE INC | 60677-1006 | K1140212 | 75A 48VDC CHARGER 240VAC with ELIMINATOR | PUR | 75A 48VDC CHARGER 240VAC with ELIMINATOR | EA | EA |  | TRUE |  | P | FXON | DAYTON
130649 | 3 | 1 | States | Project Eagle 1 | Holly Davis | TRUE | 2026-04-16T00:00:00 | 2026-06-23T00:00:00 | 2026-06-12T00:00:00 | 2 | 0 | 2 | 1202.87 | 2405.74 | 76177 | USA | N30 | 140 | ENERSYS DELAWARE INC | 60677-1006 | SE4HNHPL02010501 | SBS XL 480 Horizontal Rack 6W by 4H. 41.34"L x 19.69" W x 43.7"H | PUR | SBS XL 480 Horizontal Rack 6W by 4H. 41.34"L x 19.69" W x 43.7"H | EA | EA |  | TRUE |  | P | FXON | DAYTON
132156 | 1 | 2 | States | Dayton | Holly Davis | TRUE | 2026-03-31T00:00:00 | 2026-06-15T00:00:00 | 2026-06-15T00:00:00 | 8 | 0 | 8 | 328.95 | 5263.2 | 55369-6417 | USA | N30 | 140 | ENERSYS DELAWARE INC | 60677-1006 | 12V62F | BATT,12V,62AH,TT (ref ENERSYS quote QT00001975) | PUR | BATT,12V,62AH,TT (ref ENERSYS quote QT00001975) | EA | EA |  | TRUE |  | P | FXON | DAYTON
133575 | 2 | 1 | States | Champlin | Holly Davis | TRUE | 2026-05-22T00:00:00 | 2026-10-23T00:00:00 | 2026-10-23T00:00:00 | 14 | 0 | 14 | 164.8 | 2307.2 | 55316-3157 | USA | N30 | 140 | ENERSYS DELAWARE INC | 60677-1006 | SBSJ30 | Battery: SLA, 6 cell, 12VDC, 26Ah, 9.8"L x 3.8"W x 6.1"H, 20.9lbs, Operating Temp Range: -40C - 50C, Float Voltage: 2.28Vpc | PUR | Battery: SLA, 6 cell, 12VDC, 26Ah, 9.8"L x 3.8"W x 6.1"H, 20.9lbs, Operating Temp Range: -40C - 50C, Float Voltage: 2.28Vpc | EA | EA |  | TRUE |  | P | FXON | 100
133575 | 3 | 1 | States | Champlin | Holly Davis | TRUE | 2026-05-22T00:00:00 | 2026-08-06T00:00:00 | 2026-08-06T00:00:00 | 2 | 0 | 2 | 164.8 | 329.6 | 55316-3157 | USA | N30 | 140 | ENERSYS DELAWARE INC | 60677-1006 | SBS-J30 | BATTERY, RECHARGEABLE, 12VDC, SLA, 6CELL, 26Ah | PUR | BATTERY, RECHARGEABLE, 12VDC, SLA, 6CELL, 26Ah | EA | EA |  | TRUE |  | P | FXON | 100
133454 | 1 | 1 | States | Champlin | Holly Davis | TRUE | 2026-05-20T00:00:00 | 2026-07-24T00:00:00 | 2026-07-24T00:00:00 | 1 | 0 | 1 | 1068.75 | 1068.75 | 55316-3157 | USA | N30 | 140 | ENERSYS DELAWARE INC | 60677-1006 | M4-22-1515-E | Battery Charger: SLA, 12/24VDC 15A Output, 90-265VAC 47-63Hz Input, current limited, 2 Alarms | PUR | Battery Charger: SLA, 12/24VDC 15A Output, 90-265VAC 47-63Hz Input, current limited, 2 Alarms | EA | EA |  | TRUE |  | P | FXON | 100
133454 | 2 | 1 | States | Champlin | Holly Davis | TRUE | 2026-05-20T00:00:00 | 2026-07-24T00:00:00 | 2026-07-24T00:00:00 | 2 | 0 | 2 | 130.4 | 260.8 | 55316-3157 | USA | N30 | 140 | ENERSYS DELAWARE INC | 60677-1006 | SBS J13 | Battery: SLA, 6 cell, 12VDC, 12Ah, 9.8"L x 3.8"W x 6.1"H, 20.9lbs, Operating Temp Range: -40C - 50C, Float Voltage: 2.28Vpc | PUR | Battery: SLA, 6 cell, 12VDC, 12Ah, 9.8"L x 3.8"W x 6.1"H, 20.9lbs, Operating Temp Range: -40C - 50C, Float Voltage: 2.28Vpc | EA | EA |  | TRUE |  | P | FXON | 100
134649 | 1 | 1 | States | Dayton | Holly Davis | TRUE | 2026-07-09T00:00:00 | 2026-07-27T00:00:00 | 2026-07-27T00:00:00 | 1 | 0 | 1 | 190 | 190 | 55369-6417 | USA | N30 | 140 | ENERSYS DELAWARE INC | 60677-1006 | BB19 | 19 Inch Rack Mount Landing Bus Bus Bar (ref ENERSYS quote QT00001975) | PUR | 19 Inch Rack Mount Landing Bus Bus Bar (ref ENERSYS quote QT00001975) | EA | EA |  | TRUE |  | P | FXON | DAYTON
134649 | 2 | 1 | States | Dayton | Holly Davis | TRUE | 2026-07-09T00:00:00 | 2026-07-27T00:00:00 | 2026-07-27T00:00:00 | 1 | 0 | 1 | 477 | 477 | 55369-6417 | USA | N30 | 140 | ENERSYS DELAWARE INC | 60677-1006 | PR19 | RACK,RELAY,19"Wx7'H(25MIN) (6)* (ref ENERSYS quote QT00001975) | PUR | RACK,RELAY,19"Wx7'H(25MIN) (6)* (ref ENERSYS quote QT00001975) | EA | EA |  | TRUE |  | P | FXON | DAYTON
134649 | 3 | 1 | States | Dayton | Holly Davis | TRUE | 2026-07-09T00:00:00 | 2026-07-27T00:00:00 | 2026-07-27T00:00:00 | 1 | 0 | 1 | 333 | 333 | 55369-6417 | USA | N30 | 140 | ENERSYS DELAWARE INC | 60677-1006 | SVF19 | KIT,SHELF,19"RACK,907085 (ref ENERSYS quote QT00001975) | PUR | KIT,SHELF,19"RACK,907085 (ref ENERSYS quote QT00001975) | EA | EA |  | TRUE |  | P | FXON | DAYTON
134649 | 4 | 1 | States | Dayton | Holly Davis | TRUE | 2026-07-09T00:00:00 | 2026-07-27T00:00:00 | 2026-07-27T00:00:00 | 1 | 0 | 1 | 120 | 120 | 55369-6417 | USA | N30 | 140 | ENERSYS DELAWARE INC | 60677-1006 | VF5CK | KIT,42"CABLE&CONN,VF,SBSF(10) (ref ENERSYS quote QT00001975) | PUR | KIT,42"CABLE&CONN,VF,SBSF(10) (ref ENERSYS quote QT00001975) | EA | EA |  | TRUE |  | P | FXON | DAYTON
134450 | 1 | 1 | States | Dayton | Holly Davis | TRUE | 2026-06-30T00:00:00 | 2027-02-15T00:00:00 | 2027-02-05T00:00:00 | 1 | 0 | 1 | 5084.95 | 5084.95 | 55369-6417 | USA | N30 | 140 | ENERSYS DELAWARE INC | 60677-1006 | ATEV1130016FMT1SSXXXXXX1 | 16 Amp Filtered Charger 125VDC 240VAC | PUR | 16 Amp Filtered Charger 125VDC 240VAC | EA | EACH |  | TRUE |  | P | FXON | DAYTON
134450 | 2 | 1 | States | Dayton | Holly Davis | TRUE | 2026-06-30T00:00:00 | 2026-10-23T00:00:00 | 2026-10-23T00:00:00 | 2 | 0 | 2 | 164.8 | 329.6 | 55369-6417 | USA | N30 | 140 | ENERSYS DELAWARE INC | 60677-1006 | SBSJ30 | Battery: SLA, 6 cell, 12VDC, 26Ah, 9.8"L x 3.8"W x 6.1"H, 20.9lbs, Operating Temp Range: -40C - 50C, Float Voltage: 2.28Vpc | PUR | Battery: SLA, 6 cell, 12VDC, 26Ah, 9.8"L x 3.8"W x 6.1"H, 20.9lbs, Operating Temp Range: -40C - 50C, Float Voltage: 2.28Vpc | EA | EA |  | TRUE |  | P | FXON | DAYTON
133221 | 1 | 1 | States | Forgent Power | Holly Davis | TRUE | 2026-05-12T00:00:00 | 2026-07-01T00:00:00 | 2026-07-01T00:00:00 | 8 | 0 | 8 | 2567.25 | 41076 | 55369-6417 | USA | N30 | 140 | ENERSYS DELAWARE INC | 60677-1006 | EJ5144-0100 | Best Battery Selector, 300V maximum input voltage, 100A | PUR | Best Battery Selector, 300V maximum input voltage, 100A | EA | EA |  | TRUE |  | P | FXON | DAYTON
133221 | 1 | 2 | States | Forgent Power | Holly Davis | TRUE | 2026-05-12T00:00:00 | 2026-07-01T00:00:00 | 2026-07-01T00:00:00 | 8 | 0 | 8 | 2567.25 | 41076 | 55369-6417 | USA | N30 | 140 | ENERSYS DELAWARE INC | 60677-1006 | EJ5144-0100 | Best Battery Selector, 300V maximum input voltage, 100A | PUR | Best Battery Selector, 300V maximum input voltage, 100A | EA | EA |  | TRUE |  | P | FXON | DAYTON
133187 | 1 | 1 | States | Dayton | Holly Davis | TRUE | 2026-05-11T00:00:00 | 2026-08-25T00:00:00 | 2026-08-25T00:00:00 | 170 | 0 | 170 | 359.28 | 172454.4 | 55369-6417 | USA | N30 | 140 | ENERSYS DELAWARE INC | 60677-1006 | 12V92F | BATT,12V,92AH,TT | PUR | BATT,12V,92AH,TT | EA | EA |  | TRUE |  | P | FXON | DAYTON
133187 | 1 | 2 | States | Dayton | Holly Davis | TRUE | 2026-05-11T00:00:00 | 2026-09-24T00:00:00 | 2026-09-24T00:00:00 | 170 | 0 | 170 | 359.28 | 172454.4 | 55369-6417 | USA | N30 | 140 | ENERSYS DELAWARE INC | 60677-1006 | 12V92F | BATT,12V,92AH,TT | PUR | BATT,12V,92AH,TT | EA | EA |  | TRUE |  | P | FXON | DAYTON
133187 | 1 | 3 | States | Dayton | Holly Davis | TRUE | 2026-05-11T00:00:00 | 2026-10-23T00:00:00 | 2026-10-23T00:00:00 | 140 | 0 | 140 | 359.28 | 172454.4 | 55369-6417 | USA | N30 | 140 | ENERSYS DELAWARE INC | 60677-1006 | 12V92F | BATT,12V,92AH,TT | PUR | BATT,12V,92AH,TT | EA | EA |  | TRUE |  | P | FXON | DAYTON
133187 | 2 | 1 | States | Dayton | Holly Davis | TRUE | 2026-05-11T00:00:00 | 2026-08-25T00:00:00 | 2026-08-25T00:00:00 | 17 | 0 | 17 | 4873.2 | 233913.6 | 55369-6417 | USA | N30 | 140 | ENERSYS DELAWARE INC | 60677-1006 | ATEV1130016FMT1SSXXXXXX1 | 16 Amp Filtered Charger 125VDC 240VAC | PUR | 16 Amp Filtered Charger 125VDC 240VAC | EA | EACH |  | TRUE |  | P | FXON | DAYTON
133187 | 2 | 2 | States | Dayton | Holly Davis | TRUE | 2026-05-11T00:00:00 | 2026-09-24T00:00:00 | 2026-09-24T00:00:00 | 17 | 0 | 17 | 4873.2 | 233913.6 | 55369-6417 | USA | N30 | 140 | ENERSYS DELAWARE INC | 60677-1006 | ATEV1130016FMT1SSXXXXXX1 | 16 Amp Filtered Charger 125VDC 240VAC | PUR | 16 Amp Filtered Charger 125VDC 240VAC | EA | EACH |  | TRUE |  | P | FXON | DAYTON
133187 | 2 | 3 | States | Dayton | Holly Davis | TRUE | 2026-05-11T00:00:00 | 2026-10-23T00:00:00 | 2026-10-23T00:00:00 | 14 | 0 | 14 | 4873.2 | 233913.6 | 55369-6417 | USA | N30 | 140 | ENERSYS DELAWARE INC | 60677-1006 | ATEV1130016FMT1SSXXXXXX1 | 16 Amp Filtered Charger 125VDC 240VAC | PUR | 16 Amp Filtered Charger 125VDC 240VAC | EA | EACH |  | TRUE |  | P | FXON | DAYTON
133187 | 3 | 1 | States | Dayton | Holly Davis | TRUE | 2026-05-11T00:00:00 | 2026-08-25T00:00:00 | 2026-08-25T00:00:00 | 16 | 0 | 16 | 210 | 10080 | 55369-6417 | USA | N30 | 140 | ENERSYS DELAWARE INC | 60677-1006 | BB23 | ASSY,BUSSBAR,23"RELAYRK(SS=60 | PUR | ASSY,BUSSBAR,23"RELAYRK(SS=60 | EA | EA |  | TRUE |  | P | FXON | DAYTON
133187 | 3 | 2 | States | Dayton | Holly Davis | TRUE | 2026-05-11T00:00:00 | 2026-09-24T00:00:00 | 2026-09-24T00:00:00 | 17 | 0 | 17 | 210 | 10080 | 55369-6417 | USA | N30 | 140 | ENERSYS DELAWARE INC | 60677-1006 | BB23 | ASSY,BUSSBAR,23"RELAYRK(SS=60 | PUR | ASSY,BUSSBAR,23"RELAYRK(SS=60 | EA | EA |  | TRUE |  | P | FXON | DAYTON
133187 | 3 | 3 | States | Dayton | Holly Davis | TRUE | 2026-05-11T00:00:00 | 2026-10-23T00:00:00 | 2026-10-23T00:00:00 | 15 | 0 | 15 | 210 | 10080 | 55369-6417 | USA | N30 | 140 | ENERSYS DELAWARE INC | 60677-1006 | BB23 | ASSY,BUSSBAR,23"RELAYRK(SS=60 | PUR | ASSY,BUSSBAR,23"RELAYRK(SS=60 | EA | EA |  | TRUE |  | P | FXON | DAYTON
133187 | 4 | 1 | States | Dayton | Holly Davis | TRUE | 2026-05-11T00:00:00 | 2026-08-25T00:00:00 | 2026-08-25T00:00:00 | 17 | 0 | 17 | 452 | 22148 | 55369-6417 | USA | N30 | 140 | ENERSYS DELAWARE INC | 60677-1006 | EI0193-50 | Rack Mount Kit for 23" and 24"Racks | PUR | Rack Mount Kit for 23" and 24"Racks | EA | EA |  | TRUE |  | P | FXON | DAYTON
133187 | 4 | 2 | States | Dayton | Holly Davis | TRUE | 2026-05-11T00:00:00 | 2026-09-24T00:00:00 | 2026-09-24T00:00:00 | 17 | 0 | 17 | 452 | 22148 | 55369-6417 | USA | N30 | 140 | ENERSYS DELAWARE INC | 60677-1006 | EI0193-50 | Rack Mount Kit for 23" and 24"Racks | PUR | Rack Mount Kit for 23" and 24"Racks | EA | EA |  | TRUE |  | P | FXON | DAYTON
133187 | 4 | 3 | States | Dayton | Holly Davis | TRUE | 2026-05-11T00:00:00 | 2026-10-23T00:00:00 | 2026-10-23T00:00:00 | 15 | 0 | 15 | 452 | 22148 | 55369-6417 | USA | N30 | 140 | ENERSYS DELAWARE INC | 60677-1006 | EI0193-50 | Rack Mount Kit for 23" and 24"Racks | PUR | Rack Mount Kit for 23" and 24"Racks | EA | EA |  | TRUE |  | P | FXON | DAYTON
133187 | 5 | 1 | States | Dayton | Holly Davis | TRUE | 2026-05-11T00:00:00 | 2026-08-25T00:00:00 | 2026-08-25T00:00:00 | 16 | 0 | 16 | 504 | 24192 | 55369-6417 | USA | N30 | 140 | ENERSYS DELAWARE INC | 60677-1006 | PR | POWER RACK,23"Wx7'H | PUR | POWER RACK,23"Wx7'H | EA | EA |  | TRUE |  | P | FXON | DAYTON
133187 | 5 | 2 | States | Dayton | Holly Davis | TRUE | 2026-05-11T00:00:00 | 2026-09-24T00:00:00 | 2026-09-24T00:00:00 | 17 | 0 | 17 | 504 | 24192 | 55369-6417 | USA | N30 | 140 | ENERSYS DELAWARE INC | 60677-1006 | PR | POWER RACK,23"Wx7'H | PUR | POWER RACK,23"Wx7'H | EA | EA |  | TRUE |  | P | FXON | DAYTON
133187 | 5 | 3 | States | Dayton | Holly Davis | TRUE | 2026-05-11T00:00:00 | 2026-10-23T00:00:00 | 2026-10-23T00:00:00 | 15 | 0 | 15 | 504 | 24192 | 55369-6417 | USA | N30 | 140 | ENERSYS DELAWARE INC | 60677-1006 | PR | POWER RACK,23"Wx7'H | PUR | POWER RACK,23"Wx7'H | EA | EA |  | TRUE |  | P | FXON | DAYTON
133187 | 6 | 1 | States | Dayton | Holly Davis | TRUE | 2026-05-11T00:00:00 | 2026-09-01T00:00:00 | 2026-09-01T00:00:00 | 34 | 0 | 34 | 207 | 20079 | 55369-6417 | USA | N30 | 140 | ENERSYS DELAWARE INC | 60677-1006 | SVF23 | 23” Battery Rack Mounting Shelf | SRPP | 23” Battery Rack Mounting Shelf | EA | EA |  | TRUE |  | P | FXON | Dayton
133187 | 6 | 2 | States | Dayton | Holly Davis | TRUE | 2026-05-11T00:00:00 | 2026-09-25T00:00:00 | 2026-09-25T00:00:00 | 34 | 0 | 34 | 207 | 20079 | 55369-6417 | USA | N30 | 140 | ENERSYS DELAWARE INC | 60677-1006 | SVF23 | 23” Battery Rack Mounting Shelf | SRPP | 23” Battery Rack Mounting Shelf | EA | EA |  | TRUE |  | P | FXON | Dayton
133187 | 6 | 3 | States | Dayton | Holly Davis | TRUE | 2026-05-11T00:00:00 | 2026-10-23T00:00:00 | 2026-10-23T00:00:00 | 16 | 0 | 16 | 207 | 20079 | 55369-6417 | USA | N30 | 140 | ENERSYS DELAWARE INC | 60677-1006 | SVF23 | 23” Battery Rack Mounting Shelf | SRPP | 23” Battery Rack Mounting Shelf | EA | EA |  | TRUE |  | P | FXON | Dayton
133187 | 6 | 4 | States | Dayton | Holly Davis | TRUE | 2026-05-11T00:00:00 | 2026-10-23T00:00:00 | 2026-10-23T00:00:00 | 13 | 0 | 13 | 207 | 20079 | 55369-6417 | USA | N30 | 140 | ENERSYS DELAWARE INC | 60677-1006 | SVF23 | 23” Battery Rack Mounting Shelf | SRPP | 23” Battery Rack Mounting Shelf | EA | EA |  | TRUE |  | P | FXON | Dayton
133187 | 7 | 1 | States | Dayton | Holly Davis | TRUE | 2026-05-11T00:00:00 | 2026-08-25T00:00:00 | 2026-08-25T00:00:00 | 17 | 0 | 17 | 120 | 5760 | 55369-6417 | USA | N30 | 140 | ENERSYS DELAWARE INC | 60677-1006 | VF5CK | KIT,42"CABLE&CONN,VF,SBSF(10) (ref ENERSYS quote QT00001975) | PUR | KIT,42"CABLE&CONN,VF,SBSF(10) (ref ENERSYS quote QT00001975) | EA | EA |  | TRUE |  | P | FXON | DAYTON
133187 | 7 | 2 | States | Dayton | Holly Davis | TRUE | 2026-05-11T00:00:00 | 2026-09-24T00:00:00 | 2026-09-24T00:00:00 | 17 | 0 | 17 | 120 | 5760 | 55369-6417 | USA | N30 | 140 | ENERSYS DELAWARE INC | 60677-1006 | VF5CK | KIT,42"CABLE&CONN,VF,SBSF(10) (ref ENERSYS quote QT00001975) | PUR | KIT,42"CABLE&CONN,VF,SBSF(10) (ref ENERSYS quote QT00001975) | EA | EA |  | TRUE |  | P | FXON | DAYTON
133187 | 7 | 3 | States | Dayton | Holly Davis | TRUE | 2026-05-11T00:00:00 | 2026-10-23T00:00:00 | 2026-10-23T00:00:00 | 14 | 0 | 14 | 120 | 5760 | 55369-6417 | USA | N30 | 140 | ENERSYS DELAWARE INC | 60677-1006 | VF5CK | KIT,42"CABLE&CONN,VF,SBSF(10) (ref ENERSYS quote QT00001975) | PUR | KIT,42"CABLE&CONN,VF,SBSF(10) (ref ENERSYS quote QT00001975) | EA | EA |  | TRUE |  | P | FXON | DAYTON
133187 | 8 | 1 | States | Dayton | Holly Davis | TRUE | 2026-05-11T00:00:00 | 2026-08-25T00:00:00 | 2026-08-25T00:00:00 | 17 | 0 | 17 | 120 | 5760 | 55369-6417 | USA | N30 | 140 | ENERSYS DELAWARE INC | 60677-1006 | VF7CK | KIT,22"CABLE&CONN,VF,SBSF | PUR | KIT,22"CABLE&CONN,VF,SBSF | EA | EA |  | TRUE |  | P | FXON | DAYTON
133187 | 8 | 2 | States | Dayton | Holly Davis | TRUE | 2026-05-11T00:00:00 | 2026-09-24T00:00:00 | 2026-09-24T00:00:00 | 17 | 0 | 17 | 120 | 5760 | 55369-6417 | USA | N30 | 140 | ENERSYS DELAWARE INC | 60677-1006 | VF7CK | KIT,22"CABLE&CONN,VF,SBSF | PUR | KIT,22"CABLE&CONN,VF,SBSF | EA | EA |  | TRUE |  | P | FXON | DAYTON
133187 | 8 | 3 | States | Dayton | Holly Davis | TRUE | 2026-05-11T00:00:00 | 2026-10-23T00:00:00 | 2026-10-23T00:00:00 | 14 | 0 | 14 | 120 | 5760 | 55369-6417 | USA | N30 | 140 | ENERSYS DELAWARE INC | 60677-1006 | VF7CK | KIT,22"CABLE&CONN,VF,SBSF | PUR | KIT,22"CABLE&CONN,VF,SBSF | EA | EA |  | TRUE |  | P | FXON | DAYTON
133000 | 1 | 1 | States | Dayton | Holly Davis | TRUE | 2026-05-05T00:00:00 | 2026-11-09T00:00:00 | 2026-11-09T00:00:00 | 1 | 0 | 1 | 3425.5 | 3425.5 | 55369-6417 | USA | N30 | 140 | ENERSYS DELAWARE INC | 60677-1006 | ATEV1048012EMT1SSXXXXXX1 | 12 Amp 48VDC 240VAC Chargerwith Eliminator | PUR | 12 Amp 48VDC 240VAC Chargerwith Eliminator | EA | EA |  | TRUE |  | P | FXON | DAYTON
133000 | 2 | 1 | States | Dayton | Holly Davis | TRUE | 2026-05-05T00:00:00 | 2026-11-09T00:00:00 | 2026-11-09T00:00:00 | 1 | 0 | 1 | 210 | 210 | 55369-6417 | USA | N30 | 140 | ENERSYS DELAWARE INC | 60677-1006 | BB23 | ASSY,BUSSBAR,23"RELAYRK(SS=60 | PUR | ASSY,BUSSBAR,23"RELAYRK(SS=60 | EA | EA |  | TRUE |  | P | FXON | DAYTON
133000 | 4 | 1 | States | Dayton | Holly Davis | TRUE | 2026-05-05T00:00:00 | 2026-11-09T00:00:00 | 2026-11-09T00:00:00 | 1 | 0 | 1 | 504 | 504 | 55369-6417 | USA | N30 | 140 | ENERSYS DELAWARE INC | 60677-1006 | PR | POWER RACK,23"Wx7'H | PUR | POWER RACK,23"Wx7'H | EA | EA |  | TRUE |  | P | FXON | DAYTON
133000 | 5 | 1 | States | Dayton | Holly Davis | TRUE | 2026-05-05T00:00:00 | 2026-11-09T00:00:00 | 2026-11-09T00:00:00 | 4 | 0 | 4 | 268.8 | 1075.2 | 55369-6417 | USA | N30 | 140 | ENERSYS DELAWARE INC | 60677-1006 | SBSB10F | 38 Amp-Hr TPPL VRLA FrontTerminal | PUR | 38 Amp-Hr TPPL VRLA FrontTerminal | EA | EA |  | TRUE |  | P | FXON | DAYTON
133000 | 6 | 1 | States | Dayton | Holly Davis | TRUE | 2026-05-05T00:00:00 | 2026-11-09T00:00:00 | 2026-11-09T00:00:00 | 1 | 0 | 1 | 120 | 120 | 55369-6417 | USA | N30 | 140 | ENERSYS DELAWARE INC | 60677-1006 | VF4CK | KIT,52"CABLE&CONN,VF,SBSF * | PUR | KIT,52"CABLE&CONN,VF,SBSF * | EA | EA |  | TRUE |  | P | FXON | DAYTON
133000 | 7 | 1 | States | Dayton | Holly Davis | TRUE | 2026-05-05T00:00:00 | 2026-11-09T00:00:00 | 2026-11-09T00:00:00 | 1 | 0 | 1 | 120 | 120 | 55369-6417 | USA | N30 | 140 | ENERSYS DELAWARE INC | 60677-1006 | VF6CK | KIT,32"CABLES&CONNS,VF,SBSF | PUR | KIT,32"CABLES&CONNS,VF,SBSF | EA | EA |  | TRUE |  | P | FXON | DAYTON
134149 | 1 | 1 | States | Dayton | Holly Davis | TRUE | 2026-06-16T00:00:00 | 2027-01-08T00:00:00 | 2026-01-08T00:00:00 | 3 | 0 | 3 | 4873.2 | 14619.6 | 55369-6417 | USA | N30 | 140 | ENERSYS DELAWARE INC | 60677-1006 | ATEV1130016FMT1SSXXXXXX1 | 16 Amp Filtered Charger 125VDC 240VAC | PUR | 16 Amp Filtered Charger 125VDC 240VAC | EA | EACH |  | TRUE |  | P | FXON | DAYTON
134149 | 2 | 1 | States | Dayton | Holly Davis | TRUE | 2026-06-16T00:00:00 | 2026-10-23T00:00:00 | 2026-10-23T00:00:00 | 2 | 0 | 2 | 164.8 | 329.6 | 55369-6417 | USA | N30 | 140 | ENERSYS DELAWARE INC | 60677-1006 | SBSJ30 | Battery: SLA, 6 cell, 12VDC, 26Ah, 9.8"L x 3.8"W x 6.1"H, 20.9lbs, Operating Temp Range: -40C - 50C, Float Voltage: 2.28Vpc | PUR | Battery: SLA, 6 cell, 12VDC, 26Ah, 9.8"L x 3.8"W x 6.1"H, 20.9lbs, Operating Temp Range: -40C - 50C, Float Voltage: 2.28Vpc | EA | EA |  | TRUE |  | P | FXON | DAYTON
134819 | 1 | 1 | States | Champlin | Holly Davis | TRUE | 2026-07-16T00:00:00 | 2026-07-23T00:00:00 | 2026-07-21T00:00:00 | 10.64 | 0 | 10.64 | 65.4276 | 696.15 | 55316-3157 | USA | N30 | 144 | Johnson Plastics | 44194-4576 | REP-.063-24X48 | Red Engraving Plastic 1/16" - 24" x 48" Rowmark Value ADA Alternative - No Adhesive | ORM | Red Engraving Plastic 1/16" - 24" x 48" Rowmark Value ADA Alternative - No Adhesive | SF | SF |  | FALSE |  | P | PPD | 100
134370 | 1 | 1 | States | Dayton | Holly Davis | TRUE | 2026-06-25T00:00:00 | 2026-09-04T00:00:00 |  | 1 | 0 | 1 | 1802 | 1802 | 55369-6417 | USA | N30 | 145 | ENERGY SYSTEMS MIDWEST INC | 55447 | NRG24-20-RC | Battery Charger: 24VDC 20A Output, 90-265VAC 47-63Hz Input, current limited, 2 Alarms | PUR | Battery Charger: 24VDC 20A Output, 90-265VAC 47-63Hz Input, current limited, 2 Alarms | EA | EA |  | FALSE |  | P | UPS | DAYTON
134650 | 1 | 1 | States | Dayton | Holly Davis | TRUE | 2026-07-09T00:00:00 | 2027-01-22T00:00:00 |  | 1 | 0 | 1 | 1802 | 1802 | 55369-6417 | USA | N30 | 145 | ENERGY SYSTEMS MIDWEST INC | 55447 | NRG24-20-R | Battery Charger: 24VDC 20A Output, 90-265VAC 47-63Hz Input, current limited, 2 Alarms | PUR | Battery Charger: 24VDC 20A Output, 90-265VAC 47-63Hz Input, current limited, 2 Alarms | EA | EA |  | FALSE |  | P | UPS | DAYTON
133923 | 1 | 1 | States | Dayton | Holly Davis | TRUE | 2026-06-08T00:00:00 | 2026-05-06T00:00:00 | 2026-12-31T00:00:00 | 1 | 0 | 1 | 267642 | 40681584 | 55369-6417 | USA | N30 | 148 | EGAN COMPANY | 55480-1150 | Nscale GPU Monarch - Electrical | Egan Electrical | PUR | Egan Electrical | EA | EA |  | TRUE |  | P | PPD | DAYTON
133923 | 1 | 2 | States | Dayton | Holly Davis | TRUE | 2026-06-08T00:00:00 | 2026-07-01T00:00:00 | 2026-12-31T00:00:00 | 1 | 0 | 1 | 267642 | 40681584 | 55369-6417 | USA | N30 | 148 | EGAN COMPANY | 55480-1150 | Nscale GPU Monarch - Electrical | Egan Electrical | PUR | Egan Electrical | EA | EA |  | TRUE |  | P | PPD | DAYTON
133923 | 1 | 3 | States | Dayton | Holly Davis | TRUE | 2026-06-08T00:00:00 | 2026-07-01T00:00:00 | 2026-12-31T00:00:00 | 1 | 0 | 1 | 267642 | 40681584 | 55369-6417 | USA | N30 | 148 | EGAN COMPANY | 55480-1150 | Nscale GPU Monarch - Electrical | Egan Electrical | PUR | Egan Electrical | EA | EA |  | TRUE |  | P | PPD | DAYTON
133923 | 1 | 4 | States | Dayton | Holly Davis | TRUE | 2026-06-08T00:00:00 | 2026-07-01T00:00:00 | 2026-12-31T00:00:00 | 1 | 0 | 1 | 267642 | 40681584 | 55369-6417 | USA | N30 | 148 | EGAN COMPANY | 55480-1150 | Nscale GPU Monarch - Electrical | Egan Electrical | PUR | Egan Electrical | EA | EA |  | TRUE |  | P | PPD | DAYTON
133923 | 1 | 5 | States | Dayton | Holly Davis | TRUE | 2026-06-08T00:00:00 | 2026-07-01T00:00:00 | 2026-12-31T00:00:00 | 1 | 0 | 1 | 267642 | 40681584 | 55369-6417 | USA | N30 | 148 | EGAN COMPANY | 55480-1150 | Nscale GPU Monarch - Electrical | Egan Electrical | PUR | Egan Electrical | EA | EA |  | TRUE |  | P | PPD | DAYTON
133923 | 1 | 6 | States | Dayton | Holly Davis | TRUE | 2026-06-08T00:00:00 | 2026-07-01T00:00:00 | 2026-12-31T00:00:00 | 1 | 0 | 1 | 267642 | 40681584 | 55369-6417 | USA | N30 | 148 | EGAN COMPANY | 55480-1150 | Nscale GPU Monarch - Electrical | Egan Electrical | PUR | Egan Electrical | EA | EA |  | TRUE |  | P | PPD | DAYTON
133923 | 1 | 7 | States | Dayton | Holly Davis | TRUE | 2026-06-08T00:00:00 | 2026-07-01T00:00:00 | 2026-12-31T00:00:00 | 1 | 0 | 1 | 267642 | 40681584 | 55369-6417 | USA | N30 | 148 | EGAN COMPANY | 55480-1150 | Nscale GPU Monarch - Electrical | Egan Electrical | PUR | Egan Electrical | EA | EA |  | TRUE |  | P | PPD | DAYTON
133923 | 1 | 8 | States | Dayton | Holly Davis | TRUE | 2026-06-08T00:00:00 | 2026-07-01T00:00:00 | 2026-12-31T00:00:00 | 1 | 0 | 1 | 267642 | 40681584 | 55369-6417 | USA | N30 | 148 | EGAN COMPANY | 55480-1150 | Nscale GPU Monarch - Electrical | Egan Electrical | PUR | Egan Electrical | EA | EA |  | TRUE |  | P | PPD | DAYTON
133923 | 1 | 9 | States | Dayton | Holly Davis | TRUE | 2026-06-08T00:00:00 | 2026-07-01T00:00:00 | 2026-12-31T00:00:00 | 1 | 0 | 1 | 267642 | 40681584 | 55369-6417 | USA | N30 | 148 | EGAN COMPANY | 55480-1150 | Nscale GPU Monarch - Electrical | Egan Electrical | PUR | Egan Electrical | EA | EA |  | TRUE |  | P | PPD | DAYTON
133923 | 1 | 10 | States | Dayton | Holly Davis | TRUE | 2026-06-08T00:00:00 | 2026-07-01T00:00:00 | 2026-12-31T00:00:00 | 1 | 0 | 1 | 267642 | 40681584 | 55369-6417 | USA | N30 | 148 | EGAN COMPANY | 55480-1150 | Nscale GPU Monarch - Electrical | Egan Electrical | PUR | Egan Electrical | EA | EA |  | TRUE |  | P | PPD | DAYTON
133923 | 1 | 11 | States | Dayton | Holly Davis | TRUE | 2026-06-08T00:00:00 | 2026-07-01T00:00:00 | 2026-12-31T00:00:00 | 1 | 0 | 1 | 267642 | 40681584 | 55369-6417 | USA | N30 | 148 | EGAN COMPANY | 55480-1150 | Nscale GPU Monarch - Electrical | Egan Electrical | PUR | Egan Electrical | EA | EA |  | TRUE |  | P | PPD | DAYTON
133923 | 1 | 12 | States | Dayton | Holly Davis | TRUE | 2026-06-08T00:00:00 | 2026-07-01T00:00:00 | 2026-12-31T00:00:00 | 1 | 0 | 1 | 267642 | 40681584 | 55369-6417 | USA | N30 | 148 | EGAN COMPANY | 55480-1150 | Nscale GPU Monarch - Electrical | Egan Electrical | PUR | Egan Electrical | EA | EA |  | TRUE |  | P | PPD | DAYTON
133923 | 1 | 13 | States | Dayton | Holly Davis | TRUE | 2026-06-08T00:00:00 | 2026-07-01T00:00:00 | 2026-12-31T00:00:00 | 1 | 0 | 1 | 267642 | 40681584 | 55369-6417 | USA | N30 | 148 | EGAN COMPANY | 55480-1150 | Nscale GPU Monarch - Electrical | Egan Electrical | PUR | Egan Electrical | EA | EA |  | TRUE |  | P | PPD | DAYTON
133923 | 1 | 14 | States | Dayton | Holly Davis | TRUE | 2026-06-08T00:00:00 | 2026-07-01T00:00:00 | 2026-12-31T00:00:00 | 1 | 0 | 1 | 267642 | 40681584 | 55369-6417 | USA | N30 | 148 | EGAN COMPANY | 55480-1150 | Nscale GPU Monarch - Electrical | Egan Electrical | PUR | Egan Electrical | EA | EA |  | TRUE |  | P | PPD | DAYTON
133923 | 1 | 15 | States | Dayton | Holly Davis | TRUE | 2026-06-08T00:00:00 | 2026-07-01T00:00:00 | 2026-12-31T00:00:00 | 1 | 0 | 1 | 267642 | 40681584 | 55369-6417 | USA | N30 | 148 | EGAN COMPANY | 55480-1150 | Nscale GPU Monarch - Electrical | Egan Electrical | PUR | Egan Electrical | EA | EA |  | TRUE |  | P | PPD | DAYTON
133923 | 1 | 16 | States | Dayton | Holly Davis | TRUE | 2026-06-08T00:00:00 | 2026-07-01T00:00:00 | 2026-12-31T00:00:00 | 1 | 0 | 1 | 267642 | 40681584 | 55369-6417 | USA | N30 | 148 | EGAN COMPANY | 55480-1150 | Nscale GPU Monarch - Electrical | Egan Electrical | PUR | Egan Electrical | EA | EA |  | TRUE |  | P | PPD | DAYTON
133923 | 1 | 17 | States | Dayton | Holly Davis | TRUE | 2026-06-08T00:00:00 | 2026-08-03T00:00:00 | 2026-12-31T00:00:00 | 1 | 0 | 1 | 267642 | 40681584 | 55369-6417 | USA | N30 | 148 | EGAN COMPANY | 55480-1150 | Nscale GPU Monarch - Electrical | Egan Electrical | PUR | Egan Electrical | EA | EA |  | TRUE |  | P | PPD | DAYTON
133923 | 1 | 18 | States | Dayton | Holly Davis | TRUE | 2026-06-08T00:00:00 | 2026-08-03T00:00:00 | 2026-12-31T00:00:00 | 1 | 0 | 1 | 267642 | 40681584 | 55369-6417 | USA | N30 | 148 | EGAN COMPANY | 55480-1150 | Nscale GPU Monarch - Electrical | Egan Electrical | PUR | Egan Electrical | EA | EA |  | TRUE |  | P | PPD | DAYTON
133923 | 1 | 19 | States | Dayton | Holly Davis | TRUE | 2026-06-08T00:00:00 | 2026-08-03T00:00:00 | 2026-12-31T00:00:00 | 1 | 0 | 1 | 267642 | 40681584 | 55369-6417 | USA | N30 | 148 | EGAN COMPANY | 55480-1150 | Nscale GPU Monarch - Electrical | Egan Electrical | PUR | Egan Electrical | EA | EA |  | TRUE |  | P | PPD | DAYTON
133923 | 1 | 20 | States | Dayton | Holly Davis | TRUE | 2026-06-08T00:00:00 | 2026-08-03T00:00:00 | 2026-12-31T00:00:00 | 1 | 0 | 1 | 267642 | 40681584 | 55369-6417 | USA | N30 | 148 | EGAN COMPANY | 55480-1150 | Nscale GPU Monarch - Electrical | Egan Electrical | PUR | Egan Electrical | EA | EA |  | TRUE |  | P | PPD | DAYTON
133923 | 1 | 21 | States | Dayton | Holly Davis | TRUE | 2026-06-08T00:00:00 | 2026-08-03T00:00:00 | 2026-12-31T00:00:00 | 1 | 0 | 1 | 267642 | 40681584 | 55369-6417 | USA | N30 | 148 | EGAN COMPANY | 55480-1150 | Nscale GPU Monarch - Electrical | Egan Electrical | PUR | Egan Electrical | EA | EA |  | TRUE |  | P | PPD | DAYTON
133923 | 1 | 22 | States | Dayton | Holly Davis | TRUE | 2026-06-08T00:00:00 | 2026-08-03T00:00:00 | 2026-12-31T00:00:00 | 1 | 0 | 1 | 267642 | 40681584 | 55369-6417 | USA | N30 | 148 | EGAN COMPANY | 55480-1150 | Nscale GPU Monarch - Electrical | Egan Electrical | PUR | Egan Electrical | EA | EA |  | TRUE |  | P | PPD | DAYTON
133923 | 1 | 23 | States | Dayton | Holly Davis | TRUE | 2026-06-08T00:00:00 | 2026-08-03T00:00:00 | 2026-12-31T00:00:00 | 1 | 0 | 1 | 267642 | 40681584 | 55369-6417 | USA | N30 | 148 | EGAN COMPANY | 55480-1150 | Nscale GPU Monarch - Electrical | Egan Electrical | PUR | Egan Electrical | EA | EA |  | TRUE |  | P | PPD | DAYTON
133923 | 1 | 24 | States | Dayton | Holly Davis | TRUE | 2026-06-08T00:00:00 | 2026-08-03T00:00:00 | 2026-12-31T00:00:00 | 1 | 0 | 1 | 267642 | 40681584 | 55369-6417 | USA | N30 | 148 | EGAN COMPANY | 55480-1150 | Nscale GPU Monarch - Electrical | Egan Electrical | PUR | Egan Electrical | EA | EA |  | TRUE |  | P | PPD | DAYTON
133923 | 1 | 25 | States | Dayton | Holly Davis | TRUE | 2026-06-08T00:00:00 | 2026-08-03T00:00:00 | 2026-12-31T00:00:00 | 1 | 0 | 1 | 267642 | 40681584 | 55369-6417 | USA | N30 | 148 | EGAN COMPANY | 55480-1150 | Nscale GPU Monarch - Electrical | Egan Electrical | PUR | Egan Electrical | EA | EA |  | TRUE |  | P | PPD | DAYTON
133923 | 1 | 26 | States | Dayton | Holly Davis | TRUE | 2026-06-08T00:00:00 | 2026-08-03T00:00:00 | 2026-12-31T00:00:00 | 1 | 0 | 1 | 267642 | 40681584 | 55369-6417 | USA | N30 | 148 | EGAN COMPANY | 55480-1150 | Nscale GPU Monarch - Electrical | Egan Electrical | PUR | Egan Electrical | EA | EA |  | TRUE |  | P | PPD | DAYTON
133923 | 1 | 27 | States | Dayton | Holly Davis | TRUE | 2026-06-08T00:00:00 | 2026-08-03T00:00:00 | 2026-12-31T00:00:00 | 1 | 0 | 1 | 267642 | 40681584 | 55369-6417 | USA | N30 | 148 | EGAN COMPANY | 55480-1150 | Nscale GPU Monarch - Electrical | Egan Electrical | PUR | Egan Electrical | EA | EA |  | TRUE |  | P | PPD | DAYTON
133923 | 1 | 28 | States | Dayton | Holly Davis | TRUE | 2026-06-08T00:00:00 | 2026-08-03T00:00:00 | 2026-12-31T00:00:00 | 1 | 0 | 1 | 267642 | 40681584 | 55369-6417 | USA | N30 | 148 | EGAN COMPANY | 55480-1150 | Nscale GPU Monarch - Electrical | Egan Electrical | PUR | Egan Electrical | EA | EA |  | TRUE |  | P | PPD | DAYTON
133923 | 1 | 29 | States | Dayton | Holly Davis | TRUE | 2026-06-08T00:00:00 | 2026-08-03T00:00:00 | 2026-12-31T00:00:00 | 1 | 0 | 1 | 267642 | 40681584 | 55369-6417 | USA | N30 | 148 | EGAN COMPANY | 55480-1150 | Nscale GPU Monarch - Electrical | Egan Electrical | PUR | Egan Electrical | EA | EA |  | TRUE |  | P | PPD | DAYTON
133923 | 1 | 30 | States | Dayton | Holly Davis | TRUE | 2026-06-08T00:00:00 | 2026-08-03T00:00:00 | 2026-12-31T00:00:00 | 1 | 0 | 1 | 267642 | 40681584 | 55369-6417 | USA | N30 | 148 | EGAN COMPANY | 55480-1150 | Nscale GPU Monarch - Electrical | Egan Electrical | PUR | Egan Electrical | EA | EA |  | TRUE |  | P | PPD | DAYTON
133923 | 1 | 31 | States | Dayton | Holly Davis | TRUE | 2026-06-08T00:00:00 | 2026-08-03T00:00:00 | 2026-12-31T00:00:00 | 1 | 0 | 1 | 267642 | 40681584 | 55369-6417 | USA | N30 | 148 | EGAN COMPANY | 55480-1150 | Nscale GPU Monarch - Electrical | Egan Electrical | PUR | Egan Electrical | EA | EA |  | TRUE |  | P | PPD | DAYTON
133923 | 1 | 32 | States | Dayton | Holly Davis | TRUE | 2026-06-08T00:00:00 | 2026-08-03T00:00:00 | 2026-12-31T00:00:00 | 1 | 0 | 1 | 267642 | 40681584 | 55369-6417 | USA | N30 | 148 | EGAN COMPANY | 55480-1150 | Nscale GPU Monarch - Electrical | Egan Electrical | PUR | Egan Electrical | EA | EA |  | TRUE |  | P | PPD | DAYTON
133923 | 1 | 33 | States | Dayton | Holly Davis | TRUE | 2026-06-08T00:00:00 | 2026-08-03T00:00:00 | 2026-12-31T00:00:00 | 1 | 0 | 1 | 267642 | 40681584 | 55369-6417 | USA | N30 | 148 | EGAN COMPANY | 55480-1150 | Nscale GPU Monarch - Electrical | Egan Electrical | PUR | Egan Electrical | EA | EA |  | TRUE |  | P | PPD | DAYTON
133923 | 1 | 34 | States | Dayton | Holly Davis | TRUE | 2026-06-08T00:00:00 | 2026-08-03T00:00:00 | 2026-12-31T00:00:00 | 1 | 0 | 1 | 267642 | 40681584 | 55369-6417 | USA | N30 | 148 | EGAN COMPANY | 55480-1150 | Nscale GPU Monarch - Electrical | Egan Electrical | PUR | Egan Electrical | EA | EA |  | TRUE |  | P | PPD | DAYTON
133923 | 1 | 35 | States | Dayton | Holly Davis | TRUE | 2026-06-08T00:00:00 | 2026-08-03T00:00:00 | 2026-12-31T00:00:00 | 1 | 0 | 1 | 267642 | 40681584 | 55369-6417 | USA | N30 | 148 | EGAN COMPANY | 55480-1150 | Nscale GPU Monarch - Electrical | Egan Electrical | PUR | Egan Electrical | EA | EA |  | TRUE |  | P | PPD | DAYTON
133923 | 1 | 36 | States | Dayton | Holly Davis | TRUE | 2026-06-08T00:00:00 | 2026-08-03T00:00:00 | 2026-12-31T00:00:00 | 1 | 0 | 1 | 267642 | 40681584 | 55369-6417 | USA | N30 | 148 | EGAN COMPANY | 55480-1150 | Nscale GPU Monarch - Electrical | Egan Electrical | PUR | Egan Electrical | EA | EA |  | TRUE |  | P | PPD | DAYTON
133923 | 1 | 37 | States | Dayton | Holly Davis | TRUE | 2026-06-08T00:00:00 | 2026-08-03T00:00:00 | 2026-12-31T00:00:00 | 1 | 0 | 1 | 267642 | 40681584 | 55369-6417 | USA | N30 | 148 | EGAN COMPANY | 55480-1150 | Nscale GPU Monarch - Electrical | Egan Electrical | PUR | Egan Electrical | EA | EA |  | TRUE |  | P | PPD | DAYTON
133923 | 1 | 38 | States | Dayton | Holly Davis | TRUE | 2026-06-08T00:00:00 | 2026-08-03T00:00:00 | 2026-12-31T00:00:00 | 1 | 0 | 1 | 267642 | 40681584 | 55369-6417 | USA | N30 | 148 | EGAN COMPANY | 55480-1150 | Nscale GPU Monarch - Electrical | Egan Electrical | PUR | Egan Electrical | EA | EA |  | TRUE |  | P | PPD | DAYTON
133923 | 1 | 39 | States | Dayton | Holly Davis | TRUE | 2026-06-08T00:00:00 | 2026-08-03T00:00:00 | 2026-12-31T00:00:00 | 1 | 0 | 1 | 267642 | 40681584 | 55369-6417 | USA | N30 | 148 | EGAN COMPANY | 55480-1150 | Nscale GPU Monarch - Electrical | Egan Electrical | PUR | Egan Electrical | EA | EA |  | TRUE |  | P | PPD | DAYTON
133923 | 1 | 40 | States | Dayton | Holly Davis | TRUE | 2026-06-08T00:00:00 | 2026-09-01T00:00:00 | 2026-12-31T00:00:00 | 1 | 0 | 1 | 267642 | 40681584 | 55369-6417 | USA | N30 | 148 | EGAN COMPANY | 55480-1150 | Nscale GPU Monarch - Electrical | Egan Electrical | PUR | Egan Electrical | EA | EA |  | TRUE |  | P | PPD | DAYTON
133923 | 1 | 41 | States | Dayton | Holly Davis | TRUE | 2026-06-08T00:00:00 | 2026-09-01T00:00:00 | 2026-12-31T00:00:00 | 1 | 0 | 1 | 267642 | 40681584 | 55369-6417 | USA | N30 | 148 | EGAN COMPANY | 55480-1150 | Nscale GPU Monarch - Electrical | Egan Electrical | PUR | Egan Electrical | EA | EA |  | TRUE |  | P | PPD | DAYTON
133923 | 1 | 42 | States | Dayton | Holly Davis | TRUE | 2026-06-08T00:00:00 | 2026-09-01T00:00:00 | 2026-12-31T00:00:00 | 1 | 0 | 1 | 267642 | 40681584 | 55369-6417 | USA | N30 | 148 | EGAN COMPANY | 55480-1150 | Nscale GPU Monarch - Electrical | Egan Electrical | PUR | Egan Electrical | EA | EA |  | TRUE |  | P | PPD | DAYTON
133923 | 1 | 43 | States | Dayton | Holly Davis | TRUE | 2026-06-08T00:00:00 | 2026-09-01T00:00:00 | 2026-12-31T00:00:00 | 1 | 0 | 1 | 267642 | 40681584 | 55369-6417 | USA | N30 | 148 | EGAN COMPANY | 55480-1150 | Nscale GPU Monarch - Electrical | Egan Electrical | PUR | Egan Electrical | EA | EA |  | TRUE |  | P | PPD | DAYTON
133923 | 1 | 44 | States | Dayton | Holly Davis | TRUE | 2026-06-08T00:00:00 | 2026-09-01T00:00:00 | 2026-12-31T00:00:00 | 1 | 0 | 1 | 267642 | 40681584 | 55369-6417 | USA | N30 | 148 | EGAN COMPANY | 55480-1150 | Nscale GPU Monarch - Electrical | Egan Electrical | PUR | Egan Electrical | EA | EA |  | TRUE |  | P | PPD | DAYTON
133923 | 1 | 45 | States | Dayton | Holly Davis | TRUE | 2026-06-08T00:00:00 | 2026-09-01T00:00:00 | 2026-12-31T00:00:00 | 1 | 0 | 1 | 267642 | 40681584 | 55369-6417 | USA | N30 | 148 | EGAN COMPANY | 55480-1150 | Nscale GPU Monarch - Electrical | Egan Electrical | PUR | Egan Electrical | EA | EA |  | TRUE |  | P | PPD | DAYTON
133923 | 1 | 46 | States | Dayton | Holly Davis | TRUE | 2026-06-08T00:00:00 | 2026-09-01T00:00:00 | 2026-12-31T00:00:00 | 1 | 0 | 1 | 267642 | 40681584 | 55369-6417 | USA | N30 | 148 | EGAN COMPANY | 55480-1150 | Nscale GPU Monarch - Electrical | Egan Electrical | PUR | Egan Electrical | EA | EA |  | TRUE |  | P | PPD | DAYTON
133923 | 1 | 47 | States | Dayton | Holly Davis | TRUE | 2026-06-08T00:00:00 | 2026-09-01T00:00:00 | 2026-12-31T00:00:00 | 1 | 0 | 1 | 267642 | 40681584 | 55369-6417 | USA | N30 | 148 | EGAN COMPANY | 55480-1150 | Nscale GPU Monarch - Electrical | Egan Electrical | PUR | Egan Electrical | EA | EA |  | TRUE |  | P | PPD | DAYTON
133923 | 1 | 48 | States | Dayton | Holly Davis | TRUE | 2026-06-08T00:00:00 | 2026-09-01T00:00:00 | 2026-12-31T00:00:00 | 1 | 0 | 1 | 267642 | 40681584 | 55369-6417 | USA | N30 | 148 | EGAN COMPANY | 55480-1150 | Nscale GPU Monarch - Electrical | Egan Electrical | PUR | Egan Electrical | EA | EA |  | TRUE |  | P | PPD | DAYTON
133923 | 1 | 49 | States | Dayton | Holly Davis | TRUE | 2026-06-08T00:00:00 | 2026-09-01T00:00:00 | 2026-12-31T00:00:00 | 1 | 0 | 1 | 267642 | 40681584 | 55369-6417 | USA | N30 | 148 | EGAN COMPANY | 55480-1150 | Nscale GPU Monarch - Electrical | Egan Electrical | PUR | Egan Electrical | EA | EA |  | TRUE |  | P | PPD | DAYTON
133923 | 1 | 50 | States | Dayton | Holly Davis | TRUE | 2026-06-08T00:00:00 | 2026-09-01T00:00:00 | 2026-12-31T00:00:00 | 1 | 0 | 1 | 267642 | 40681584 | 55369-6417 | USA | N30 | 148 | EGAN COMPANY | 55480-1150 | Nscale GPU Monarch - Electrical | Egan Electrical | PUR | Egan Electrical | EA | EA |  | TRUE |  | P | PPD | DAYTON
133923 | 1 | 51 | States | Dayton | Holly Davis | TRUE | 2026-06-08T00:00:00 | 2026-09-01T00:00:00 | 2026-12-31T00:00:00 | 1 | 0 | 1 | 267642 | 40681584 | 55369-6417 | USA | N30 | 148 | EGAN COMPANY | 55480-1150 | Nscale GPU Monarch - Electrical | Egan Electrical | PUR | Egan Electrical | EA | EA |  | TRUE |  | P | PPD | DAYTON
133923 | 1 | 52 | States | Dayton | Holly Davis | TRUE | 2026-06-08T00:00:00 | 2026-09-01T00:00:00 | 2026-12-31T00:00:00 | 1 | 0 | 1 | 267642 | 40681584 | 55369-6417 | USA | N30 | 148 | EGAN COMPANY | 55480-1150 | Nscale GPU Monarch - Electrical | Egan Electrical | PUR | Egan Electrical | EA | EA |  | TRUE |  | P | PPD | DAYTON
133923 | 1 | 53 | States | Dayton | Holly Davis | TRUE | 2026-06-08T00:00:00 | 2026-09-01T00:00:00 | 2026-12-31T00:00:00 | 1 | 0 | 1 | 267642 | 40681584 | 55369-6417 | USA | N30 | 148 | EGAN COMPANY | 55480-1150 | Nscale GPU Monarch - Electrical | Egan Electrical | PUR | Egan Electrical | EA | EA |  | TRUE |  | P | PPD | DAYTON
133923 | 1 | 54 | States | Dayton | Holly Davis | TRUE | 2026-06-08T00:00:00 | 2026-09-01T00:00:00 | 2026-12-31T00:00:00 | 1 | 0 | 1 | 267642 | 40681584 | 55369-6417 | USA | N30 | 148 | EGAN COMPANY | 55480-1150 | Nscale GPU Monarch - Electrical | Egan Electrical | PUR | Egan Electrical | EA | EA |  | TRUE |  | P | PPD | DAYTON
133923 | 1 | 55 | States | Dayton | Holly Davis | TRUE | 2026-06-08T00:00:00 | 2026-09-01T00:00:00 | 2026-12-31T00:00:00 | 1 | 0 | 1 | 267642 | 40681584 | 55369-6417 | USA | N30 | 148 | EGAN COMPANY | 55480-1150 | Nscale GPU Monarch - Electrical | Egan Electrical | PUR | Egan Electrical | EA | EA |  | TRUE |  | P | PPD | DAYTON
133923 | 1 | 56 | States | Dayton | Holly Davis | TRUE | 2026-06-08T00:00:00 | 2026-09-01T00:00:00 | 2026-12-31T00:00:00 | 1 | 0 | 1 | 267642 | 40681584 | 55369-6417 | USA | N30 | 148 | EGAN COMPANY | 55480-1150 | Nscale GPU Monarch - Electrical | Egan Electrical | PUR | Egan Electrical | EA | EA |  | TRUE |  | P | PPD | DAYTON
133923 | 1 | 57 | States | Dayton | Holly Davis | TRUE | 2026-06-08T00:00:00 | 2026-09-01T00:00:00 | 2026-12-31T00:00:00 | 1 | 0 | 1 | 267642 | 40681584 | 55369-6417 | USA | N30 | 148 | EGAN COMPANY | 55480-1150 | Nscale GPU Monarch - Electrical | Egan Electrical | PUR | Egan Electrical | EA | EA |  | TRUE |  | P | PPD | DAYTON
133923 | 1 | 58 | States | Dayton | Holly Davis | TRUE | 2026-06-08T00:00:00 | 2026-09-01T00:00:00 | 2026-12-31T00:00:00 | 1 | 0 | 1 | 267642 | 40681584 | 55369-6417 | USA | N30 | 148 | EGAN COMPANY | 55480-1150 | Nscale GPU Monarch - Electrical | Egan Electrical | PUR | Egan Electrical | EA | EA |  | TRUE |  | P | PPD | DAYTON
133923 | 1 | 59 | States | Dayton | Holly Davis | TRUE | 2026-06-08T00:00:00 | 2026-09-01T00:00:00 | 2026-12-31T00:00:00 | 1 | 0 | 1 | 267642 | 40681584 | 55369-6417 | USA | N30 | 148 | EGAN COMPANY | 55480-1150 | Nscale GPU Monarch - Electrical | Egan Electrical | PUR | Egan Electrical | EA | EA |  | TRUE |  | P | PPD | DAYTON
133923 | 1 | 60 | States | Dayton | Holly Davis | TRUE | 2026-06-08T00:00:00 | 2026-09-01T00:00:00 | 2026-12-31T00:00:00 | 1 | 0 | 1 | 267642 | 40681584 | 55369-6417 | USA | N30 | 148 | EGAN COMPANY | 55480-1150 | Nscale GPU Monarch - Electrical | Egan Electrical | PUR | Egan Electrical | EA | EA |  | TRUE |  | P | PPD | DAYTON
133923 | 1 | 61 | States | Dayton | Holly Davis | TRUE | 2026-06-08T00:00:00 | 2026-09-01T00:00:00 | 2026-12-31T00:00:00 | 1 | 0 | 1 | 267642 | 40681584 | 55369-6417 | USA | N30 | 148 | EGAN COMPANY | 55480-1150 | Nscale GPU Monarch - Electrical | Egan Electrical | PUR | Egan Electrical | EA | EA |  | TRUE |  | P | PPD | DAYTON
133923 | 1 | 62 | States | Dayton | Holly Davis | TRUE | 2026-06-08T00:00:00 | 2026-09-01T00:00:00 | 2026-12-31T00:00:00 | 1 | 0 | 1 | 267642 | 40681584 | 55369-6417 | USA | N30 | 148 | EGAN COMPANY | 55480-1150 | Nscale GPU Monarch - Electrical | Egan Electrical | PUR | Egan Electrical | EA | EA |  | TRUE |  | P | PPD | DAYTON
133923 | 1 | 63 | States | Dayton | Holly Davis | TRUE | 2026-06-08T00:00:00 | 2026-09-01T00:00:00 | 2026-12-31T00:00:00 | 1 | 0 | 1 | 267642 | 40681584 | 55369-6417 | USA | N30 | 148 | EGAN COMPANY | 55480-1150 | Nscale GPU Monarch - Electrical | Egan Electrical | PUR | Egan Electrical | EA | EA |  | TRUE |  | P | PPD | DAYTON
133923 | 1 | 64 | States | Dayton | Holly Davis | TRUE | 2026-06-08T00:00:00 | 2026-09-01T00:00:00 | 2026-12-31T00:00:00 | 1 | 0 | 1 | 267642 | 40681584 | 55369-6417 | USA | N30 | 148 | EGAN COMPANY | 55480-1150 | Nscale GPU Monarch - Electrical | Egan Electrical | PUR | Egan Electrical | EA | EA |  | TRUE |  | P | PPD | DAYTON
133923 | 1 | 65 | States | Dayton | Holly Davis | TRUE | 2026-06-08T00:00:00 | 2026-10-01T00:00:00 | 2026-12-31T00:00:00 | 1 | 0 | 1 | 267642 | 40681584 | 55369-6417 | USA | N30 | 148 | EGAN COMPANY | 55480-1150 | Nscale GPU Monarch - Electrical | Egan Electrical | PUR | Egan Electrical | EA | EA |  | TRUE |  | P | PPD | DAYTON
133923 | 1 | 66 | States | Dayton | Holly Davis | TRUE | 2026-06-08T00:00:00 | 2026-10-01T00:00:00 | 2026-12-31T00:00:00 | 1 | 0 | 1 | 267642 | 40681584 | 55369-6417 | USA | N30 | 148 | EGAN COMPANY | 55480-1150 | Nscale GPU Monarch - Electrical | Egan Electrical | PUR | Egan Electrical | EA | EA |  | TRUE |  | P | PPD | DAYTON
133923 | 1 | 67 | States | Dayton | Holly Davis | TRUE | 2026-06-08T00:00:00 | 2026-10-01T00:00:00 | 2026-12-31T00:00:00 | 1 | 0 | 1 | 267642 | 40681584 | 55369-6417 | USA | N30 | 148 | EGAN COMPANY | 55480-1150 | Nscale GPU Monarch - Electrical | Egan Electrical | PUR | Egan Electrical | EA | EA |  | TRUE |  | P | PPD | DAYTON
133923 | 1 | 68 | States | Dayton | Holly Davis | TRUE | 2026-06-08T00:00:00 | 2026-10-01T00:00:00 | 2026-12-31T00:00:00 | 1 | 0 | 1 | 267642 | 40681584 | 55369-6417 | USA | N30 | 148 | EGAN COMPANY | 55480-1150 | Nscale GPU Monarch - Electrical | Egan Electrical | PUR | Egan Electrical | EA | EA |  | TRUE |  | P | PPD | DAYTON
133923 | 1 | 69 | States | Dayton | Holly Davis | TRUE | 2026-06-08T00:00:00 | 2026-10-01T00:00:00 | 2026-12-31T00:00:00 | 1 | 0 | 1 | 267642 | 40681584 | 55369-6417 | USA | N30 | 148 | EGAN COMPANY | 55480-1150 | Nscale GPU Monarch - Electrical | Egan Electrical | PUR | Egan Electrical | EA | EA |  | TRUE |  | P | PPD | DAYTON
133923 | 1 | 70 | States | Dayton | Holly Davis | TRUE | 2026-06-08T00:00:00 | 2026-10-01T00:00:00 | 2026-12-31T00:00:00 | 1 | 0 | 1 | 267642 | 40681584 | 55369-6417 | USA | N30 | 148 | EGAN COMPANY | 55480-1150 | Nscale GPU Monarch - Electrical | Egan Electrical | PUR | Egan Electrical | EA | EA |  | TRUE |  | P | PPD | DAYTON
133923 | 1 | 71 | States | Dayton | Holly Davis | TRUE | 2026-06-08T00:00:00 | 2026-10-01T00:00:00 | 2026-12-31T00:00:00 | 1 | 0 | 1 | 267642 | 40681584 | 55369-6417 | USA | N30 | 148 | EGAN COMPANY | 55480-1150 | Nscale GPU Monarch - Electrical | Egan Electrical | PUR | Egan Electrical | EA | EA |  | TRUE |  | P | PPD | DAYTON
133923 | 1 | 72 | States | Dayton | Holly Davis | TRUE | 2026-06-08T00:00:00 | 2026-10-01T00:00:00 | 2026-12-31T00:00:00 | 1 | 0 | 1 | 267642 | 40681584 | 55369-6417 | USA | N30 | 148 | EGAN COMPANY | 55480-1150 | Nscale GPU Monarch - Electrical | Egan Electrical | PUR | Egan Electrical | EA | EA |  | TRUE |  | P | PPD | DAYTON
133923 | 1 | 73 | States | Dayton | Holly Davis | TRUE | 2026-06-08T00:00:00 | 2026-10-01T00:00:00 | 2026-12-31T00:00:00 | 1 | 0 | 1 | 267642 | 40681584 | 55369-6417 | USA | N30 | 148 | EGAN COMPANY | 55480-1150 | Nscale GPU Monarch - Electrical | Egan Electrical | PUR | Egan Electrical | EA | EA |  | TRUE |  | P | PPD | DAYTON
133923 | 1 | 74 | States | Dayton | Holly Davis | TRUE | 2026-06-08T00:00:00 | 2026-10-01T00:00:00 | 2026-12-31T00:00:00 | 1 | 0 | 1 | 267642 | 40681584 | 55369-6417 | USA | N30 | 148 | EGAN COMPANY | 55480-1150 | Nscale GPU Monarch - Electrical | Egan Electrical | PUR | Egan Electrical | EA | EA |  | TRUE |  | P | PPD | DAYTON
133923 | 1 | 75 | States | Dayton | Holly Davis | TRUE | 2026-06-08T00:00:00 | 2026-10-01T00:00:00 | 2026-12-31T00:00:00 | 1 | 0 | 1 | 267642 | 40681584 | 55369-6417 | USA | N30 | 148 | EGAN COMPANY | 55480-1150 | Nscale GPU Monarch - Electrical | Egan Electrical | PUR | Egan Electrical | EA | EA |  | TRUE |  | P | PPD | DAYTON
133923 | 1 | 76 | States | Dayton | Holly Davis | TRUE | 2026-06-08T00:00:00 | 2026-10-01T00:00:00 | 2026-12-31T00:00:00 | 1 | 0 | 1 | 267642 | 40681584 | 55369-6417 | USA | N30 | 148 | EGAN COMPANY | 55480-1150 | Nscale GPU Monarch - Electrical | Egan Electrical | PUR | Egan Electrical | EA | EA |  | TRUE |  | P | PPD | DAYTON
133923 | 1 | 77 | States | Dayton | Holly Davis | TRUE | 2026-06-08T00:00:00 | 2026-10-01T00:00:00 | 2026-12-31T00:00:00 | 1 | 0 | 1 | 267642 | 40681584 | 55369-6417 | USA | N30 | 148 | EGAN COMPANY | 55480-1150 | Nscale GPU Monarch - Electrical | Egan Electrical | PUR | Egan Electrical | EA | EA |  | TRUE |  | P | PPD | DAYTON
133923 | 1 | 78 | States | Dayton | Holly Davis | TRUE | 2026-06-08T00:00:00 | 2026-10-01T00:00:00 | 2026-12-31T00:00:00 | 1 | 0 | 1 | 267642 | 40681584 | 55369-6417 | USA | N30 | 148 | EGAN COMPANY | 55480-1150 | Nscale GPU Monarch - Electrical | Egan Electrical | PUR | Egan Electrical | EA | EA |  | TRUE |  | P | PPD | DAYTON
133923 | 1 | 79 | States | Dayton | Holly Davis | TRUE | 2026-06-08T00:00:00 | 2026-10-01T00:00:00 | 2026-12-31T00:00:00 | 1 | 0 | 1 | 267642 | 40681584 | 55369-6417 | USA | N30 | 148 | EGAN COMPANY | 55480-1150 | Nscale GPU Monarch - Electrical | Egan Electrical | PUR | Egan Electrical | EA | EA |  | TRUE |  | P | PPD | DAYTON
133923 | 1 | 80 | States | Dayton | Holly Davis | TRUE | 2026-06-08T00:00:00 | 2026-10-01T00:00:00 | 2026-12-31T00:00:00 | 1 | 0 | 1 | 267642 | 40681584 | 55369-6417 | USA | N30 | 148 | EGAN COMPANY | 55480-1150 | Nscale GPU Monarch - Electrical | Egan Electrical | PUR | Egan Electrical | EA | EA |  | TRUE |  | P | PPD | DAYTON
133923 | 1 | 81 | States | Dayton | Holly Davis | TRUE | 2026-06-08T00:00:00 | 2026-10-01T00:00:00 | 2026-12-31T00:00:00 | 1 | 0 | 1 | 267642 | 40681584 | 55369-6417 | USA | N30 | 148 | EGAN COMPANY | 55480-1150 | Nscale GPU Monarch - Electrical | Egan Electrical | PUR | Egan Electrical | EA | EA |  | TRUE |  | P | PPD | DAYTON
133923 | 1 | 82 | States | Dayton | Holly Davis | TRUE | 2026-06-08T00:00:00 | 2026-10-01T00:00:00 | 2026-12-31T00:00:00 | 1 | 0 | 1 | 267642 | 40681584 | 55369-6417 | USA | N30 | 148 | EGAN COMPANY | 55480-1150 | Nscale GPU Monarch - Electrical | Egan Electrical | PUR | Egan Electrical | EA | EA |  | TRUE |  | P | PPD | DAYTON
133923 | 1 | 83 | States | Dayton | Holly Davis | TRUE | 2026-06-08T00:00:00 | 2026-10-01T00:00:00 | 2026-12-31T00:00:00 | 1 | 0 | 1 | 267642 | 40681584 | 55369-6417 | USA | N30 | 148 | EGAN COMPANY | 55480-1150 | Nscale GPU Monarch - Electrical | Egan Electrical | PUR | Egan Electrical | EA | EA |  | TRUE |  | P | PPD | DAYTON
133923 | 1 | 84 | States | Dayton | Holly Davis | TRUE | 2026-06-08T00:00:00 | 2026-10-01T00:00:00 | 2026-12-31T00:00:00 | 1 | 0 | 1 | 267642 | 40681584 | 55369-6417 | USA | N30 | 148 | EGAN COMPANY | 55480-1150 | Nscale GPU Monarch - Electrical | Egan Electrical | PUR | Egan Electrical | EA | EA |  | TRUE |  | P | PPD | DAYTON
133923 | 1 | 85 | States | Dayton | Holly Davis | TRUE | 2026-06-08T00:00:00 | 2026-10-01T00:00:00 | 2026-12-31T00:00:00 | 1 | 0 | 1 | 267642 | 40681584 | 55369-6417 | USA | N30 | 148 | EGAN COMPANY | 55480-1150 | Nscale GPU Monarch - Electrical | Egan Electrical | PUR | Egan Electrical | EA | EA |  | TRUE |  | P | PPD | DAYTON
133923 | 1 | 86 | States | Dayton | Holly Davis | TRUE | 2026-06-08T00:00:00 | 2026-10-01T00:00:00 | 2026-12-31T00:00:00 | 1 | 0 | 1 | 267642 | 40681584 | 55369-6417 | USA | N30 | 148 | EGAN COMPANY | 55480-1150 | Nscale GPU Monarch - Electrical | Egan Electrical | PUR | Egan Electrical | EA | EA |  | TRUE |  | P | PPD | DAYTON
133923 | 1 | 87 | States | Dayton | Holly Davis | TRUE | 2026-06-08T00:00:00 | 2026-10-01T00:00:00 | 2026-12-31T00:00:00 | 1 | 0 | 1 | 267642 | 40681584 | 55369-6417 | USA | N30 | 148 | EGAN COMPANY | 55480-1150 | Nscale GPU Monarch - Electrical | Egan Electrical | PUR | Egan Electrical | EA | EA |  | TRUE |  | P | PPD | DAYTON
133923 | 1 | 88 | States | Dayton | Holly Davis | TRUE | 2026-06-08T00:00:00 | 2026-10-01T00:00:00 | 2026-12-31T00:00:00 | 1 | 0 | 1 | 267642 | 40681584 | 55369-6417 | USA | N30 | 148 | EGAN COMPANY | 55480-1150 | Nscale GPU Monarch - Electrical | Egan Electrical | PUR | Egan Electrical | EA | EA |  | TRUE |  | P | PPD | DAYTON
133923 | 1 | 89 | States | Dayton | Holly Davis | TRUE | 2026-06-08T00:00:00 | 2026-10-01T00:00:00 | 2026-12-31T00:00:00 | 1 | 0 | 1 | 267642 | 40681584 | 55369-6417 | USA | N30 | 148 | EGAN COMPANY | 55480-1150 | Nscale GPU Monarch - Electrical | Egan Electrical | PUR | Egan Electrical | EA | EA |  | TRUE |  | P | PPD | DAYTON
133923 | 1 | 90 | States | Dayton | Holly Davis | TRUE | 2026-06-08T00:00:00 | 2026-10-01T00:00:00 | 2026-12-31T00:00:00 | 1 | 0 | 1 | 267642 | 40681584 | 55369-6417 | USA | N30 | 148 | EGAN COMPANY | 55480-1150 | Nscale GPU Monarch - Electrical | Egan Electrical | PUR | Egan Electrical | EA | EA |  | TRUE |  | P | PPD | DAYTON
133923 | 1 | 91 | States | Dayton | Holly Davis | TRUE | 2026-06-08T00:00:00 | 2026-10-01T00:00:00 | 2026-12-31T00:00:00 | 1 | 0 | 1 | 267642 | 40681584 | 55369-6417 | USA | N30 | 148 | EGAN COMPANY | 55480-1150 | Nscale GPU Monarch - Electrical | Egan Electrical | PUR | Egan Electrical | EA | EA |  | TRUE |  | P | PPD | DAYTON
133923 | 1 | 92 | States | Dayton | Holly Davis | TRUE | 2026-06-08T00:00:00 | 2026-10-01T00:00:00 | 2026-12-31T00:00:00 | 1 | 0 | 1 | 267642 | 40681584 | 55369-6417 | USA | N30 | 148 | EGAN COMPANY | 55480-1150 | Nscale GPU Monarch - Electrical | Egan Electrical | PUR | Egan Electrical | EA | EA |  | TRUE |  | P | PPD | DAYTON
133923 | 1 | 93 | States | Dayton | Holly Davis | TRUE | 2026-06-08T00:00:00 | 2026-11-02T00:00:00 | 2026-12-31T00:00:00 | 1 | 0 | 1 | 267642 | 40681584 | 55369-6417 | USA | N30 | 148 | EGAN COMPANY | 55480-1150 | Nscale GPU Monarch - Electrical | Egan Electrical | PUR | Egan Electrical | EA | EA |  | TRUE |  | P | PPD | DAYTON
133923 | 1 | 94 | States | Dayton | Holly Davis | TRUE | 2026-06-08T00:00:00 | 2026-11-02T00:00:00 | 2026-12-31T00:00:00 | 1 | 0 | 1 | 267642 | 40681584 | 55369-6417 | USA | N30 | 148 | EGAN COMPANY | 55480-1150 | Nscale GPU Monarch - Electrical | Egan Electrical | PUR | Egan Electrical | EA | EA |  | TRUE |  | P | PPD | DAYTON
133923 | 1 | 95 | States | Dayton | Holly Davis | TRUE | 2026-06-08T00:00:00 | 2026-11-02T00:00:00 | 2026-12-31T00:00:00 | 1 | 0 | 1 | 267642 | 40681584 | 55369-6417 | USA | N30 | 148 | EGAN COMPANY | 55480-1150 | Nscale GPU Monarch - Electrical | Egan Electrical | PUR | Egan Electrical | EA | EA |  | TRUE |  | P | PPD | DAYTON
133923 | 1 | 96 | States | Dayton | Holly Davis | TRUE | 2026-06-08T00:00:00 | 2026-11-02T00:00:00 | 2026-12-31T00:00:00 | 1 | 0 | 1 | 267642 | 40681584 | 55369-6417 | USA | N30 | 148 | EGAN COMPANY | 55480-1150 | Nscale GPU Monarch - Electrical | Egan Electrical | PUR | Egan Electrical | EA | EA |  | TRUE |  | P | PPD | DAYTON
133923 | 1 | 97 | States | Dayton | Holly Davis | TRUE | 2026-06-08T00:00:00 | 2026-11-02T00:00:00 | 2026-12-31T00:00:00 | 1 | 0 | 1 | 267642 | 40681584 | 55369-6417 | USA | N30 | 148 | EGAN COMPANY | 55480-1150 | Nscale GPU Monarch - Electrical | Egan Electrical | PUR | Egan Electrical | EA | EA |  | TRUE |  | P | PPD | DAYTON
133923 | 1 | 98 | States | Dayton | Holly Davis | TRUE | 2026-06-08T00:00:00 | 2026-11-02T00:00:00 | 2026-12-31T00:00:00 | 1 | 0 | 1 | 267642 | 40681584 | 55369-6417 | USA | N30 | 148 | EGAN COMPANY | 55480-1150 | Nscale GPU Monarch - Electrical | Egan Electrical | PUR | Egan Electrical | EA | EA |  | TRUE |  | P | PPD | DAYTON
133923 | 1 | 99 | States | Dayton | Holly Davis | TRUE | 2026-06-08T00:00:00 | 2026-11-02T00:00:00 | 2026-12-31T00:00:00 | 1 | 0 | 1 | 267642 | 40681584 | 55369-6417 | USA | N30 | 148 | EGAN COMPANY | 55480-1150 | Nscale GPU Monarch - Electrical | Egan Electrical | PUR | Egan Electrical | EA | EA |  | TRUE |  | P | PPD | DAYTON
133923 | 1 | 100 | States | Dayton | Holly Davis | TRUE | 2026-06-08T00:00:00 | 2026-11-02T00:00:00 | 2026-12-31T00:00:00 | 1 | 0 | 1 | 267642 | 40681584 | 55369-6417 | USA | N30 | 148 | EGAN COMPANY | 55480-1150 | Nscale GPU Monarch - Electrical | Egan Electrical | PUR | Egan Electrical | EA | EA |  | TRUE |  | P | PPD | DAYTON
133923 | 1 | 101 | States | Dayton | Holly Davis | TRUE | 2026-06-08T00:00:00 | 2026-11-02T00:00:00 | 2026-12-31T00:00:00 | 1 | 0 | 1 | 267642 | 40681584 | 55369-6417 | USA | N30 | 148 | EGAN COMPANY | 55480-1150 | Nscale GPU Monarch - Electrical | Egan Electrical | PUR | Egan Electrical | EA | EA |  | TRUE |  | P | PPD | DAYTON
133923 | 1 | 102 | States | Dayton | Holly Davis | TRUE | 2026-06-08T00:00:00 | 2026-11-02T00:00:00 | 2026-12-31T00:00:00 | 1 | 0 | 1 | 267642 | 40681584 | 55369-6417 | USA | N30 | 148 | EGAN COMPANY | 55480-1150 | Nscale GPU Monarch - Electrical | Egan Electrical | PUR | Egan Electrical | EA | EA |  | TRUE |  | P | PPD | DAYTON
133923 | 1 | 103 | States | Dayton | Holly Davis | TRUE | 2026-06-08T00:00:00 | 2026-11-02T00:00:00 | 2026-12-31T00:00:00 | 1 | 0 | 1 | 267642 | 40681584 | 55369-6417 | USA | N30 | 148 | EGAN COMPANY | 55480-1150 | Nscale GPU Monarch - Electrical | Egan Electrical | PUR | Egan Electrical | EA | EA |  | TRUE |  | P | PPD | DAYTON
133923 | 1 | 104 | States | Dayton | Holly Davis | TRUE | 2026-06-08T00:00:00 | 2026-11-02T00:00:00 | 2026-12-31T00:00:00 | 1 | 0 | 1 | 267642 | 40681584 | 55369-6417 | USA | N30 | 148 | EGAN COMPANY | 55480-1150 | Nscale GPU Monarch - Electrical | Egan Electrical | PUR | Egan Electrical | EA | EA |  | TRUE |  | P | PPD | DAYTON
133923 | 1 | 105 | States | Dayton | Holly Davis | TRUE | 2026-06-08T00:00:00 | 2026-11-02T00:00:00 | 2026-12-31T00:00:00 | 1 | 0 | 1 | 267642 | 40681584 | 55369-6417 | USA | N30 | 148 | EGAN COMPANY | 55480-1150 | Nscale GPU Monarch - Electrical | Egan Electrical | PUR | Egan Electrical | EA | EA |  | TRUE |  | P | PPD | DAYTON
133923 | 1 | 106 | States | Dayton | Holly Davis | TRUE | 2026-06-08T00:00:00 | 2026-11-02T00:00:00 | 2026-12-31T00:00:00 | 1 | 0 | 1 | 267642 | 40681584 | 55369-6417 | USA | N30 | 148 | EGAN COMPANY | 55480-1150 | Nscale GPU Monarch - Electrical | Egan Electrical | PUR | Egan Electrical | EA | EA |  | TRUE |  | P | PPD | DAYTON
133923 | 1 | 107 | States | Dayton | Holly Davis | TRUE | 2026-06-08T00:00:00 | 2026-11-02T00:00:00 | 2026-12-31T00:00:00 | 1 | 0 | 1 | 267642 | 40681584 | 55369-6417 | USA | N30 | 148 | EGAN COMPANY | 55480-1150 | Nscale GPU Monarch - Electrical | Egan Electrical | PUR | Egan Electrical | EA | EA |  | TRUE |  | P | PPD | DAYTON
133923 | 1 | 108 | States | Dayton | Holly Davis | TRUE | 2026-06-08T00:00:00 | 2026-11-02T00:00:00 | 2026-12-31T00:00:00 | 1 | 0 | 1 | 267642 | 40681584 | 55369-6417 | USA | N30 | 148 | EGAN COMPANY | 55480-1150 | Nscale GPU Monarch - Electrical | Egan Electrical | PUR | Egan Electrical | EA | EA |  | TRUE |  | P | PPD | DAYTON
133923 | 1 | 109 | States | Dayton | Holly Davis | TRUE | 2026-06-08T00:00:00 | 2026-11-02T00:00:00 | 2026-12-31T00:00:00 | 1 | 0 | 1 | 267642 | 40681584 | 55369-6417 | USA | N30 | 148 | EGAN COMPANY | 55480-1150 | Nscale GPU Monarch - Electrical | Egan Electrical | PUR | Egan Electrical | EA | EA |  | TRUE |  | P | PPD | DAYTON
133923 | 1 | 110 | States | Dayton | Holly Davis | TRUE | 2026-06-08T00:00:00 | 2026-11-02T00:00:00 | 2026-12-31T00:00:00 | 1 | 0 | 1 | 267642 | 40681584 | 55369-6417 | USA | N30 | 148 | EGAN COMPANY | 55480-1150 | Nscale GPU Monarch - Electrical | Egan Electrical | PUR | Egan Electrical | EA | EA |  | TRUE |  | P | PPD | DAYTON
133923 | 1 | 111 | States | Dayton | Holly Davis | TRUE | 2026-06-08T00:00:00 | 2026-11-02T00:00:00 | 2026-12-31T00:00:00 | 1 | 0 | 1 | 267642 | 40681584 | 55369-6417 | USA | N30 | 148 | EGAN COMPANY | 55480-1150 | Nscale GPU Monarch - Electrical | Egan Electrical | PUR | Egan Electrical | EA | EA |  | TRUE |  | P | PPD | DAYTON
133923 | 1 | 112 | States | Dayton | Holly Davis | TRUE | 2026-06-08T00:00:00 | 2026-11-02T00:00:00 | 2026-12-31T00:00:00 | 1 | 0 | 1 | 267642 | 40681584 | 55369-6417 | USA | N30 | 148 | EGAN COMPANY | 55480-1150 | Nscale GPU Monarch - Electrical | Egan Electrical | PUR | Egan Electrical | EA | EA |  | TRUE |  | P | PPD | DAYTON
133923 | 1 | 113 | States | Dayton | Holly Davis | TRUE | 2026-06-08T00:00:00 | 2026-11-02T00:00:00 | 2026-12-31T00:00:00 | 1 | 0 | 1 | 267642 | 40681584 | 55369-6417 | USA | N30 | 148 | EGAN COMPANY | 55480-1150 | Nscale GPU Monarch - Electrical | Egan Electrical | PUR | Egan Electrical | EA | EA |  | TRUE |  | P | PPD | DAYTON
133923 | 1 | 114 | States | Dayton | Holly Davis | TRUE | 2026-06-08T00:00:00 | 2026-11-02T00:00:00 | 2026-12-31T00:00:00 | 1 | 0 | 1 | 267642 | 40681584 | 55369-6417 | USA | N30 | 148 | EGAN COMPANY | 55480-1150 | Nscale GPU Monarch - Electrical | Egan Electrical | PUR | Egan Electrical | EA | EA |  | TRUE |  | P | PPD | DAYTON
133923 | 1 | 115 | States | Dayton | Holly Davis | TRUE | 2026-06-08T00:00:00 | 2026-11-02T00:00:00 | 2026-12-31T00:00:00 | 1 | 0 | 1 | 267642 | 40681584 | 55369-6417 | USA | N30 | 148 | EGAN COMPANY | 55480-1150 | Nscale GPU Monarch - Electrical | Egan Electrical | PUR | Egan Electrical | EA | EA |  | TRUE |  | P | PPD | DAYTON
133923 | 1 | 116 | States | Dayton | Holly Davis | TRUE | 2026-06-08T00:00:00 | 2026-11-02T00:00:00 | 2026-12-31T00:00:00 | 1 | 0 | 1 | 267642 | 40681584 | 55369-6417 | USA | N30 | 148 | EGAN COMPANY | 55480-1150 | Nscale GPU Monarch - Electrical | Egan Electrical | PUR | Egan Electrical | EA | EA |  | TRUE |  | P | PPD | DAYTON
133923 | 1 | 117 | States | Dayton | Holly Davis | TRUE | 2026-06-08T00:00:00 | 2026-11-02T00:00:00 | 2026-12-31T00:00:00 | 1 | 0 | 1 | 267642 | 40681584 | 55369-6417 | USA | N30 | 148 | EGAN COMPANY | 55480-1150 | Nscale GPU Monarch - Electrical | Egan Electrical | PUR | Egan Electrical | EA | EA |  | TRUE |  | P | PPD | DAYTON
133923 | 1 | 118 | States | Dayton | Holly Davis | TRUE | 2026-06-08T00:00:00 | 2026-11-02T00:00:00 | 2026-12-31T00:00:00 | 1 | 0 | 1 | 267642 | 40681584 | 55369-6417 | USA | N30 | 148 | EGAN COMPANY | 55480-1150 | Nscale GPU Monarch - Electrical | Egan Electrical | PUR | Egan Electrical | EA | EA |  | TRUE |  | P | PPD | DAYTON
133923 | 1 | 119 | States | Dayton | Holly Davis | TRUE | 2026-06-08T00:00:00 | 2026-11-02T00:00:00 | 2026-12-31T00:00:00 | 1 | 0 | 1 | 267642 | 40681584 | 55369-6417 | USA | N30 | 148 | EGAN COMPANY | 55480-1150 | Nscale GPU Monarch - Electrical | Egan Electrical | PUR | Egan Electrical | EA | EA |  | TRUE |  | P | PPD | DAYTON
133923 | 1 | 120 | States | Dayton | Holly Davis | TRUE | 2026-06-08T00:00:00 | 2026-11-02T00:00:00 | 2026-12-31T00:00:00 | 1 | 0 | 1 | 267642 | 40681584 | 55369-6417 | USA | N30 | 148 | EGAN COMPANY | 55480-1150 | Nscale GPU Monarch - Electrical | Egan Electrical | PUR | Egan Electrical | EA | EA |  | TRUE |  | P | PPD | DAYTON
133923 | 1 | 121 | States | Dayton | Holly Davis | TRUE | 2026-06-08T00:00:00 | 2026-11-02T00:00:00 | 2026-12-31T00:00:00 | 1 | 0 | 1 | 267642 | 40681584 | 55369-6417 | USA | N30 | 148 | EGAN COMPANY | 55480-1150 | Nscale GPU Monarch - Electrical | Egan Electrical | PUR | Egan Electrical | EA | EA |  | TRUE |  | P | PPD | DAYTON
133923 | 1 | 122 | States | Dayton | Holly Davis | TRUE | 2026-06-08T00:00:00 | 2026-11-02T00:00:00 | 2026-12-31T00:00:00 | 1 | 0 | 1 | 267642 | 40681584 | 55369-6417 | USA | N30 | 148 | EGAN COMPANY | 55480-1150 | Nscale GPU Monarch - Electrical | Egan Electrical | PUR | Egan Electrical | EA | EA |  | TRUE |  | P | PPD | DAYTON
133923 | 1 | 123 | States | Dayton | Holly Davis | TRUE | 2026-06-08T00:00:00 | 2026-11-02T00:00:00 | 2026-12-31T00:00:00 | 1 | 0 | 1 | 267642 | 40681584 | 55369-6417 | USA | N30 | 148 | EGAN COMPANY | 55480-1150 | Nscale GPU Monarch - Electrical | Egan Electrical | PUR | Egan Electrical | EA | EA |  | TRUE |  | P | PPD | DAYTON
133923 | 1 | 124 | States | Dayton | Holly Davis | TRUE | 2026-06-08T00:00:00 | 2026-11-02T00:00:00 | 2026-12-31T00:00:00 | 1 | 0 | 1 | 267642 | 40681584 | 55369-6417 | USA | N30 | 148 | EGAN COMPANY | 55480-1150 | Nscale GPU Monarch - Electrical | Egan Electrical | PUR | Egan Electrical | EA | EA |  | TRUE |  | P | PPD | DAYTON
133923 | 1 | 125 | States | Dayton | Holly Davis | TRUE | 2026-06-08T00:00:00 | 2026-11-02T00:00:00 | 2026-12-31T00:00:00 | 1 | 0 | 1 | 267642 | 40681584 | 55369-6417 | USA | N30 | 148 | EGAN COMPANY | 55480-1150 | Nscale GPU Monarch - Electrical | Egan Electrical | PUR | Egan Electrical | EA | EA |  | TRUE |  | P | PPD | DAYTON
133923 | 1 | 126 | States | Dayton | Holly Davis | TRUE | 2026-06-08T00:00:00 | 2026-11-02T00:00:00 | 2026-12-31T00:00:00 | 1 | 0 | 1 | 267642 | 40681584 | 55369-6417 | USA | N30 | 148 | EGAN COMPANY | 55480-1150 | Nscale GPU Monarch - Electrical | Egan Electrical | PUR | Egan Electrical | EA | EA |  | TRUE |  | P | PPD | DAYTON
133923 | 1 | 127 | States | Dayton | Holly Davis | TRUE | 2026-06-08T00:00:00 | 2026-11-02T00:00:00 | 2026-12-31T00:00:00 | 1 | 0 | 1 | 267642 | 40681584 | 55369-6417 | USA | N30 | 148 | EGAN COMPANY | 55480-1150 | Nscale GPU Monarch - Electrical | Egan Electrical | PUR | Egan Electrical | EA | EA |  | TRUE |  | P | PPD | DAYTON
133923 | 1 | 128 | States | Dayton | Holly Davis | TRUE | 2026-06-08T00:00:00 | 2026-11-02T00:00:00 | 2026-12-31T00:00:00 | 1 | 0 | 1 | 267642 | 40681584 | 55369-6417 | USA | N30 | 148 | EGAN COMPANY | 55480-1150 | Nscale GPU Monarch - Electrical | Egan Electrical | PUR | Egan Electrical | EA | EA |  | TRUE |  | P | PPD | DAYTON
133923 | 1 | 129 | States | Dayton | Holly Davis | TRUE | 2026-06-08T00:00:00 | 2026-11-02T00:00:00 | 2026-12-31T00:00:00 | 1 | 0 | 1 | 267642 | 40681584 | 55369-6417 | USA | N30 | 148 | EGAN COMPANY | 55480-1150 | Nscale GPU Monarch - Electrical | Egan Electrical | PUR | Egan Electrical | EA | EA |  | TRUE |  | P | PPD | DAYTON
133923 | 1 | 130 | States | Dayton | Holly Davis | TRUE | 2026-06-08T00:00:00 | 2026-11-02T00:00:00 | 2026-12-31T00:00:00 | 1 | 0 | 1 | 267642 | 40681584 | 55369-6417 | USA | N30 | 148 | EGAN COMPANY | 55480-1150 | Nscale GPU Monarch - Electrical | Egan Electrical | PUR | Egan Electrical | EA | EA |  | TRUE |  | P | PPD | DAYTON
133923 | 1 | 131 | States | Dayton | Holly Davis | TRUE | 2026-06-08T00:00:00 | 2026-11-02T00:00:00 | 2026-12-31T00:00:00 | 1 | 0 | 1 | 267642 | 40681584 | 55369-6417 | USA | N30 | 148 | EGAN COMPANY | 55480-1150 | Nscale GPU Monarch - Electrical | Egan Electrical | PUR | Egan Electrical | EA | EA |  | TRUE |  | P | PPD | DAYTON
133923 | 1 | 132 | States | Dayton | Holly Davis | TRUE | 2026-06-08T00:00:00 | 2026-11-02T00:00:00 | 2026-12-31T00:00:00 | 1 | 0 | 1 | 267642 | 40681584 | 55369-6417 | USA | N30 | 148 | EGAN COMPANY | 55480-1150 | Nscale GPU Monarch - Electrical | Egan Electrical | PUR | Egan Electrical | EA | EA |  | TRUE |  | P | PPD | DAYTON
133923 | 1 | 133 | States | Dayton | Holly Davis | TRUE | 2026-06-08T00:00:00 | 2026-11-02T00:00:00 | 2026-12-31T00:00:00 | 1 | 0 | 1 | 267642 | 40681584 | 55369-6417 | USA | N30 | 148 | EGAN COMPANY | 55480-1150 | Nscale GPU Monarch - Electrical | Egan Electrical | PUR | Egan Electrical | EA | EA |  | TRUE |  | P | PPD | DAYTON
133923 | 1 | 134 | States | Dayton | Holly Davis | TRUE | 2026-06-08T00:00:00 | 2026-11-02T00:00:00 | 2026-12-31T00:00:00 | 1 | 0 | 1 | 267642 | 40681584 | 55369-6417 | USA | N30 | 148 | EGAN COMPANY | 55480-1150 | Nscale GPU Monarch - Electrical | Egan Electrical | PUR | Egan Electrical | EA | EA |  | TRUE |  | P | PPD | DAYTON
133923 | 1 | 135 | States | Dayton | Holly Davis | TRUE | 2026-06-08T00:00:00 | 2026-11-02T00:00:00 | 2026-12-31T00:00:00 | 1 | 0 | 1 | 267642 | 40681584 | 55369-6417 | USA | N30 | 148 | EGAN COMPANY | 55480-1150 | Nscale GPU Monarch - Electrical | Egan Electrical | PUR | Egan Electrical | EA | EA |  | TRUE |  | P | PPD | DAYTON
133923 | 1 | 136 | States | Dayton | Holly Davis | TRUE | 2026-06-08T00:00:00 | 2026-11-02T00:00:00 | 2026-12-31T00:00:00 | 1 | 0 | 1 | 267642 | 40681584 | 55369-6417 | USA | N30 | 148 | EGAN COMPANY | 55480-1150 | Nscale GPU Monarch - Electrical | Egan Electrical | PUR | Egan Electrical | EA | EA |  | TRUE |  | P | PPD | DAYTON
133923 | 1 | 137 | States | Dayton | Holly Davis | TRUE | 2026-06-08T00:00:00 | 2026-11-02T00:00:00 | 2026-12-31T00:00:00 | 1 | 0 | 1 | 267642 | 40681584 | 55369-6417 | USA | N30 | 148 | EGAN COMPANY | 55480-1150 | Nscale GPU Monarch - Electrical | Egan Electrical | PUR | Egan Electrical | EA | EA |  | TRUE |  | P | PPD | DAYTON
133923 | 1 | 138 | States | Dayton | Holly Davis | TRUE | 2026-06-08T00:00:00 | 2026-12-01T00:00:00 | 2026-12-31T00:00:00 | 1 | 0 | 1 | 267642 | 40681584 | 55369-6417 | USA | N30 | 148 | EGAN COMPANY | 55480-1150 | Nscale GPU Monarch - Electrical | Egan Electrical | PUR | Egan Electrical | EA | EA |  | TRUE |  | P | PPD | DAYTON
133923 | 1 | 139 | States | Dayton | Holly Davis | TRUE | 2026-06-08T00:00:00 | 2026-12-01T00:00:00 | 2026-12-31T00:00:00 | 1 | 0 | 1 | 267642 | 40681584 | 55369-6417 | USA | N30 | 148 | EGAN COMPANY | 55480-1150 | Nscale GPU Monarch - Electrical | Egan Electrical | PUR | Egan Electrical | EA | EA |  | TRUE |  | P | PPD | DAYTON
133923 | 1 | 140 | States | Dayton | Holly Davis | TRUE | 2026-06-08T00:00:00 | 2026-12-01T00:00:00 | 2026-12-31T00:00:00 | 1 | 0 | 1 | 267642 | 40681584 | 55369-6417 | USA | N30 | 148 | EGAN COMPANY | 55480-1150 | Nscale GPU Monarch - Electrical | Egan Electrical | PUR | Egan Electrical | EA | EA |  | TRUE |  | P | PPD | DAYTON
133923 | 1 | 141 | States | Dayton | Holly Davis | TRUE | 2026-06-08T00:00:00 | 2026-12-01T00:00:00 | 2026-12-31T00:00:00 | 1 | 0 | 1 | 267642 | 40681584 | 55369-6417 | USA | N30 | 148 | EGAN COMPANY | 55480-1150 | Nscale GPU Monarch - Electrical | Egan Electrical | PUR | Egan Electrical | EA | EA |  | TRUE |  | P | PPD | DAYTON
133923 | 1 | 142 | States | Dayton | Holly Davis | TRUE | 2026-06-08T00:00:00 | 2026-12-01T00:00:00 | 2026-12-31T00:00:00 | 1 | 0 | 1 | 267642 | 40681584 | 55369-6417 | USA | N30 | 148 | EGAN COMPANY | 55480-1150 | Nscale GPU Monarch - Electrical | Egan Electrical | PUR | Egan Electrical | EA | EA |  | TRUE |  | P | PPD | DAYTON
133923 | 1 | 143 | States | Dayton | Holly Davis | TRUE | 2026-06-08T00:00:00 | 2026-12-01T00:00:00 | 2026-12-31T00:00:00 | 1 | 0 | 1 | 267642 | 40681584 | 55369-6417 | USA | N30 | 148 | EGAN COMPANY | 55480-1150 | Nscale GPU Monarch - Electrical | Egan Electrical | PUR | Egan Electrical | EA | EA |  | TRUE |  | P | PPD | DAYTON
133923 | 1 | 144 | States | Dayton | Holly Davis | TRUE | 2026-06-08T00:00:00 | 2026-12-01T00:00:00 | 2026-12-31T00:00:00 | 1 | 0 | 1 | 267642 | 40681584 | 55369-6417 | USA | N30 | 148 | EGAN COMPANY | 55480-1150 | Nscale GPU Monarch - Electrical | Egan Electrical | PUR | Egan Electrical | EA | EA |  | TRUE |  | P | PPD | DAYTON
133923 | 1 | 145 | States | Dayton | Holly Davis | TRUE | 2026-06-08T00:00:00 | 2026-12-01T00:00:00 | 2026-12-31T00:00:00 | 1 | 0 | 1 | 267642 | 40681584 | 55369-6417 | USA | N30 | 148 | EGAN COMPANY | 55480-1150 | Nscale GPU Monarch - Electrical | Egan Electrical | PUR | Egan Electrical | EA | EA |  | TRUE |  | P | PPD | DAYTON
133923 | 1 | 146 | States | Dayton | Holly Davis | TRUE | 2026-06-08T00:00:00 | 2026-12-01T00:00:00 | 2026-12-31T00:00:00 | 1 | 0 | 1 | 267642 | 40681584 | 55369-6417 | USA | N30 | 148 | EGAN COMPANY | 55480-1150 | Nscale GPU Monarch - Electrical | Egan Electrical | PUR | Egan Electrical | EA | EA |  | TRUE |  | P | PPD | DAYTON
133923 | 1 | 147 | States | Dayton | Holly Davis | TRUE | 2026-06-08T00:00:00 | 2026-12-01T00:00:00 | 2026-12-31T00:00:00 | 1 | 0 | 1 | 267642 | 40681584 | 55369-6417 | USA | N30 | 148 | EGAN COMPANY | 55480-1150 | Nscale GPU Monarch - Electrical | Egan Electrical | PUR | Egan Electrical | EA | EA |  | TRUE |  | P | PPD | DAYTON
133923 | 1 | 148 | States | Dayton | Holly Davis | TRUE | 2026-06-08T00:00:00 | 2026-12-01T00:00:00 | 2026-12-31T00:00:00 | 1 | 0 | 1 | 267642 | 40681584 | 55369-6417 | USA | N30 | 148 | EGAN COMPANY | 55480-1150 | Nscale GPU Monarch - Electrical | Egan Electrical | PUR | Egan Electrical | EA | EA |  | TRUE |  | P | PPD | DAYTON
133923 | 1 | 149 | States | Dayton | Holly Davis | TRUE | 2026-06-08T00:00:00 | 2026-12-01T00:00:00 | 2026-12-31T00:00:00 | 1 | 0 | 1 | 267642 | 40681584 | 55369-6417 | USA | N30 | 148 | EGAN COMPANY | 55480-1150 | Nscale GPU Monarch - Electrical | Egan Electrical | PUR | Egan Electrical | EA | EA |  | TRUE |  | P | PPD | DAYTON
133923 | 1 | 150 | States | Dayton | Holly Davis | TRUE | 2026-06-08T00:00:00 | 2026-12-15T00:00:00 | 2026-12-31T00:00:00 | 1 | 0 | 1 | 267642 | 40681584 | 55369-6417 | USA | N30 | 148 | EGAN COMPANY | 55480-1150 | Nscale GPU Monarch - Electrical | Egan Electrical | PUR | Egan Electrical | EA | EA |  | TRUE |  | P | PPD | DAYTON
133923 | 1 | 151 | States | Dayton | Holly Davis | TRUE | 2026-06-08T00:00:00 | 2026-12-15T00:00:00 | 2026-12-31T00:00:00 | 1 | 0 | 1 | 267642 | 40681584 | 55369-6417 | USA | N30 | 148 | EGAN COMPANY | 55480-1150 | Nscale GPU Monarch - Electrical | Egan Electrical | PUR | Egan Electrical | EA | EA |  | TRUE |  | P | PPD | DAYTON
133923 | 1 | 152 | States | Dayton | Holly Davis | TRUE | 2026-06-08T00:00:00 | 2026-12-15T00:00:00 | 2026-12-31T00:00:00 | 1 | 0 | 1 | 267642 | 40681584 | 55369-6417 | USA | N30 | 148 | EGAN COMPANY | 55480-1150 | Nscale GPU Monarch - Electrical | Egan Electrical | PUR | Egan Electrical | EA | EA |  | TRUE |  | P | PPD | DAYTON
133923 | 2 | 1 | States | Dayton | Holly Davis | TRUE | 2026-06-08T00:00:00 | 2026-07-01T00:00:00 | 2026-12-31T00:00:00 | 1 | 0 | 1 | 60220 | 9153440 | 55369-6417 | USA | N30 | 148 | EGAN COMPANY | 55480-1150 | Nscale GPU Monarch - Mechanical | Egan Mechanical | PUR | Egan Mechanical | EA | EA |  | TRUE |  | P | PPD | DAYTON
133923 | 2 | 2 | States | Dayton | Holly Davis | TRUE | 2026-06-08T00:00:00 | 2026-07-01T00:00:00 | 2026-12-31T00:00:00 | 1 | 0 | 1 | 60220 | 9153440 | 55369-6417 | USA | N30 | 148 | EGAN COMPANY | 55480-1150 | Nscale GPU Monarch - Mechanical | Egan Mechanical | PUR | Egan Mechanical | EA | EA |  | TRUE |  | P | PPD | DAYTON
133923 | 2 | 3 | States | Dayton | Holly Davis | TRUE | 2026-06-08T00:00:00 | 2026-07-01T00:00:00 | 2026-12-31T00:00:00 | 1 | 0 | 1 | 60220 | 9153440 | 55369-6417 | USA | N30 | 148 | EGAN COMPANY | 55480-1150 | Nscale GPU Monarch - Mechanical | Egan Mechanical | PUR | Egan Mechanical | EA | EA |  | TRUE |  | P | PPD | DAYTON
133923 | 2 | 4 | States | Dayton | Holly Davis | TRUE | 2026-06-08T00:00:00 | 2026-07-01T00:00:00 | 2026-12-31T00:00:00 | 1 | 0 | 1 | 60220 | 9153440 | 55369-6417 | USA | N30 | 148 | EGAN COMPANY | 55480-1150 | Nscale GPU Monarch - Mechanical | Egan Mechanical | PUR | Egan Mechanical | EA | EA |  | TRUE |  | P | PPD | DAYTON
133923 | 2 | 5 | States | Dayton | Holly Davis | TRUE | 2026-06-08T00:00:00 | 2026-07-01T00:00:00 | 2026-12-31T00:00:00 | 1 | 0 | 1 | 60220 | 9153440 | 55369-6417 | USA | N30 | 148 | EGAN COMPANY | 55480-1150 | Nscale GPU Monarch - Mechanical | Egan Mechanical | PUR | Egan Mechanical | EA | EA |  | TRUE |  | P | PPD | DAYTON
133923 | 2 | 6 | States | Dayton | Holly Davis | TRUE | 2026-06-08T00:00:00 | 2026-07-01T00:00:00 | 2026-12-31T00:00:00 | 1 | 0 | 1 | 60220 | 9153440 | 55369-6417 | USA | N30 | 148 | EGAN COMPANY | 55480-1150 | Nscale GPU Monarch - Mechanical | Egan Mechanical | PUR | Egan Mechanical | EA | EA |  | TRUE |  | P | PPD | DAYTON
133923 | 2 | 7 | States | Dayton | Holly Davis | TRUE | 2026-06-08T00:00:00 | 2026-07-01T00:00:00 | 2026-12-31T00:00:00 | 1 | 0 | 1 | 60220 | 9153440 | 55369-6417 | USA | N30 | 148 | EGAN COMPANY | 55480-1150 | Nscale GPU Monarch - Mechanical | Egan Mechanical | PUR | Egan Mechanical | EA | EA |  | TRUE |  | P | PPD | DAYTON
133923 | 2 | 8 | States | Dayton | Holly Davis | TRUE | 2026-06-08T00:00:00 | 2026-07-01T00:00:00 | 2026-12-31T00:00:00 | 1 | 0 | 1 | 60220 | 9153440 | 55369-6417 | USA | N30 | 148 | EGAN COMPANY | 55480-1150 | Nscale GPU Monarch - Mechanical | Egan Mechanical | PUR | Egan Mechanical | EA | EA |  | TRUE |  | P | PPD | DAYTON
133923 | 2 | 9 | States | Dayton | Holly Davis | TRUE | 2026-06-08T00:00:00 | 2026-07-01T00:00:00 | 2026-12-31T00:00:00 | 1 | 0 | 1 | 60220 | 9153440 | 55369-6417 | USA | N30 | 148 | EGAN COMPANY | 55480-1150 | Nscale GPU Monarch - Mechanical | Egan Mechanical | PUR | Egan Mechanical | EA | EA |  | TRUE |  | P | PPD | DAYTON
133923 | 2 | 10 | States | Dayton | Holly Davis | TRUE | 2026-06-08T00:00:00 | 2026-07-01T00:00:00 | 2026-12-31T00:00:00 | 1 | 0 | 1 | 60220 | 9153440 | 55369-6417 | USA | N30 | 148 | EGAN COMPANY | 55480-1150 | Nscale GPU Monarch - Mechanical | Egan Mechanical | PUR | Egan Mechanical | EA | EA |  | TRUE |  | P | PPD | DAYTON
133923 | 2 | 11 | States | Dayton | Holly Davis | TRUE | 2026-06-08T00:00:00 | 2026-07-01T00:00:00 | 2026-12-31T00:00:00 | 1 | 0 | 1 | 60220 | 9153440 | 55369-6417 | USA | N30 | 148 | EGAN COMPANY | 55480-1150 | Nscale GPU Monarch - Mechanical | Egan Mechanical | PUR | Egan Mechanical | EA | EA |  | TRUE |  | P | PPD | DAYTON
133923 | 2 | 12 | States | Dayton | Holly Davis | TRUE | 2026-06-08T00:00:00 | 2026-07-01T00:00:00 | 2026-12-31T00:00:00 | 1 | 0 | 1 | 60220 | 9153440 | 55369-6417 | USA | N30 | 148 | EGAN COMPANY | 55480-1150 | Nscale GPU Monarch - Mechanical | Egan Mechanical | PUR | Egan Mechanical | EA | EA |  | TRUE |  | P | PPD | DAYTON
133923 | 2 | 13 | States | Dayton | Holly Davis | TRUE | 2026-06-08T00:00:00 | 2026-07-01T00:00:00 | 2026-12-31T00:00:00 | 1 | 0 | 1 | 60220 | 9153440 | 55369-6417 | USA | N30 | 148 | EGAN COMPANY | 55480-1150 | Nscale GPU Monarch - Mechanical | Egan Mechanical | PUR | Egan Mechanical | EA | EA |  | TRUE |  | P | PPD | DAYTON
133923 | 2 | 14 | States | Dayton | Holly Davis | TRUE | 2026-06-08T00:00:00 | 2026-07-01T00:00:00 | 2026-12-31T00:00:00 | 1 | 0 | 1 | 60220 | 9153440 | 55369-6417 | USA | N30 | 148 | EGAN COMPANY | 55480-1150 | Nscale GPU Monarch - Mechanical | Egan Mechanical | PUR | Egan Mechanical | EA | EA |  | TRUE |  | P | PPD | DAYTON
133923 | 2 | 15 | States | Dayton | Holly Davis | TRUE | 2026-06-08T00:00:00 | 2026-07-01T00:00:00 | 2026-12-31T00:00:00 | 1 | 0 | 1 | 60220 | 9153440 | 55369-6417 | USA | N30 | 148 | EGAN COMPANY | 55480-1150 | Nscale GPU Monarch - Mechanical | Egan Mechanical | PUR | Egan Mechanical | EA | EA |  | TRUE |  | P | PPD | DAYTON
133923 | 2 | 16 | States | Dayton | Holly Davis | TRUE | 2026-06-08T00:00:00 | 2026-07-01T00:00:00 | 2026-12-31T00:00:00 | 1 | 0 | 1 | 60220 | 9153440 | 55369-6417 | USA | N30 | 148 | EGAN COMPANY | 55480-1150 | Nscale GPU Monarch - Mechanical | Egan Mechanical | PUR | Egan Mechanical | EA | EA |  | TRUE |  | P | PPD | DAYTON
133923 | 2 | 17 | States | Dayton | Holly Davis | TRUE | 2026-06-08T00:00:00 | 2026-08-03T00:00:00 | 2026-12-31T00:00:00 | 1 | 0 | 1 | 60220 | 9153440 | 55369-6417 | USA | N30 | 148 | EGAN COMPANY | 55480-1150 | Nscale GPU Monarch - Mechanical | Egan Mechanical | PUR | Egan Mechanical | EA | EA |  | TRUE |  | P | PPD | DAYTON
133923 | 2 | 18 | States | Dayton | Holly Davis | TRUE | 2026-06-08T00:00:00 | 2026-08-03T00:00:00 | 2026-12-31T00:00:00 | 1 | 0 | 1 | 60220 | 9153440 | 55369-6417 | USA | N30 | 148 | EGAN COMPANY | 55480-1150 | Nscale GPU Monarch - Mechanical | Egan Mechanical | PUR | Egan Mechanical | EA | EA |  | TRUE |  | P | PPD | DAYTON
133923 | 2 | 19 | States | Dayton | Holly Davis | TRUE | 2026-06-08T00:00:00 | 2026-08-03T00:00:00 | 2026-12-31T00:00:00 | 1 | 0 | 1 | 60220 | 9153440 | 55369-6417 | USA | N30 | 148 | EGAN COMPANY | 55480-1150 | Nscale GPU Monarch - Mechanical | Egan Mechanical | PUR | Egan Mechanical | EA | EA |  | TRUE |  | P | PPD | DAYTON
133923 | 2 | 20 | States | Dayton | Holly Davis | TRUE | 2026-06-08T00:00:00 | 2026-08-03T00:00:00 | 2026-12-31T00:00:00 | 1 | 0 | 1 | 60220 | 9153440 | 55369-6417 | USA | N30 | 148 | EGAN COMPANY | 55480-1150 | Nscale GPU Monarch - Mechanical | Egan Mechanical | PUR | Egan Mechanical | EA | EA |  | TRUE |  | P | PPD | DAYTON
133923 | 2 | 21 | States | Dayton | Holly Davis | TRUE | 2026-06-08T00:00:00 | 2026-08-03T00:00:00 | 2026-12-31T00:00:00 | 1 | 0 | 1 | 60220 | 9153440 | 55369-6417 | USA | N30 | 148 | EGAN COMPANY | 55480-1150 | Nscale GPU Monarch - Mechanical | Egan Mechanical | PUR | Egan Mechanical | EA | EA |  | TRUE |  | P | PPD | DAYTON
133923 | 2 | 22 | States | Dayton | Holly Davis | TRUE | 2026-06-08T00:00:00 | 2026-08-03T00:00:00 | 2026-12-31T00:00:00 | 1 | 0 | 1 | 60220 | 9153440 | 55369-6417 | USA | N30 | 148 | EGAN COMPANY | 55480-1150 | Nscale GPU Monarch - Mechanical | Egan Mechanical | PUR | Egan Mechanical | EA | EA |  | TRUE |  | P | PPD | DAYTON
133923 | 2 | 23 | States | Dayton | Holly Davis | TRUE | 2026-06-08T00:00:00 | 2026-08-03T00:00:00 | 2026-12-31T00:00:00 | 1 | 0 | 1 | 60220 | 9153440 | 55369-6417 | USA | N30 | 148 | EGAN COMPANY | 55480-1150 | Nscale GPU Monarch - Mechanical | Egan Mechanical | PUR | Egan Mechanical | EA | EA |  | TRUE |  | P | PPD | DAYTON
133923 | 2 | 24 | States | Dayton | Holly Davis | TRUE | 2026-06-08T00:00:00 | 2026-08-03T00:00:00 | 2026-12-31T00:00:00 | 1 | 0 | 1 | 60220 | 9153440 | 55369-6417 | USA | N30 | 148 | EGAN COMPANY | 55480-1150 | Nscale GPU Monarch - Mechanical | Egan Mechanical | PUR | Egan Mechanical | EA | EA |  | TRUE |  | P | PPD | DAYTON
133923 | 2 | 25 | States | Dayton | Holly Davis | TRUE | 2026-06-08T00:00:00 | 2026-08-03T00:00:00 | 2026-12-31T00:00:00 | 1 | 0 | 1 | 60220 | 9153440 | 55369-6417 | USA | N30 | 148 | EGAN COMPANY | 55480-1150 | Nscale GPU Monarch - Mechanical | Egan Mechanical | PUR | Egan Mechanical | EA | EA |  | TRUE |  | P | PPD | DAYTON
133923 | 2 | 26 | States | Dayton | Holly Davis | TRUE | 2026-06-08T00:00:00 | 2026-08-03T00:00:00 | 2026-12-31T00:00:00 | 1 | 0 | 1 | 60220 | 9153440 | 55369-6417 | USA | N30 | 148 | EGAN COMPANY | 55480-1150 | Nscale GPU Monarch - Mechanical | Egan Mechanical | PUR | Egan Mechanical | EA | EA |  | TRUE |  | P | PPD | DAYTON
133923 | 2 | 27 | States | Dayton | Holly Davis | TRUE | 2026-06-08T00:00:00 | 2026-08-03T00:00:00 | 2026-12-31T00:00:00 | 1 | 0 | 1 | 60220 | 9153440 | 55369-6417 | USA | N30 | 148 | EGAN COMPANY | 55480-1150 | Nscale GPU Monarch - Mechanical | Egan Mechanical | PUR | Egan Mechanical | EA | EA |  | TRUE |  | P | PPD | DAYTON
133923 | 2 | 28 | States | Dayton | Holly Davis | TRUE | 2026-06-08T00:00:00 | 2026-08-03T00:00:00 | 2026-12-31T00:00:00 | 1 | 0 | 1 | 60220 | 9153440 | 55369-6417 | USA | N30 | 148 | EGAN COMPANY | 55480-1150 | Nscale GPU Monarch - Mechanical | Egan Mechanical | PUR | Egan Mechanical | EA | EA |  | TRUE |  | P | PPD | DAYTON
133923 | 2 | 29 | States | Dayton | Holly Davis | TRUE | 2026-06-08T00:00:00 | 2026-08-03T00:00:00 | 2026-12-31T00:00:00 | 1 | 0 | 1 | 60220 | 9153440 | 55369-6417 | USA | N30 | 148 | EGAN COMPANY | 55480-1150 | Nscale GPU Monarch - Mechanical | Egan Mechanical | PUR | Egan Mechanical | EA | EA |  | TRUE |  | P | PPD | DAYTON
133923 | 2 | 30 | States | Dayton | Holly Davis | TRUE | 2026-06-08T00:00:00 | 2026-08-03T00:00:00 | 2026-12-31T00:00:00 | 1 | 0 | 1 | 60220 | 9153440 | 55369-6417 | USA | N30 | 148 | EGAN COMPANY | 55480-1150 | Nscale GPU Monarch - Mechanical | Egan Mechanical | PUR | Egan Mechanical | EA | EA |  | TRUE |  | P | PPD | DAYTON
133923 | 2 | 31 | States | Dayton | Holly Davis | TRUE | 2026-06-08T00:00:00 | 2026-08-03T00:00:00 | 2026-12-31T00:00:00 | 1 | 0 | 1 | 60220 | 9153440 | 55369-6417 | USA | N30 | 148 | EGAN COMPANY | 55480-1150 | Nscale GPU Monarch - Mechanical | Egan Mechanical | PUR | Egan Mechanical | EA | EA |  | TRUE |  | P | PPD | DAYTON
133923 | 2 | 32 | States | Dayton | Holly Davis | TRUE | 2026-06-08T00:00:00 | 2026-08-03T00:00:00 | 2026-12-31T00:00:00 | 1 | 0 | 1 | 60220 | 9153440 | 55369-6417 | USA | N30 | 148 | EGAN COMPANY | 55480-1150 | Nscale GPU Monarch - Mechanical | Egan Mechanical | PUR | Egan Mechanical | EA | EA |  | TRUE |  | P | PPD | DAYTON
133923 | 2 | 33 | States | Dayton | Holly Davis | TRUE | 2026-06-08T00:00:00 | 2026-08-03T00:00:00 | 2026-12-31T00:00:00 | 1 | 0 | 1 | 60220 | 9153440 | 55369-6417 | USA | N30 | 148 | EGAN COMPANY | 55480-1150 | Nscale GPU Monarch - Mechanical | Egan Mechanical | PUR | Egan Mechanical | EA | EA |  | TRUE |  | P | PPD | DAYTON
133923 | 2 | 34 | States | Dayton | Holly Davis | TRUE | 2026-06-08T00:00:00 | 2026-08-03T00:00:00 | 2026-12-31T00:00:00 | 1 | 0 | 1 | 60220 | 9153440 | 55369-6417 | USA | N30 | 148 | EGAN COMPANY | 55480-1150 | Nscale GPU Monarch - Mechanical | Egan Mechanical | PUR | Egan Mechanical | EA | EA |  | TRUE |  | P | PPD | DAYTON
133923 | 2 | 35 | States | Dayton | Holly Davis | TRUE | 2026-06-08T00:00:00 | 2026-08-03T00:00:00 | 2026-12-31T00:00:00 | 1 | 0 | 1 | 60220 | 9153440 | 55369-6417 | USA | N30 | 148 | EGAN COMPANY | 55480-1150 | Nscale GPU Monarch - Mechanical | Egan Mechanical | PUR | Egan Mechanical | EA | EA |  | TRUE |  | P | PPD | DAYTON
133923 | 2 | 36 | States | Dayton | Holly Davis | TRUE | 2026-06-08T00:00:00 | 2026-08-03T00:00:00 | 2026-12-31T00:00:00 | 1 | 0 | 1 | 60220 | 9153440 | 55369-6417 | USA | N30 | 148 | EGAN COMPANY | 55480-1150 | Nscale GPU Monarch - Mechanical | Egan Mechanical | PUR | Egan Mechanical | EA | EA |  | TRUE |  | P | PPD | DAYTON
133923 | 2 | 37 | States | Dayton | Holly Davis | TRUE | 2026-06-08T00:00:00 | 2026-08-03T00:00:00 | 2026-12-31T00:00:00 | 1 | 0 | 1 | 60220 | 9153440 | 55369-6417 | USA | N30 | 148 | EGAN COMPANY | 55480-1150 | Nscale GPU Monarch - Mechanical | Egan Mechanical | PUR | Egan Mechanical | EA | EA |  | TRUE |  | P | PPD | DAYTON
133923 | 2 | 38 | States | Dayton | Holly Davis | TRUE | 2026-06-08T00:00:00 | 2026-08-03T00:00:00 | 2026-12-31T00:00:00 | 1 | 0 | 1 | 60220 | 9153440 | 55369-6417 | USA | N30 | 148 | EGAN COMPANY | 55480-1150 | Nscale GPU Monarch - Mechanical | Egan Mechanical | PUR | Egan Mechanical | EA | EA |  | TRUE |  | P | PPD | DAYTON
133923 | 2 | 39 | States | Dayton | Holly Davis | TRUE | 2026-06-08T00:00:00 | 2026-08-03T00:00:00 | 2026-12-31T00:00:00 | 1 | 0 | 1 | 60220 | 9153440 | 55369-6417 | USA | N30 | 148 | EGAN COMPANY | 55480-1150 | Nscale GPU Monarch - Mechanical | Egan Mechanical | PUR | Egan Mechanical | EA | EA |  | TRUE |  | P | PPD | DAYTON
133923 | 2 | 40 | States | Dayton | Holly Davis | TRUE | 2026-06-08T00:00:00 | 2026-09-01T00:00:00 | 2026-12-31T00:00:00 | 1 | 0 | 1 | 60220 | 9153440 | 55369-6417 | USA | N30 | 148 | EGAN COMPANY | 55480-1150 | Nscale GPU Monarch - Mechanical | Egan Mechanical | PUR | Egan Mechanical | EA | EA |  | TRUE |  | P | PPD | DAYTON
133923 | 2 | 41 | States | Dayton | Holly Davis | TRUE | 2026-06-08T00:00:00 | 2026-09-01T00:00:00 | 2026-12-31T00:00:00 | 1 | 0 | 1 | 60220 | 9153440 | 55369-6417 | USA | N30 | 148 | EGAN COMPANY | 55480-1150 | Nscale GPU Monarch - Mechanical | Egan Mechanical | PUR | Egan Mechanical | EA | EA |  | TRUE |  | P | PPD | DAYTON
133923 | 2 | 42 | States | Dayton | Holly Davis | TRUE | 2026-06-08T00:00:00 | 2026-09-01T00:00:00 | 2026-12-31T00:00:00 | 1 | 0 | 1 | 60220 | 9153440 | 55369-6417 | USA | N30 | 148 | EGAN COMPANY | 55480-1150 | Nscale GPU Monarch - Mechanical | Egan Mechanical | PUR | Egan Mechanical | EA | EA |  | TRUE |  | P | PPD | DAYTON
133923 | 2 | 43 | States | Dayton | Holly Davis | TRUE | 2026-06-08T00:00:00 | 2026-09-01T00:00:00 | 2026-12-31T00:00:00 | 1 | 0 | 1 | 60220 | 9153440 | 55369-6417 | USA | N30 | 148 | EGAN COMPANY | 55480-1150 | Nscale GPU Monarch - Mechanical | Egan Mechanical | PUR | Egan Mechanical | EA | EA |  | TRUE |  | P | PPD | DAYTON
133923 | 2 | 44 | States | Dayton | Holly Davis | TRUE | 2026-06-08T00:00:00 | 2026-09-01T00:00:00 | 2026-12-31T00:00:00 | 1 | 0 | 1 | 60220 | 9153440 | 55369-6417 | USA | N30 | 148 | EGAN COMPANY | 55480-1150 | Nscale GPU Monarch - Mechanical | Egan Mechanical | PUR | Egan Mechanical | EA | EA |  | TRUE |  | P | PPD | DAYTON
133923 | 2 | 45 | States | Dayton | Holly Davis | TRUE | 2026-06-08T00:00:00 | 2026-09-01T00:00:00 | 2026-12-31T00:00:00 | 1 | 0 | 1 | 60220 | 9153440 | 55369-6417 | USA | N30 | 148 | EGAN COMPANY | 55480-1150 | Nscale GPU Monarch - Mechanical | Egan Mechanical | PUR | Egan Mechanical | EA | EA |  | TRUE |  | P | PPD | DAYTON
133923 | 2 | 46 | States | Dayton | Holly Davis | TRUE | 2026-06-08T00:00:00 | 2026-09-01T00:00:00 | 2026-12-31T00:00:00 | 1 | 0 | 1 | 60220 | 9153440 | 55369-6417 | USA | N30 | 148 | EGAN COMPANY | 55480-1150 | Nscale GPU Monarch - Mechanical | Egan Mechanical | PUR | Egan Mechanical | EA | EA |  | TRUE |  | P | PPD | DAYTON
133923 | 2 | 47 | States | Dayton | Holly Davis | TRUE | 2026-06-08T00:00:00 | 2026-09-01T00:00:00 | 2026-12-31T00:00:00 | 1 | 0 | 1 | 60220 | 9153440 | 55369-6417 | USA | N30 | 148 | EGAN COMPANY | 55480-1150 | Nscale GPU Monarch - Mechanical | Egan Mechanical | PUR | Egan Mechanical | EA | EA |  | TRUE |  | P | PPD | DAYTON
133923 | 2 | 48 | States | Dayton | Holly Davis | TRUE | 2026-06-08T00:00:00 | 2026-09-01T00:00:00 | 2026-12-31T00:00:00 | 1 | 0 | 1 | 60220 | 9153440 | 55369-6417 | USA | N30 | 148 | EGAN COMPANY | 55480-1150 | Nscale GPU Monarch - Mechanical | Egan Mechanical | PUR | Egan Mechanical | EA | EA |  | TRUE |  | P | PPD | DAYTON
133923 | 2 | 49 | States | Dayton | Holly Davis | TRUE | 2026-06-08T00:00:00 | 2026-09-01T00:00:00 | 2026-12-31T00:00:00 | 1 | 0 | 1 | 60220 | 9153440 | 55369-6417 | USA | N30 | 148 | EGAN COMPANY | 55480-1150 | Nscale GPU Monarch - Mechanical | Egan Mechanical | PUR | Egan Mechanical | EA | EA |  | TRUE |  | P | PPD | DAYTON
133923 | 2 | 50 | States | Dayton | Holly Davis | TRUE | 2026-06-08T00:00:00 | 2026-09-01T00:00:00 | 2026-12-31T00:00:00 | 1 | 0 | 1 | 60220 | 9153440 | 55369-6417 | USA | N30 | 148 | EGAN COMPANY | 55480-1150 | Nscale GPU Monarch - Mechanical | Egan Mechanical | PUR | Egan Mechanical | EA | EA |  | TRUE |  | P | PPD | DAYTON
133923 | 2 | 51 | States | Dayton | Holly Davis | TRUE | 2026-06-08T00:00:00 | 2026-09-01T00:00:00 | 2026-12-31T00:00:00 | 1 | 0 | 1 | 60220 | 9153440 | 55369-6417 | USA | N30 | 148 | EGAN COMPANY | 55480-1150 | Nscale GPU Monarch - Mechanical | Egan Mechanical | PUR | Egan Mechanical | EA | EA |  | TRUE |  | P | PPD | DAYTON
133923 | 2 | 52 | States | Dayton | Holly Davis | TRUE | 2026-06-08T00:00:00 | 2026-09-01T00:00:00 | 2026-12-31T00:00:00 | 1 | 0 | 1 | 60220 | 9153440 | 55369-6417 | USA | N30 | 148 | EGAN COMPANY | 55480-1150 | Nscale GPU Monarch - Mechanical | Egan Mechanical | PUR | Egan Mechanical | EA | EA |  | TRUE |  | P | PPD | DAYTON
133923 | 2 | 53 | States | Dayton | Holly Davis | TRUE | 2026-06-08T00:00:00 | 2026-09-01T00:00:00 | 2026-12-31T00:00:00 | 1 | 0 | 1 | 60220 | 9153440 | 55369-6417 | USA | N30 | 148 | EGAN COMPANY | 55480-1150 | Nscale GPU Monarch - Mechanical | Egan Mechanical | PUR | Egan Mechanical | EA | EA |  | TRUE |  | P | PPD | DAYTON
133923 | 2 | 54 | States | Dayton | Holly Davis | TRUE | 2026-06-08T00:00:00 | 2026-09-01T00:00:00 | 2026-12-31T00:00:00 | 1 | 0 | 1 | 60220 | 9153440 | 55369-6417 | USA | N30 | 148 | EGAN COMPANY | 55480-1150 | Nscale GPU Monarch - Mechanical | Egan Mechanical | PUR | Egan Mechanical | EA | EA |  | TRUE |  | P | PPD | DAYTON
133923 | 2 | 55 | States | Dayton | Holly Davis | TRUE | 2026-06-08T00:00:00 | 2026-09-01T00:00:00 | 2026-12-31T00:00:00 | 1 | 0 | 1 | 60220 | 9153440 | 55369-6417 | USA | N30 | 148 | EGAN COMPANY | 55480-1150 | Nscale GPU Monarch - Mechanical | Egan Mechanical | PUR | Egan Mechanical | EA | EA |  | TRUE |  | P | PPD | DAYTON
133923 | 2 | 56 | States | Dayton | Holly Davis | TRUE | 2026-06-08T00:00:00 | 2026-09-01T00:00:00 | 2026-12-31T00:00:00 | 1 | 0 | 1 | 60220 | 9153440 | 55369-6417 | USA | N30 | 148 | EGAN COMPANY | 55480-1150 | Nscale GPU Monarch - Mechanical | Egan Mechanical | PUR | Egan Mechanical | EA | EA |  | TRUE |  | P | PPD | DAYTON
133923 | 2 | 57 | States | Dayton | Holly Davis | TRUE | 2026-06-08T00:00:00 | 2026-09-01T00:00:00 | 2026-12-31T00:00:00 | 1 | 0 | 1 | 60220 | 9153440 | 55369-6417 | USA | N30 | 148 | EGAN COMPANY | 55480-1150 | Nscale GPU Monarch - Mechanical | Egan Mechanical | PUR | Egan Mechanical | EA | EA |  | TRUE |  | P | PPD | DAYTON
133923 | 2 | 58 | States | Dayton | Holly Davis | TRUE | 2026-06-08T00:00:00 | 2026-09-01T00:00:00 | 2026-12-31T00:00:00 | 1 | 0 | 1 | 60220 | 9153440 | 55369-6417 | USA | N30 | 148 | EGAN COMPANY | 55480-1150 | Nscale GPU Monarch - Mechanical | Egan Mechanical | PUR | Egan Mechanical | EA | EA |  | TRUE |  | P | PPD | DAYTON
133923 | 2 | 59 | States | Dayton | Holly Davis | TRUE | 2026-06-08T00:00:00 | 2026-09-01T00:00:00 | 2026-12-31T00:00:00 | 1 | 0 | 1 | 60220 | 9153440 | 55369-6417 | USA | N30 | 148 | EGAN COMPANY | 55480-1150 | Nscale GPU Monarch - Mechanical | Egan Mechanical | PUR | Egan Mechanical | EA | EA |  | TRUE |  | P | PPD | DAYTON
133923 | 2 | 60 | States | Dayton | Holly Davis | TRUE | 2026-06-08T00:00:00 | 2026-09-01T00:00:00 | 2026-12-31T00:00:00 | 1 | 0 | 1 | 60220 | 9153440 | 55369-6417 | USA | N30 | 148 | EGAN COMPANY | 55480-1150 | Nscale GPU Monarch - Mechanical | Egan Mechanical | PUR | Egan Mechanical | EA | EA |  | TRUE |  | P | PPD | DAYTON
133923 | 2 | 61 | States | Dayton | Holly Davis | TRUE | 2026-06-08T00:00:00 | 2026-09-01T00:00:00 | 2026-12-31T00:00:00 | 1 | 0 | 1 | 60220 | 9153440 | 55369-6417 | USA | N30 | 148 | EGAN COMPANY | 55480-1150 | Nscale GPU Monarch - Mechanical | Egan Mechanical | PUR | Egan Mechanical | EA | EA |  | TRUE |  | P | PPD | DAYTON
133923 | 2 | 62 | States | Dayton | Holly Davis | TRUE | 2026-06-08T00:00:00 | 2026-09-01T00:00:00 | 2026-12-31T00:00:00 | 1 | 0 | 1 | 60220 | 9153440 | 55369-6417 | USA | N30 | 148 | EGAN COMPANY | 55480-1150 | Nscale GPU Monarch - Mechanical | Egan Mechanical | PUR | Egan Mechanical | EA | EA |  | TRUE |  | P | PPD | DAYTON
133923 | 2 | 63 | States | Dayton | Holly Davis | TRUE | 2026-06-08T00:00:00 | 2026-09-01T00:00:00 | 2026-12-31T00:00:00 | 1 | 0 | 1 | 60220 | 9153440 | 55369-6417 | USA | N30 | 148 | EGAN COMPANY | 55480-1150 | Nscale GPU Monarch - Mechanical | Egan Mechanical | PUR | Egan Mechanical | EA | EA |  | TRUE |  | P | PPD | DAYTON
133923 | 2 | 64 | States | Dayton | Holly Davis | TRUE | 2026-06-08T00:00:00 | 2026-09-01T00:00:00 | 2026-12-31T00:00:00 | 1 | 0 | 1 | 60220 | 9153440 | 55369-6417 | USA | N30 | 148 | EGAN COMPANY | 55480-1150 | Nscale GPU Monarch - Mechanical | Egan Mechanical | PUR | Egan Mechanical | EA | EA |  | TRUE |  | P | PPD | DAYTON
133923 | 2 | 65 | States | Dayton | Holly Davis | TRUE | 2026-06-08T00:00:00 | 2026-10-01T00:00:00 | 2026-12-31T00:00:00 | 1 | 0 | 1 | 60220 | 9153440 | 55369-6417 | USA | N30 | 148 | EGAN COMPANY | 55480-1150 | Nscale GPU Monarch - Mechanical | Egan Mechanical | PUR | Egan Mechanical | EA | EA |  | TRUE |  | P | PPD | DAYTON
133923 | 2 | 66 | States | Dayton | Holly Davis | TRUE | 2026-06-08T00:00:00 | 2026-10-01T00:00:00 | 2026-12-31T00:00:00 | 1 | 0 | 1 | 60220 | 9153440 | 55369-6417 | USA | N30 | 148 | EGAN COMPANY | 55480-1150 | Nscale GPU Monarch - Mechanical | Egan Mechanical | PUR | Egan Mechanical | EA | EA |  | TRUE |  | P | PPD | DAYTON
133923 | 2 | 67 | States | Dayton | Holly Davis | TRUE | 2026-06-08T00:00:00 | 2026-10-01T00:00:00 | 2026-12-31T00:00:00 | 1 | 0 | 1 | 60220 | 9153440 | 55369-6417 | USA | N30 | 148 | EGAN COMPANY | 55480-1150 | Nscale GPU Monarch - Mechanical | Egan Mechanical | PUR | Egan Mechanical | EA | EA |  | TRUE |  | P | PPD | DAYTON
133923 | 2 | 68 | States | Dayton | Holly Davis | TRUE | 2026-06-08T00:00:00 | 2026-10-01T00:00:00 | 2026-12-31T00:00:00 | 1 | 0 | 1 | 60220 | 9153440 | 55369-6417 | USA | N30 | 148 | EGAN COMPANY | 55480-1150 | Nscale GPU Monarch - Mechanical | Egan Mechanical | PUR | Egan Mechanical | EA | EA |  | TRUE |  | P | PPD | DAYTON
133923 | 2 | 69 | States | Dayton | Holly Davis | TRUE | 2026-06-08T00:00:00 | 2026-10-01T00:00:00 | 2026-12-31T00:00:00 | 1 | 0 | 1 | 60220 | 9153440 | 55369-6417 | USA | N30 | 148 | EGAN COMPANY | 55480-1150 | Nscale GPU Monarch - Mechanical | Egan Mechanical | PUR | Egan Mechanical | EA | EA |  | TRUE |  | P | PPD | DAYTON
133923 | 2 | 70 | States | Dayton | Holly Davis | TRUE | 2026-06-08T00:00:00 | 2026-10-01T00:00:00 | 2026-12-31T00:00:00 | 1 | 0 | 1 | 60220 | 9153440 | 55369-6417 | USA | N30 | 148 | EGAN COMPANY | 55480-1150 | Nscale GPU Monarch - Mechanical | Egan Mechanical | PUR | Egan Mechanical | EA | EA |  | TRUE |  | P | PPD | DAYTON
133923 | 2 | 71 | States | Dayton | Holly Davis | TRUE | 2026-06-08T00:00:00 | 2026-10-01T00:00:00 | 2026-12-31T00:00:00 | 1 | 0 | 1 | 60220 | 9153440 | 55369-6417 | USA | N30 | 148 | EGAN COMPANY | 55480-1150 | Nscale GPU Monarch - Mechanical | Egan Mechanical | PUR | Egan Mechanical | EA | EA |  | TRUE |  | P | PPD | DAYTON
133923 | 2 | 72 | States | Dayton | Holly Davis | TRUE | 2026-06-08T00:00:00 | 2026-10-01T00:00:00 | 2026-12-31T00:00:00 | 1 | 0 | 1 | 60220 | 9153440 | 55369-6417 | USA | N30 | 148 | EGAN COMPANY | 55480-1150 | Nscale GPU Monarch - Mechanical | Egan Mechanical | PUR | Egan Mechanical | EA | EA |  | TRUE |  | P | PPD | DAYTON
133923 | 2 | 73 | States | Dayton | Holly Davis | TRUE | 2026-06-08T00:00:00 | 2026-10-01T00:00:00 | 2026-12-31T00:00:00 | 1 | 0 | 1 | 60220 | 9153440 | 55369-6417 | USA | N30 | 148 | EGAN COMPANY | 55480-1150 | Nscale GPU Monarch - Mechanical | Egan Mechanical | PUR | Egan Mechanical | EA | EA |  | TRUE |  | P | PPD | DAYTON
133923 | 2 | 74 | States | Dayton | Holly Davis | TRUE | 2026-06-08T00:00:00 | 2026-10-01T00:00:00 | 2026-12-31T00:00:00 | 1 | 0 | 1 | 60220 | 9153440 | 55369-6417 | USA | N30 | 148 | EGAN COMPANY | 55480-1150 | Nscale GPU Monarch - Mechanical | Egan Mechanical | PUR | Egan Mechanical | EA | EA |  | TRUE |  | P | PPD | DAYTON
133923 | 2 | 75 | States | Dayton | Holly Davis | TRUE | 2026-06-08T00:00:00 | 2026-10-01T00:00:00 | 2026-12-31T00:00:00 | 1 | 0 | 1 | 60220 | 9153440 | 55369-6417 | USA | N30 | 148 | EGAN COMPANY | 55480-1150 | Nscale GPU Monarch - Mechanical | Egan Mechanical | PUR | Egan Mechanical | EA | EA |  | TRUE |  | P | PPD | DAYTON
133923 | 2 | 76 | States | Dayton | Holly Davis | TRUE | 2026-06-08T00:00:00 | 2026-10-01T00:00:00 | 2026-12-31T00:00:00 | 1 | 0 | 1 | 60220 | 9153440 | 55369-6417 | USA | N30 | 148 | EGAN COMPANY | 55480-1150 | Nscale GPU Monarch - Mechanical | Egan Mechanical | PUR | Egan Mechanical | EA | EA |  | TRUE |  | P | PPD | DAYTON
133923 | 2 | 77 | States | Dayton | Holly Davis | TRUE | 2026-06-08T00:00:00 | 2026-10-01T00:00:00 | 2026-12-31T00:00:00 | 1 | 0 | 1 | 60220 | 9153440 | 55369-6417 | USA | N30 | 148 | EGAN COMPANY | 55480-1150 | Nscale GPU Monarch - Mechanical | Egan Mechanical | PUR | Egan Mechanical | EA | EA |  | TRUE |  | P | PPD | DAYTON
133923 | 2 | 78 | States | Dayton | Holly Davis | TRUE | 2026-06-08T00:00:00 | 2026-10-01T00:00:00 | 2026-12-31T00:00:00 | 1 | 0 | 1 | 60220 | 9153440 | 55369-6417 | USA | N30 | 148 | EGAN COMPANY | 55480-1150 | Nscale GPU Monarch - Mechanical | Egan Mechanical | PUR | Egan Mechanical | EA | EA |  | TRUE |  | P | PPD | DAYTON
133923 | 2 | 79 | States | Dayton | Holly Davis | TRUE | 2026-06-08T00:00:00 | 2026-10-01T00:00:00 | 2026-12-31T00:00:00 | 1 | 0 | 1 | 60220 | 9153440 | 55369-6417 | USA | N30 | 148 | EGAN COMPANY | 55480-1150 | Nscale GPU Monarch - Mechanical | Egan Mechanical | PUR | Egan Mechanical | EA | EA |  | TRUE |  | P | PPD | DAYTON
133923 | 2 | 80 | States | Dayton | Holly Davis | TRUE | 2026-06-08T00:00:00 | 2026-10-01T00:00:00 | 2026-12-31T00:00:00 | 1 | 0 | 1 | 60220 | 9153440 | 55369-6417 | USA | N30 | 148 | EGAN COMPANY | 55480-1150 | Nscale GPU Monarch - Mechanical | Egan Mechanical | PUR | Egan Mechanical | EA | EA |  | TRUE |  | P | PPD | DAYTON
133923 | 2 | 81 | States | Dayton | Holly Davis | TRUE | 2026-06-08T00:00:00 | 2026-10-01T00:00:00 | 2026-12-31T00:00:00 | 1 | 0 | 1 | 60220 | 9153440 | 55369-6417 | USA | N30 | 148 | EGAN COMPANY | 55480-1150 | Nscale GPU Monarch - Mechanical | Egan Mechanical | PUR | Egan Mechanical | EA | EA |  | TRUE |  | P | PPD | DAYTON
133923 | 2 | 82 | States | Dayton | Holly Davis | TRUE | 2026-06-08T00:00:00 | 2026-10-01T00:00:00 | 2026-12-31T00:00:00 | 1 | 0 | 1 | 60220 | 9153440 | 55369-6417 | USA | N30 | 148 | EGAN COMPANY | 55480-1150 | Nscale GPU Monarch - Mechanical | Egan Mechanical | PUR | Egan Mechanical | EA | EA |  | TRUE |  | P | PPD | DAYTON
133923 | 2 | 83 | States | Dayton | Holly Davis | TRUE | 2026-06-08T00:00:00 | 2026-10-01T00:00:00 | 2026-12-31T00:00:00 | 1 | 0 | 1 | 60220 | 9153440 | 55369-6417 | USA | N30 | 148 | EGAN COMPANY | 55480-1150 | Nscale GPU Monarch - Mechanical | Egan Mechanical | PUR | Egan Mechanical | EA | EA |  | TRUE |  | P | PPD | DAYTON
133923 | 2 | 84 | States | Dayton | Holly Davis | TRUE | 2026-06-08T00:00:00 | 2026-10-01T00:00:00 | 2026-12-31T00:00:00 | 1 | 0 | 1 | 60220 | 9153440 | 55369-6417 | USA | N30 | 148 | EGAN COMPANY | 55480-1150 | Nscale GPU Monarch - Mechanical | Egan Mechanical | PUR | Egan Mechanical | EA | EA |  | TRUE |  | P | PPD | DAYTON
133923 | 2 | 85 | States | Dayton | Holly Davis | TRUE | 2026-06-08T00:00:00 | 2026-10-01T00:00:00 | 2026-12-31T00:00:00 | 1 | 0 | 1 | 60220 | 9153440 | 55369-6417 | USA | N30 | 148 | EGAN COMPANY | 55480-1150 | Nscale GPU Monarch - Mechanical | Egan Mechanical | PUR | Egan Mechanical | EA | EA |  | TRUE |  | P | PPD | DAYTON
133923 | 2 | 86 | States | Dayton | Holly Davis | TRUE | 2026-06-08T00:00:00 | 2026-10-01T00:00:00 | 2026-12-31T00:00:00 | 1 | 0 | 1 | 60220 | 9153440 | 55369-6417 | USA | N30 | 148 | EGAN COMPANY | 55480-1150 | Nscale GPU Monarch - Mechanical | Egan Mechanical | PUR | Egan Mechanical | EA | EA |  | TRUE |  | P | PPD | DAYTON
133923 | 2 | 87 | States | Dayton | Holly Davis | TRUE | 2026-06-08T00:00:00 | 2026-10-01T00:00:00 | 2026-12-31T00:00:00 | 1 | 0 | 1 | 60220 | 9153440 | 55369-6417 | USA | N30 | 148 | EGAN COMPANY | 55480-1150 | Nscale GPU Monarch - Mechanical | Egan Mechanical | PUR | Egan Mechanical | EA | EA |  | TRUE |  | P | PPD | DAYTON
133923 | 2 | 88 | States | Dayton | Holly Davis | TRUE | 2026-06-08T00:00:00 | 2026-10-01T00:00:00 | 2026-12-31T00:00:00 | 1 | 0 | 1 | 60220 | 9153440 | 55369-6417 | USA | N30 | 148 | EGAN COMPANY | 55480-1150 | Nscale GPU Monarch - Mechanical | Egan Mechanical | PUR | Egan Mechanical | EA | EA |  | TRUE |  | P | PPD | DAYTON
133923 | 2 | 89 | States | Dayton | Holly Davis | TRUE | 2026-06-08T00:00:00 | 2026-10-01T00:00:00 | 2026-12-31T00:00:00 | 1 | 0 | 1 | 60220 | 9153440 | 55369-6417 | USA | N30 | 148 | EGAN COMPANY | 55480-1150 | Nscale GPU Monarch - Mechanical | Egan Mechanical | PUR | Egan Mechanical | EA | EA |  | TRUE |  | P | PPD | DAYTON
133923 | 2 | 90 | States | Dayton | Holly Davis | TRUE | 2026-06-08T00:00:00 | 2026-10-01T00:00:00 | 2026-12-31T00:00:00 | 1 | 0 | 1 | 60220 | 9153440 | 55369-6417 | USA | N30 | 148 | EGAN COMPANY | 55480-1150 | Nscale GPU Monarch - Mechanical | Egan Mechanical | PUR | Egan Mechanical | EA | EA |  | TRUE |  | P | PPD | DAYTON
133923 | 2 | 91 | States | Dayton | Holly Davis | TRUE | 2026-06-08T00:00:00 | 2026-10-01T00:00:00 | 2026-12-31T00:00:00 | 1 | 0 | 1 | 60220 | 9153440 | 55369-6417 | USA | N30 | 148 | EGAN COMPANY | 55480-1150 | Nscale GPU Monarch - Mechanical | Egan Mechanical | PUR | Egan Mechanical | EA | EA |  | TRUE |  | P | PPD | DAYTON
133923 | 2 | 92 | States | Dayton | Holly Davis | TRUE | 2026-06-08T00:00:00 | 2026-10-01T00:00:00 | 2026-12-31T00:00:00 | 1 | 0 | 1 | 60220 | 9153440 | 55369-6417 | USA | N30 | 148 | EGAN COMPANY | 55480-1150 | Nscale GPU Monarch - Mechanical | Egan Mechanical | PUR | Egan Mechanical | EA | EA |  | TRUE |  | P | PPD | DAYTON
133923 | 2 | 93 | States | Dayton | Holly Davis | TRUE | 2026-06-08T00:00:00 | 2026-11-02T00:00:00 | 2026-12-31T00:00:00 | 1 | 0 | 1 | 60220 | 9153440 | 55369-6417 | USA | N30 | 148 | EGAN COMPANY | 55480-1150 | Nscale GPU Monarch - Mechanical | Egan Mechanical | PUR | Egan Mechanical | EA | EA |  | TRUE |  | P | PPD | DAYTON
133923 | 2 | 94 | States | Dayton | Holly Davis | TRUE | 2026-06-08T00:00:00 | 2026-11-02T00:00:00 | 2026-12-31T00:00:00 | 1 | 0 | 1 | 60220 | 9153440 | 55369-6417 | USA | N30 | 148 | EGAN COMPANY | 55480-1150 | Nscale GPU Monarch - Mechanical | Egan Mechanical | PUR | Egan Mechanical | EA | EA |  | TRUE |  | P | PPD | DAYTON
133923 | 2 | 95 | States | Dayton | Holly Davis | TRUE | 2026-06-08T00:00:00 | 2026-11-02T00:00:00 | 2026-12-31T00:00:00 | 1 | 0 | 1 | 60220 | 9153440 | 55369-6417 | USA | N30 | 148 | EGAN COMPANY | 55480-1150 | Nscale GPU Monarch - Mechanical | Egan Mechanical | PUR | Egan Mechanical | EA | EA |  | TRUE |  | P | PPD | DAYTON
133923 | 2 | 96 | States | Dayton | Holly Davis | TRUE | 2026-06-08T00:00:00 | 2026-11-02T00:00:00 | 2026-12-31T00:00:00 | 1 | 0 | 1 | 60220 | 9153440 | 55369-6417 | USA | N30 | 148 | EGAN COMPANY | 55480-1150 | Nscale GPU Monarch - Mechanical | Egan Mechanical | PUR | Egan Mechanical | EA | EA |  | TRUE |  | P | PPD | DAYTON
133923 | 2 | 97 | States | Dayton | Holly Davis | TRUE | 2026-06-08T00:00:00 | 2026-11-02T00:00:00 | 2026-12-31T00:00:00 | 1 | 0 | 1 | 60220 | 9153440 | 55369-6417 | USA | N30 | 148 | EGAN COMPANY | 55480-1150 | Nscale GPU Monarch - Mechanical | Egan Mechanical | PUR | Egan Mechanical | EA | EA |  | TRUE |  | P | PPD | DAYTON
133923 | 2 | 98 | States | Dayton | Holly Davis | TRUE | 2026-06-08T00:00:00 | 2026-11-02T00:00:00 | 2026-12-31T00:00:00 | 1 | 0 | 1 | 60220 | 9153440 | 55369-6417 | USA | N30 | 148 | EGAN COMPANY | 55480-1150 | Nscale GPU Monarch - Mechanical | Egan Mechanical | PUR | Egan Mechanical | EA | EA |  | TRUE |  | P | PPD | DAYTON
133923 | 2 | 99 | States | Dayton | Holly Davis | TRUE | 2026-06-08T00:00:00 | 2026-11-02T00:00:00 | 2026-12-31T00:00:00 | 1 | 0 | 1 | 60220 | 9153440 | 55369-6417 | USA | N30 | 148 | EGAN COMPANY | 55480-1150 | Nscale GPU Monarch - Mechanical | Egan Mechanical | PUR | Egan Mechanical | EA | EA |  | TRUE |  | P | PPD | DAYTON
133923 | 2 | 100 | States | Dayton | Holly Davis | TRUE | 2026-06-08T00:00:00 | 2026-11-02T00:00:00 | 2026-12-31T00:00:00 | 1 | 0 | 1 | 60220 | 9153440 | 55369-6417 | USA | N30 | 148 | EGAN COMPANY | 55480-1150 | Nscale GPU Monarch - Mechanical | Egan Mechanical | PUR | Egan Mechanical | EA | EA |  | TRUE |  | P | PPD | DAYTON
133923 | 2 | 101 | States | Dayton | Holly Davis | TRUE | 2026-06-08T00:00:00 | 2026-11-02T00:00:00 | 2026-12-31T00:00:00 | 1 | 0 | 1 | 60220 | 9153440 | 55369-6417 | USA | N30 | 148 | EGAN COMPANY | 55480-1150 | Nscale GPU Monarch - Mechanical | Egan Mechanical | PUR | Egan Mechanical | EA | EA |  | TRUE |  | P | PPD | DAYTON
133923 | 2 | 102 | States | Dayton | Holly Davis | TRUE | 2026-06-08T00:00:00 | 2026-11-02T00:00:00 | 2026-12-31T00:00:00 | 1 | 0 | 1 | 60220 | 9153440 | 55369-6417 | USA | N30 | 148 | EGAN COMPANY | 55480-1150 | Nscale GPU Monarch - Mechanical | Egan Mechanical | PUR | Egan Mechanical | EA | EA |  | TRUE |  | P | PPD | DAYTON
133923 | 2 | 103 | States | Dayton | Holly Davis | TRUE | 2026-06-08T00:00:00 | 2026-11-02T00:00:00 | 2026-12-31T00:00:00 | 1 | 0 | 1 | 60220 | 9153440 | 55369-6417 | USA | N30 | 148 | EGAN COMPANY | 55480-1150 | Nscale GPU Monarch - Mechanical | Egan Mechanical | PUR | Egan Mechanical | EA | EA |  | TRUE |  | P | PPD | DAYTON
133923 | 2 | 104 | States | Dayton | Holly Davis | TRUE | 2026-06-08T00:00:00 | 2026-11-02T00:00:00 | 2026-12-31T00:00:00 | 1 | 0 | 1 | 60220 | 9153440 | 55369-6417 | USA | N30 | 148 | EGAN COMPANY | 55480-1150 | Nscale GPU Monarch - Mechanical | Egan Mechanical | PUR | Egan Mechanical | EA | EA |  | TRUE |  | P | PPD | DAYTON
133923 | 2 | 105 | States | Dayton | Holly Davis | TRUE | 2026-06-08T00:00:00 | 2026-11-02T00:00:00 | 2026-12-31T00:00:00 | 1 | 0 | 1 | 60220 | 9153440 | 55369-6417 | USA | N30 | 148 | EGAN COMPANY | 55480-1150 | Nscale GPU Monarch - Mechanical | Egan Mechanical | PUR | Egan Mechanical | EA | EA |  | TRUE |  | P | PPD | DAYTON
133923 | 2 | 106 | States | Dayton | Holly Davis | TRUE | 2026-06-08T00:00:00 | 2026-11-02T00:00:00 | 2026-12-31T00:00:00 | 1 | 0 | 1 | 60220 | 9153440 | 55369-6417 | USA | N30 | 148 | EGAN COMPANY | 55480-1150 | Nscale GPU Monarch - Mechanical | Egan Mechanical | PUR | Egan Mechanical | EA | EA |  | TRUE |  | P | PPD | DAYTON
133923 | 2 | 107 | States | Dayton | Holly Davis | TRUE | 2026-06-08T00:00:00 | 2026-11-02T00:00:00 | 2026-12-31T00:00:00 | 1 | 0 | 1 | 60220 | 9153440 | 55369-6417 | USA | N30 | 148 | EGAN COMPANY | 55480-1150 | Nscale GPU Monarch - Mechanical | Egan Mechanical | PUR | Egan Mechanical | EA | EA |  | TRUE |  | P | PPD | DAYTON
133923 | 2 | 108 | States | Dayton | Holly Davis | TRUE | 2026-06-08T00:00:00 | 2026-11-02T00:00:00 | 2026-12-31T00:00:00 | 1 | 0 | 1 | 60220 | 9153440 | 55369-6417 | USA | N30 | 148 | EGAN COMPANY | 55480-1150 | Nscale GPU Monarch - Mechanical | Egan Mechanical | PUR | Egan Mechanical | EA | EA |  | TRUE |  | P | PPD | DAYTON
133923 | 2 | 109 | States | Dayton | Holly Davis | TRUE | 2026-06-08T00:00:00 | 2026-11-02T00:00:00 | 2026-12-31T00:00:00 | 1 | 0 | 1 | 60220 | 9153440 | 55369-6417 | USA | N30 | 148 | EGAN COMPANY | 55480-1150 | Nscale GPU Monarch - Mechanical | Egan Mechanical | PUR | Egan Mechanical | EA | EA |  | TRUE |  | P | PPD | DAYTON
133923 | 2 | 110 | States | Dayton | Holly Davis | TRUE | 2026-06-08T00:00:00 | 2026-11-02T00:00:00 | 2026-12-31T00:00:00 | 1 | 0 | 1 | 60220 | 9153440 | 55369-6417 | USA | N30 | 148 | EGAN COMPANY | 55480-1150 | Nscale GPU Monarch - Mechanical | Egan Mechanical | PUR | Egan Mechanical | EA | EA |  | TRUE |  | P | PPD | DAYTON
133923 | 2 | 111 | States | Dayton | Holly Davis | TRUE | 2026-06-08T00:00:00 | 2026-11-02T00:00:00 | 2026-12-31T00:00:00 | 1 | 0 | 1 | 60220 | 9153440 | 55369-6417 | USA | N30 | 148 | EGAN COMPANY | 55480-1150 | Nscale GPU Monarch - Mechanical | Egan Mechanical | PUR | Egan Mechanical | EA | EA |  | TRUE |  | P | PPD | DAYTON
133923 | 2 | 112 | States | Dayton | Holly Davis | TRUE | 2026-06-08T00:00:00 | 2026-11-02T00:00:00 | 2026-12-31T00:00:00 | 1 | 0 | 1 | 60220 | 9153440 | 55369-6417 | USA | N30 | 148 | EGAN COMPANY | 55480-1150 | Nscale GPU Monarch - Mechanical | Egan Mechanical | PUR | Egan Mechanical | EA | EA |  | TRUE |  | P | PPD | DAYTON
133923 | 2 | 113 | States | Dayton | Holly Davis | TRUE | 2026-06-08T00:00:00 | 2026-11-02T00:00:00 | 2026-12-31T00:00:00 | 1 | 0 | 1 | 60220 | 9153440 | 55369-6417 | USA | N30 | 148 | EGAN COMPANY | 55480-1150 | Nscale GPU Monarch - Mechanical | Egan Mechanical | PUR | Egan Mechanical | EA | EA |  | TRUE |  | P | PPD | DAYTON
133923 | 2 | 114 | States | Dayton | Holly Davis | TRUE | 2026-06-08T00:00:00 | 2026-11-02T00:00:00 | 2026-12-31T00:00:00 | 1 | 0 | 1 | 60220 | 9153440 | 55369-6417 | USA | N30 | 148 | EGAN COMPANY | 55480-1150 | Nscale GPU Monarch - Mechanical | Egan Mechanical | PUR | Egan Mechanical | EA | EA |  | TRUE |  | P | PPD | DAYTON
133923 | 2 | 115 | States | Dayton | Holly Davis | TRUE | 2026-06-08T00:00:00 | 2026-11-02T00:00:00 | 2026-12-31T00:00:00 | 1 | 0 | 1 | 60220 | 9153440 | 55369-6417 | USA | N30 | 148 | EGAN COMPANY | 55480-1150 | Nscale GPU Monarch - Mechanical | Egan Mechanical | PUR | Egan Mechanical | EA | EA |  | TRUE |  | P | PPD | DAYTON
133923 | 2 | 116 | States | Dayton | Holly Davis | TRUE | 2026-06-08T00:00:00 | 2026-11-02T00:00:00 | 2026-12-31T00:00:00 | 1 | 0 | 1 | 60220 | 9153440 | 55369-6417 | USA | N30 | 148 | EGAN COMPANY | 55480-1150 | Nscale GPU Monarch - Mechanical | Egan Mechanical | PUR | Egan Mechanical | EA | EA |  | TRUE |  | P | PPD | DAYTON
133923 | 2 | 117 | States | Dayton | Holly Davis | TRUE | 2026-06-08T00:00:00 | 2026-11-02T00:00:00 | 2026-12-31T00:00:00 | 1 | 0 | 1 | 60220 | 9153440 | 55369-6417 | USA | N30 | 148 | EGAN COMPANY | 55480-1150 | Nscale GPU Monarch - Mechanical | Egan Mechanical | PUR | Egan Mechanical | EA | EA |  | TRUE |  | P | PPD | DAYTON
133923 | 2 | 118 | States | Dayton | Holly Davis | TRUE | 2026-06-08T00:00:00 | 2026-11-02T00:00:00 | 2026-12-31T00:00:00 | 1 | 0 | 1 | 60220 | 9153440 | 55369-6417 | USA | N30 | 148 | EGAN COMPANY | 55480-1150 | Nscale GPU Monarch - Mechanical | Egan Mechanical | PUR | Egan Mechanical | EA | EA |  | TRUE |  | P | PPD | DAYTON
133923 | 2 | 119 | States | Dayton | Holly Davis | TRUE | 2026-06-08T00:00:00 | 2026-11-02T00:00:00 | 2026-12-31T00:00:00 | 1 | 0 | 1 | 60220 | 9153440 | 55369-6417 | USA | N30 | 148 | EGAN COMPANY | 55480-1150 | Nscale GPU Monarch - Mechanical | Egan Mechanical | PUR | Egan Mechanical | EA | EA |  | TRUE |  | P | PPD | DAYTON
133923 | 2 | 120 | States | Dayton | Holly Davis | TRUE | 2026-06-08T00:00:00 | 2026-11-02T00:00:00 | 2026-12-31T00:00:00 | 1 | 0 | 1 | 60220 | 9153440 | 55369-6417 | USA | N30 | 148 | EGAN COMPANY | 55480-1150 | Nscale GPU Monarch - Mechanical | Egan Mechanical | PUR | Egan Mechanical | EA | EA |  | TRUE |  | P | PPD | DAYTON
133923 | 2 | 121 | States | Dayton | Holly Davis | TRUE | 2026-06-08T00:00:00 | 2026-11-02T00:00:00 | 2026-12-31T00:00:00 | 1 | 0 | 1 | 60220 | 9153440 | 55369-6417 | USA | N30 | 148 | EGAN COMPANY | 55480-1150 | Nscale GPU Monarch - Mechanical | Egan Mechanical | PUR | Egan Mechanical | EA | EA |  | TRUE |  | P | PPD | DAYTON
133923 | 2 | 122 | States | Dayton | Holly Davis | TRUE | 2026-06-08T00:00:00 | 2026-11-02T00:00:00 | 2026-12-31T00:00:00 | 1 | 0 | 1 | 60220 | 9153440 | 55369-6417 | USA | N30 | 148 | EGAN COMPANY | 55480-1150 | Nscale GPU Monarch - Mechanical | Egan Mechanical | PUR | Egan Mechanical | EA | EA |  | TRUE |  | P | PPD | DAYTON
133923 | 2 | 123 | States | Dayton | Holly Davis | TRUE | 2026-06-08T00:00:00 | 2026-11-02T00:00:00 | 2026-12-31T00:00:00 | 1 | 0 | 1 | 60220 | 9153440 | 55369-6417 | USA | N30 | 148 | EGAN COMPANY | 55480-1150 | Nscale GPU Monarch - Mechanical | Egan Mechanical | PUR | Egan Mechanical | EA | EA |  | TRUE |  | P | PPD | DAYTON
133923 | 2 | 124 | States | Dayton | Holly Davis | TRUE | 2026-06-08T00:00:00 | 2026-11-02T00:00:00 | 2026-12-31T00:00:00 | 1 | 0 | 1 | 60220 | 9153440 | 55369-6417 | USA | N30 | 148 | EGAN COMPANY | 55480-1150 | Nscale GPU Monarch - Mechanical | Egan Mechanical | PUR | Egan Mechanical | EA | EA |  | TRUE |  | P | PPD | DAYTON
133923 | 2 | 125 | States | Dayton | Holly Davis | TRUE | 2026-06-08T00:00:00 | 2026-11-02T00:00:00 | 2026-12-31T00:00:00 | 1 | 0 | 1 | 60220 | 9153440 | 55369-6417 | USA | N30 | 148 | EGAN COMPANY | 55480-1150 | Nscale GPU Monarch - Mechanical | Egan Mechanical | PUR | Egan Mechanical | EA | EA |  | TRUE |  | P | PPD | DAYTON
133923 | 2 | 126 | States | Dayton | Holly Davis | TRUE | 2026-06-08T00:00:00 | 2026-11-02T00:00:00 | 2026-12-31T00:00:00 | 1 | 0 | 1 | 60220 | 9153440 | 55369-6417 | USA | N30 | 148 | EGAN COMPANY | 55480-1150 | Nscale GPU Monarch - Mechanical | Egan Mechanical | PUR | Egan Mechanical | EA | EA |  | TRUE |  | P | PPD | DAYTON
133923 | 2 | 127 | States | Dayton | Holly Davis | TRUE | 2026-06-08T00:00:00 | 2026-11-02T00:00:00 | 2026-12-31T00:00:00 | 1 | 0 | 1 | 60220 | 9153440 | 55369-6417 | USA | N30 | 148 | EGAN COMPANY | 55480-1150 | Nscale GPU Monarch - Mechanical | Egan Mechanical | PUR | Egan Mechanical | EA | EA |  | TRUE |  | P | PPD | DAYTON
133923 | 2 | 128 | States | Dayton | Holly Davis | TRUE | 2026-06-08T00:00:00 | 2026-11-02T00:00:00 | 2026-12-31T00:00:00 | 1 | 0 | 1 | 60220 | 9153440 | 55369-6417 | USA | N30 | 148 | EGAN COMPANY | 55480-1150 | Nscale GPU Monarch - Mechanical | Egan Mechanical | PUR | Egan Mechanical | EA | EA |  | TRUE |  | P | PPD | DAYTON
133923 | 2 | 129 | States | Dayton | Holly Davis | TRUE | 2026-06-08T00:00:00 | 2026-11-02T00:00:00 | 2026-12-31T00:00:00 | 1 | 0 | 1 | 60220 | 9153440 | 55369-6417 | USA | N30 | 148 | EGAN COMPANY | 55480-1150 | Nscale GPU Monarch - Mechanical | Egan Mechanical | PUR | Egan Mechanical | EA | EA |  | TRUE |  | P | PPD | DAYTON
133923 | 2 | 130 | States | Dayton | Holly Davis | TRUE | 2026-06-08T00:00:00 | 2026-11-02T00:00:00 | 2026-12-31T00:00:00 | 1 | 0 | 1 | 60220 | 9153440 | 55369-6417 | USA | N30 | 148 | EGAN COMPANY | 55480-1150 | Nscale GPU Monarch - Mechanical | Egan Mechanical | PUR | Egan Mechanical | EA | EA |  | TRUE |  | P | PPD | DAYTON
133923 | 2 | 131 | States | Dayton | Holly Davis | TRUE | 2026-06-08T00:00:00 | 2026-11-02T00:00:00 | 2026-12-31T00:00:00 | 1 | 0 | 1 | 60220 | 9153440 | 55369-6417 | USA | N30 | 148 | EGAN COMPANY | 55480-1150 | Nscale GPU Monarch - Mechanical | Egan Mechanical | PUR | Egan Mechanical | EA | EA |  | TRUE |  | P | PPD | DAYTON
133923 | 2 | 132 | States | Dayton | Holly Davis | TRUE | 2026-06-08T00:00:00 | 2026-11-02T00:00:00 | 2026-12-31T00:00:00 | 1 | 0 | 1 | 60220 | 9153440 | 55369-6417 | USA | N30 | 148 | EGAN COMPANY | 55480-1150 | Nscale GPU Monarch - Mechanical | Egan Mechanical | PUR | Egan Mechanical | EA | EA |  | TRUE |  | P | PPD | DAYTON
133923 | 2 | 133 | States | Dayton | Holly Davis | TRUE | 2026-06-08T00:00:00 | 2026-11-02T00:00:00 | 2026-12-31T00:00:00 | 1 | 0 | 1 | 60220 | 9153440 | 55369-6417 | USA | N30 | 148 | EGAN COMPANY | 55480-1150 | Nscale GPU Monarch - Mechanical | Egan Mechanical | PUR | Egan Mechanical | EA | EA |  | TRUE |  | P | PPD | DAYTON
133923 | 2 | 134 | States | Dayton | Holly Davis | TRUE | 2026-06-08T00:00:00 | 2026-11-02T00:00:00 | 2026-12-31T00:00:00 | 1 | 0 | 1 | 60220 | 9153440 | 55369-6417 | USA | N30 | 148 | EGAN COMPANY | 55480-1150 | Nscale GPU Monarch - Mechanical | Egan Mechanical | PUR | Egan Mechanical | EA | EA |  | TRUE |  | P | PPD | DAYTON
133923 | 2 | 135 | States | Dayton | Holly Davis | TRUE | 2026-06-08T00:00:00 | 2026-11-02T00:00:00 | 2026-12-31T00:00:00 | 1 | 0 | 1 | 60220 | 9153440 | 55369-6417 | USA | N30 | 148 | EGAN COMPANY | 55480-1150 | Nscale GPU Monarch - Mechanical | Egan Mechanical | PUR | Egan Mechanical | EA | EA |  | TRUE |  | P | PPD | DAYTON
133923 | 2 | 136 | States | Dayton | Holly Davis | TRUE | 2026-06-08T00:00:00 | 2026-11-02T00:00:00 | 2026-12-31T00:00:00 | 1 | 0 | 1 | 60220 | 9153440 | 55369-6417 | USA | N30 | 148 | EGAN COMPANY | 55480-1150 | Nscale GPU Monarch - Mechanical | Egan Mechanical | PUR | Egan Mechanical | EA | EA |  | TRUE |  | P | PPD | DAYTON
133923 | 2 | 137 | States | Dayton | Holly Davis | TRUE | 2026-06-08T00:00:00 | 2026-11-02T00:00:00 | 2026-12-31T00:00:00 | 1 | 0 | 1 | 60220 | 9153440 | 55369-6417 | USA | N30 | 148 | EGAN COMPANY | 55480-1150 | Nscale GPU Monarch - Mechanical | Egan Mechanical | PUR | Egan Mechanical | EA | EA |  | TRUE |  | P | PPD | DAYTON
133923 | 2 | 138 | States | Dayton | Holly Davis | TRUE | 2026-06-08T00:00:00 | 2026-12-01T00:00:00 | 2026-12-31T00:00:00 | 1 | 0 | 1 | 60220 | 9153440 | 55369-6417 | USA | N30 | 148 | EGAN COMPANY | 55480-1150 | Nscale GPU Monarch - Mechanical | Egan Mechanical | PUR | Egan Mechanical | EA | EA |  | TRUE |  | P | PPD | DAYTON
133923 | 2 | 139 | States | Dayton | Holly Davis | TRUE | 2026-06-08T00:00:00 | 2026-12-01T00:00:00 | 2026-12-31T00:00:00 | 1 | 0 | 1 | 60220 | 9153440 | 55369-6417 | USA | N30 | 148 | EGAN COMPANY | 55480-1150 | Nscale GPU Monarch - Mechanical | Egan Mechanical | PUR | Egan Mechanical | EA | EA |  | TRUE |  | P | PPD | DAYTON
133923 | 2 | 140 | States | Dayton | Holly Davis | TRUE | 2026-06-08T00:00:00 | 2026-12-01T00:00:00 | 2026-12-31T00:00:00 | 1 | 0 | 1 | 60220 | 9153440 | 55369-6417 | USA | N30 | 148 | EGAN COMPANY | 55480-1150 | Nscale GPU Monarch - Mechanical | Egan Mechanical | PUR | Egan Mechanical | EA | EA |  | TRUE |  | P | PPD | DAYTON
133923 | 2 | 141 | States | Dayton | Holly Davis | TRUE | 2026-06-08T00:00:00 | 2026-12-01T00:00:00 | 2026-12-31T00:00:00 | 1 | 0 | 1 | 60220 | 9153440 | 55369-6417 | USA | N30 | 148 | EGAN COMPANY | 55480-1150 | Nscale GPU Monarch - Mechanical | Egan Mechanical | PUR | Egan Mechanical | EA | EA |  | TRUE |  | P | PPD | DAYTON
133923 | 2 | 142 | States | Dayton | Holly Davis | TRUE | 2026-06-08T00:00:00 | 2026-12-01T00:00:00 | 2026-12-31T00:00:00 | 1 | 0 | 1 | 60220 | 9153440 | 55369-6417 | USA | N30 | 148 | EGAN COMPANY | 55480-1150 | Nscale GPU Monarch - Mechanical | Egan Mechanical | PUR | Egan Mechanical | EA | EA |  | TRUE |  | P | PPD | DAYTON
133923 | 2 | 143 | States | Dayton | Holly Davis | TRUE | 2026-06-08T00:00:00 | 2026-12-01T00:00:00 | 2026-12-31T00:00:00 | 1 | 0 | 1 | 60220 | 9153440 | 55369-6417 | USA | N30 | 148 | EGAN COMPANY | 55480-1150 | Nscale GPU Monarch - Mechanical | Egan Mechanical | PUR | Egan Mechanical | EA | EA |  | TRUE |  | P | PPD | DAYTON
133923 | 2 | 144 | States | Dayton | Holly Davis | TRUE | 2026-06-08T00:00:00 | 2026-12-01T00:00:00 | 2026-12-31T00:00:00 | 1 | 0 | 1 | 60220 | 9153440 | 55369-6417 | USA | N30 | 148 | EGAN COMPANY | 55480-1150 | Nscale GPU Monarch - Mechanical | Egan Mechanical | PUR | Egan Mechanical | EA | EA |  | TRUE |  | P | PPD | DAYTON
133923 | 2 | 145 | States | Dayton | Holly Davis | TRUE | 2026-06-08T00:00:00 | 2026-12-01T00:00:00 | 2026-12-31T00:00:00 | 1 | 0 | 1 | 60220 | 9153440 | 55369-6417 | USA | N30 | 148 | EGAN COMPANY | 55480-1150 | Nscale GPU Monarch - Mechanical | Egan Mechanical | PUR | Egan Mechanical | EA | EA |  | TRUE |  | P | PPD | DAYTON
133923 | 2 | 146 | States | Dayton | Holly Davis | TRUE | 2026-06-08T00:00:00 | 2026-12-01T00:00:00 | 2026-12-31T00:00:00 | 1 | 0 | 1 | 60220 | 9153440 | 55369-6417 | USA | N30 | 148 | EGAN COMPANY | 55480-1150 | Nscale GPU Monarch - Mechanical | Egan Mechanical | PUR | Egan Mechanical | EA | EA |  | TRUE |  | P | PPD | DAYTON
133923 | 2 | 147 | States | Dayton | Holly Davis | TRUE | 2026-06-08T00:00:00 | 2026-12-01T00:00:00 | 2026-12-31T00:00:00 | 1 | 0 | 1 | 60220 | 9153440 | 55369-6417 | USA | N30 | 148 | EGAN COMPANY | 55480-1150 | Nscale GPU Monarch - Mechanical | Egan Mechanical | PUR | Egan Mechanical | EA | EA |  | TRUE |  | P | PPD | DAYTON
133923 | 2 | 148 | States | Dayton | Holly Davis | TRUE | 2026-06-08T00:00:00 | 2026-12-01T00:00:00 | 2026-12-31T00:00:00 | 1 | 0 | 1 | 60220 | 9153440 | 55369-6417 | USA | N30 | 148 | EGAN COMPANY | 55480-1150 | Nscale GPU Monarch - Mechanical | Egan Mechanical | PUR | Egan Mechanical | EA | EA |  | TRUE |  | P | PPD | DAYTON
133923 | 2 | 149 | States | Dayton | Holly Davis | TRUE | 2026-06-08T00:00:00 | 2026-12-01T00:00:00 | 2026-12-31T00:00:00 | 1 | 0 | 1 | 60220 | 9153440 | 55369-6417 | USA | N30 | 148 | EGAN COMPANY | 55480-1150 | Nscale GPU Monarch - Mechanical | Egan Mechanical | PUR | Egan Mechanical | EA | EA |  | TRUE |  | P | PPD | DAYTON
133923 | 2 | 150 | States | Dayton | Holly Davis | TRUE | 2026-06-08T00:00:00 | 2026-12-15T00:00:00 | 2026-12-31T00:00:00 | 1 | 0 | 1 | 60220 | 9153440 | 55369-6417 | USA | N30 | 148 | EGAN COMPANY | 55480-1150 | Nscale GPU Monarch - Mechanical | Egan Mechanical | PUR | Egan Mechanical | EA | EA |  | TRUE |  | P | PPD | DAYTON
133923 | 2 | 151 | States | Dayton | Holly Davis | TRUE | 2026-06-08T00:00:00 | 2026-12-15T00:00:00 | 2026-12-31T00:00:00 | 1 | 0 | 1 | 60220 | 9153440 | 55369-6417 | USA | N30 | 148 | EGAN COMPANY | 55480-1150 | Nscale GPU Monarch - Mechanical | Egan Mechanical | PUR | Egan Mechanical | EA | EA |  | TRUE |  | P | PPD | DAYTON
133923 | 2 | 152 | States | Dayton | Holly Davis | TRUE | 2026-06-08T00:00:00 | 2026-12-15T00:00:00 | 2026-12-31T00:00:00 | 1 | 0 | 1 | 60220 | 9153440 | 55369-6417 | USA | N30 | 148 | EGAN COMPANY | 55480-1150 | Nscale GPU Monarch - Mechanical | Egan Mechanical | PUR | Egan Mechanical | EA | EA |  | TRUE |  | P | PPD | DAYTON
134408 | 1 | 1 | States | Dayton | Holly Davis | TRUE | 2026-06-29T00:00:00 | 2026-06-29T00:00:00 |  | 1 | 0 | 1 | 45870 | 45870 | 55369-6417 | USA | N30 | 148 | EGAN COMPANY | 55480-1150 | Switch E-House | Egan to create 30% Drawings for Switch E-Houses | PUR | Egan to create 30% Drawings for Switch E-Houses | EA | EA |  | FALSE |  | P | PPD | DAYTON
134299 | 1 | 1 | States | Dayton | Holly Davis | TRUE | 2026-06-23T00:00:00 | 2026-06-23T00:00:00 | 2026-12-31T00:00:00 | 2 | 0 | 2 | 261580 | 523160 | 55369-6417 | USA | N30 | 148 | EGAN COMPANY | 55480-1150 | Duos Electrical | Egan Electrical | PUR | Egan Electrical | EA | EA |  | TRUE |  | P | PPD | DAYTON
134300 | 1 | 1 | States | Dayton | Holly Davis | TRUE | 2026-06-23T00:00:00 | 2026-06-23T00:00:00 | 2026-12-31T00:00:00 | 2 | 0 | 2 | 98021 | 196042 | 55369-6417 | USA | N30 | 148 | EGAN COMPANY | 55480-1150 | Duos Mechanical | Egan Mechanical | PUR | Egan Mechanical | EA | EA |  | TRUE |  | P | PPD | DAYTON
133958 | 1 | 15 | States | Dayton | Holly Davis | TRUE | 2026-06-09T00:00:00 | 2026-08-03T00:00:00 |  | 1 | 0 | 1 | 200272 | 6408704 | 55369-6417 | USA | N30 | 148 | EGAN COMPANY | 55480-1150 | Nscale MECH Monarch - Electrical | Egan Electrical | PUR | Egan Electrical | EA | EA |  | TRUE |  | P | PPD | DAYTON
133958 | 1 | 16 | States | Dayton | Holly Davis | TRUE | 2026-06-09T00:00:00 | 2026-08-03T00:00:00 |  | 1 | 0 | 1 | 200272 | 6408704 | 55369-6417 | USA | N30 | 148 | EGAN COMPANY | 55480-1150 | Nscale MECH Monarch - Electrical | Egan Electrical | PUR | Egan Electrical | EA | EA |  | TRUE |  | P | PPD | DAYTON
133958 | 1 | 17 | States | Dayton | Holly Davis | TRUE | 2026-06-09T00:00:00 | 2026-08-03T00:00:00 |  | 1 | 0 | 1 | 200272 | 6408704 | 55369-6417 | USA | N30 | 148 | EGAN COMPANY | 55480-1150 | Nscale MECH Monarch - Electrical | Egan Electrical | PUR | Egan Electrical | EA | EA |  | TRUE |  | P | PPD | DAYTON
133958 | 1 | 18 | States | Dayton | Holly Davis | TRUE | 2026-06-09T00:00:00 | 2026-09-01T00:00:00 |  | 1 | 0 | 1 | 200272 | 6408704 | 55369-6417 | USA | N30 | 148 | EGAN COMPANY | 55480-1150 | Nscale MECH Monarch - Electrical | Egan Electrical | PUR | Egan Electrical | EA | EA |  | TRUE |  | P | PPD | DAYTON
133958 | 1 | 19 | States | Dayton | Holly Davis | TRUE | 2026-06-09T00:00:00 | 2026-09-01T00:00:00 |  | 1 | 0 | 1 | 200272 | 6408704 | 55369-6417 | USA | N30 | 148 | EGAN COMPANY | 55480-1150 | Nscale MECH Monarch - Electrical | Egan Electrical | PUR | Egan Electrical | EA | EA |  | TRUE |  | P | PPD | DAYTON
133958 | 1 | 20 | States | Dayton | Holly Davis | TRUE | 2026-06-09T00:00:00 | 2026-09-01T00:00:00 |  | 1 | 0 | 1 | 200272 | 6408704 | 55369-6417 | USA | N30 | 148 | EGAN COMPANY | 55480-1150 | Nscale MECH Monarch - Electrical | Egan Electrical | PUR | Egan Electrical | EA | EA |  | TRUE |  | P | PPD | DAYTON
133958 | 1 | 21 | States | Dayton | Holly Davis | TRUE | 2026-06-09T00:00:00 | 2026-09-01T00:00:00 |  | 1 | 0 | 1 | 200272 | 6408704 | 55369-6417 | USA | N30 | 148 | EGAN COMPANY | 55480-1150 | Nscale MECH Monarch - Electrical | Egan Electrical | PUR | Egan Electrical | EA | EA |  | TRUE |  | P | PPD | DAYTON
133958 | 1 | 22 | States | Dayton | Holly Davis | TRUE | 2026-06-09T00:00:00 | 2026-09-01T00:00:00 |  | 1 | 0 | 1 | 200272 | 6408704 | 55369-6417 | USA | N30 | 148 | EGAN COMPANY | 55480-1150 | Nscale MECH Monarch - Electrical | Egan Electrical | PUR | Egan Electrical | EA | EA |  | TRUE |  | P | PPD | DAYTON
133958 | 1 | 23 | States | Dayton | Holly Davis | TRUE | 2026-06-09T00:00:00 | 2026-09-01T00:00:00 |  | 1 | 0 | 1 | 200272 | 6408704 | 55369-6417 | USA | N30 | 148 | EGAN COMPANY | 55480-1150 | Nscale MECH Monarch - Electrical | Egan Electrical | PUR | Egan Electrical | EA | EA |  | TRUE |  | P | PPD | DAYTON
133958 | 1 | 24 | States | Dayton | Holly Davis | TRUE | 2026-06-09T00:00:00 | 2026-09-01T00:00:00 |  | 1 | 0 | 1 | 200272 | 6408704 | 55369-6417 | USA | N30 | 148 | EGAN COMPANY | 55480-1150 | Nscale MECH Monarch - Electrical | Egan Electrical | PUR | Egan Electrical | EA | EA |  | TRUE |  | P | PPD | DAYTON
133958 | 1 | 25 | States | Dayton | Holly Davis | TRUE | 2026-06-09T00:00:00 | 2026-09-01T00:00:00 |  | 1 | 0 | 1 | 200272 | 6408704 | 55369-6417 | USA | N30 | 148 | EGAN COMPANY | 55480-1150 | Nscale MECH Monarch - Electrical | Egan Electrical | PUR | Egan Electrical | EA | EA |  | TRUE |  | P | PPD | DAYTON
133958 | 1 | 26 | States | Dayton | Holly Davis | TRUE | 2026-06-09T00:00:00 | 2026-09-01T00:00:00 |  | 1 | 0 | 1 | 200272 | 6408704 | 55369-6417 | USA | N30 | 148 | EGAN COMPANY | 55480-1150 | Nscale MECH Monarch - Electrical | Egan Electrical | PUR | Egan Electrical | EA | EA |  | TRUE |  | P | PPD | DAYTON
133958 | 1 | 27 | States | Dayton | Holly Davis | TRUE | 2026-06-09T00:00:00 | 2026-09-01T00:00:00 |  | 1 | 0 | 1 | 200272 | 6408704 | 55369-6417 | USA | N30 | 148 | EGAN COMPANY | 55480-1150 | Nscale MECH Monarch - Electrical | Egan Electrical | PUR | Egan Electrical | EA | EA |  | TRUE |  | P | PPD | DAYTON
133958 | 1 | 28 | States | Dayton | Holly Davis | TRUE | 2026-06-09T00:00:00 | 2026-09-01T00:00:00 |  | 1 | 0 | 1 | 200272 | 6408704 | 55369-6417 | USA | N30 | 148 | EGAN COMPANY | 55480-1150 | Nscale MECH Monarch - Electrical | Egan Electrical | PUR | Egan Electrical | EA | EA |  | TRUE |  | P | PPD | DAYTON
133958 | 1 | 29 | States | Dayton | Holly Davis | TRUE | 2026-06-09T00:00:00 | 2026-09-01T00:00:00 |  | 1 | 0 | 1 | 200272 | 6408704 | 55369-6417 | USA | N30 | 148 | EGAN COMPANY | 55480-1150 | Nscale MECH Monarch - Electrical | Egan Electrical | PUR | Egan Electrical | EA | EA |  | TRUE |  | P | PPD | DAYTON
133958 | 1 | 30 | States | Dayton | Holly Davis | TRUE | 2026-06-09T00:00:00 | 2026-09-01T00:00:00 |  | 1 | 0 | 1 | 200272 | 6408704 | 55369-6417 | USA | N30 | 148 | EGAN COMPANY | 55480-1150 | Nscale MECH Monarch - Electrical | Egan Electrical | PUR | Egan Electrical | EA | EA |  | TRUE |  | P | PPD | DAYTON
133958 | 1 | 31 | States | Dayton | Holly Davis | TRUE | 2026-06-09T00:00:00 | 2026-09-01T00:00:00 |  | 1 | 0 | 1 | 200272 | 6408704 | 55369-6417 | USA | N30 | 148 | EGAN COMPANY | 55480-1150 | Nscale MECH Monarch - Electrical | Egan Electrical | PUR | Egan Electrical | EA | EA |  | TRUE |  | P | PPD | DAYTON
133958 | 1 | 32 | States | Dayton | Holly Davis | TRUE | 2026-06-09T00:00:00 | 2026-09-01T00:00:00 |  | 1 | 0 | 1 | 200272 | 6408704 | 55369-6417 | USA | N30 | 148 | EGAN COMPANY | 55480-1150 | Nscale MECH Monarch - Electrical | Egan Electrical | PUR | Egan Electrical | EA | EA |  | TRUE |  | P | PPD | DAYTON
133958 | 2 | 1 | States | Dayton | Holly Davis | TRUE | 2026-06-09T00:00:00 | 2026-07-01T00:00:00 | 2026-12-31T00:00:00 | 1 | 0 | 1 | 60220 | 1927040 | 55369-6417 | USA | N30 | 148 | EGAN COMPANY | 55480-1150 | Nscale MECH Monarch - Mechanical | Egan Mechanical | PUR | Egan Mechanical | EA | EA |  | TRUE |  | P | PPD | DAYTON
133958 | 2 | 2 | States | Dayton | Holly Davis | TRUE | 2026-06-09T00:00:00 | 2026-07-01T00:00:00 |  | 1 | 0 | 1 | 60220 | 1927040 | 55369-6417 | USA | N30 | 148 | EGAN COMPANY | 55480-1150 | Nscale MECH Monarch - Mechanical | Egan Mechanical | PUR | Egan Mechanical | EA | EA |  | TRUE |  | P | PPD | DAYTON
133958 | 2 | 3 | States | Dayton | Holly Davis | TRUE | 2026-06-09T00:00:00 | 2026-07-01T00:00:00 |  | 1 | 0 | 1 | 60220 | 1927040 | 55369-6417 | USA | N30 | 148 | EGAN COMPANY | 55480-1150 | Nscale MECH Monarch - Mechanical | Egan Mechanical | PUR | Egan Mechanical | EA | EA |  | TRUE |  | P | PPD | DAYTON
133958 | 2 | 4 | States | Dayton | Holly Davis | TRUE | 2026-06-09T00:00:00 | 2026-07-01T00:00:00 |  | 1 | 0 | 1 | 60220 | 1927040 | 55369-6417 | USA | N30 | 148 | EGAN COMPANY | 55480-1150 | Nscale MECH Monarch - Mechanical | Egan Mechanical | PUR | Egan Mechanical | EA | EA |  | TRUE |  | P | PPD | DAYTON
133958 | 2 | 5 | States | Dayton | Holly Davis | TRUE | 2026-06-09T00:00:00 | 2026-07-01T00:00:00 |  | 1 | 0 | 1 | 60220 | 1927040 | 55369-6417 | USA | N30 | 148 | EGAN COMPANY | 55480-1150 | Nscale MECH Monarch - Mechanical | Egan Mechanical | PUR | Egan Mechanical | EA | EA |  | TRUE |  | P | PPD | DAYTON
133958 | 2 | 6 | States | Dayton | Holly Davis | TRUE | 2026-06-09T00:00:00 | 2026-07-01T00:00:00 |  | 1 | 0 | 1 | 60220 | 1927040 | 55369-6417 | USA | N30 | 148 | EGAN COMPANY | 55480-1150 | Nscale MECH Monarch - Mechanical | Egan Mechanical | PUR | Egan Mechanical | EA | EA |  | TRUE |  | P | PPD | DAYTON
133958 | 2 | 7 | States | Dayton | Holly Davis | TRUE | 2026-06-09T00:00:00 | 2026-07-01T00:00:00 |  | 1 | 0 | 1 | 60220 | 1927040 | 55369-6417 | USA | N30 | 148 | EGAN COMPANY | 55480-1150 | Nscale MECH Monarch - Mechanical | Egan Mechanical | PUR | Egan Mechanical | EA | EA |  | TRUE |  | P | PPD | DAYTON
133958 | 2 | 8 | States | Dayton | Holly Davis | TRUE | 2026-06-09T00:00:00 | 2026-08-03T00:00:00 |  | 1 | 0 | 1 | 60220 | 1927040 | 55369-6417 | USA | N30 | 148 | EGAN COMPANY | 55480-1150 | Nscale MECH Monarch - Mechanical | Egan Mechanical | PUR | Egan Mechanical | EA | EA |  | TRUE |  | P | PPD | DAYTON
133958 | 2 | 9 | States | Dayton | Holly Davis | TRUE | 2026-06-09T00:00:00 | 2026-08-03T00:00:00 |  | 1 | 0 | 1 | 60220 | 1927040 | 55369-6417 | USA | N30 | 148 | EGAN COMPANY | 55480-1150 | Nscale MECH Monarch - Mechanical | Egan Mechanical | PUR | Egan Mechanical | EA | EA |  | TRUE |  | P | PPD | DAYTON
133958 | 2 | 10 | States | Dayton | Holly Davis | TRUE | 2026-06-09T00:00:00 | 2026-08-03T00:00:00 |  | 1 | 0 | 1 | 60220 | 1927040 | 55369-6417 | USA | N30 | 148 | EGAN COMPANY | 55480-1150 | Nscale MECH Monarch - Mechanical | Egan Mechanical | PUR | Egan Mechanical | EA | EA |  | TRUE |  | P | PPD | DAYTON
133958 | 2 | 11 | States | Dayton | Holly Davis | TRUE | 2026-06-09T00:00:00 | 2026-08-03T00:00:00 |  | 1 | 0 | 1 | 60220 | 1927040 | 55369-6417 | USA | N30 | 148 | EGAN COMPANY | 55480-1150 | Nscale MECH Monarch - Mechanical | Egan Mechanical | PUR | Egan Mechanical | EA | EA |  | TRUE |  | P | PPD | DAYTON
133958 | 2 | 12 | States | Dayton | Holly Davis | TRUE | 2026-06-09T00:00:00 | 2026-08-03T00:00:00 |  | 1 | 0 | 1 | 60220 | 1927040 | 55369-6417 | USA | N30 | 148 | EGAN COMPANY | 55480-1150 | Nscale MECH Monarch - Mechanical | Egan Mechanical | PUR | Egan Mechanical | EA | EA |  | TRUE |  | P | PPD | DAYTON
133958 | 2 | 13 | States | Dayton | Holly Davis | TRUE | 2026-06-09T00:00:00 | 2026-08-03T00:00:00 |  | 1 | 0 | 1 | 60220 | 1927040 | 55369-6417 | USA | N30 | 148 | EGAN COMPANY | 55480-1150 | Nscale MECH Monarch - Mechanical | Egan Mechanical | PUR | Egan Mechanical | EA | EA |  | TRUE |  | P | PPD | DAYTON
133958 | 2 | 14 | States | Dayton | Holly Davis | TRUE | 2026-06-09T00:00:00 | 2026-08-03T00:00:00 |  | 1 | 0 | 1 | 60220 | 1927040 | 55369-6417 | USA | N30 | 148 | EGAN COMPANY | 55480-1150 | Nscale MECH Monarch - Mechanical | Egan Mechanical | PUR | Egan Mechanical | EA | EA |  | TRUE |  | P | PPD | DAYTON
133958 | 2 | 15 | States | Dayton | Holly Davis | TRUE | 2026-06-09T00:00:00 | 2026-08-03T00:00:00 |  | 1 | 0 | 1 | 60220 | 1927040 | 55369-6417 | USA | N30 | 148 | EGAN COMPANY | 55480-1150 | Nscale MECH Monarch - Mechanical | Egan Mechanical | PUR | Egan Mechanical | EA | EA |  | TRUE |  | P | PPD | DAYTON
133958 | 2 | 16 | States | Dayton | Holly Davis | TRUE | 2026-06-09T00:00:00 | 2026-08-03T00:00:00 |  | 1 | 0 | 1 | 60220 | 1927040 | 55369-6417 | USA | N30 | 148 | EGAN COMPANY | 55480-1150 | Nscale MECH Monarch - Mechanical | Egan Mechanical | PUR | Egan Mechanical | EA | EA |  | TRUE |  | P | PPD | DAYTON
133958 | 2 | 17 | States | Dayton | Holly Davis | TRUE | 2026-06-09T00:00:00 | 2026-08-03T00:00:00 |  | 1 | 0 | 1 | 60220 | 1927040 | 55369-6417 | USA | N30 | 148 | EGAN COMPANY | 55480-1150 | Nscale MECH Monarch - Mechanical | Egan Mechanical | PUR | Egan Mechanical | EA | EA |  | TRUE |  | P | PPD | DAYTON
133958 | 2 | 18 | States | Dayton | Holly Davis | TRUE | 2026-06-09T00:00:00 | 2026-09-01T00:00:00 |  | 1 | 0 | 1 | 60220 | 1927040 | 55369-6417 | USA | N30 | 148 | EGAN COMPANY | 55480-1150 | Nscale MECH Monarch - Mechanical | Egan Mechanical | PUR | Egan Mechanical | EA | EA |  | TRUE |  | P | PPD | DAYTON
133958 | 2 | 19 | States | Dayton | Holly Davis | TRUE | 2026-06-09T00:00:00 | 2026-09-01T00:00:00 |  | 1 | 0 | 1 | 60220 | 1927040 | 55369-6417 | USA | N30 | 148 | EGAN COMPANY | 55480-1150 | Nscale MECH Monarch - Mechanical | Egan Mechanical | PUR | Egan Mechanical | EA | EA |  | TRUE |  | P | PPD | DAYTON
133958 | 2 | 20 | States | Dayton | Holly Davis | TRUE | 2026-06-09T00:00:00 | 2026-09-01T00:00:00 |  | 1 | 0 | 1 | 60220 | 1927040 | 55369-6417 | USA | N30 | 148 | EGAN COMPANY | 55480-1150 | Nscale MECH Monarch - Mechanical | Egan Mechanical | PUR | Egan Mechanical | EA | EA |  | TRUE |  | P | PPD | DAYTON
133958 | 2 | 21 | States | Dayton | Holly Davis | TRUE | 2026-06-09T00:00:00 | 2026-09-01T00:00:00 |  | 1 | 0 | 1 | 60220 | 1927040 | 55369-6417 | USA | N30 | 148 | EGAN COMPANY | 55480-1150 | Nscale MECH Monarch - Mechanical | Egan Mechanical | PUR | Egan Mechanical | EA | EA |  | TRUE |  | P | PPD | DAYTON
133958 | 2 | 22 | States | Dayton | Holly Davis | TRUE | 2026-06-09T00:00:00 | 2026-09-01T00:00:00 |  | 1 | 0 | 1 | 60220 | 1927040 | 55369-6417 | USA | N30 | 148 | EGAN COMPANY | 55480-1150 | Nscale MECH Monarch - Mechanical | Egan Mechanical | PUR | Egan Mechanical | EA | EA |  | TRUE |  | P | PPD | DAYTON
133958 | 2 | 23 | States | Dayton | Holly Davis | TRUE | 2026-06-09T00:00:00 | 2026-09-01T00:00:00 |  | 1 | 0 | 1 | 60220 | 1927040 | 55369-6417 | USA | N30 | 148 | EGAN COMPANY | 55480-1150 | Nscale MECH Monarch - Mechanical | Egan Mechanical | PUR | Egan Mechanical | EA | EA |  | TRUE |  | P | PPD | DAYTON
133958 | 2 | 24 | States | Dayton | Holly Davis | TRUE | 2026-06-09T00:00:00 | 2026-09-01T00:00:00 |  | 1 | 0 | 1 | 60220 | 1927040 | 55369-6417 | USA | N30 | 148 | EGAN COMPANY | 55480-1150 | Nscale MECH Monarch - Mechanical | Egan Mechanical | PUR | Egan Mechanical | EA | EA |  | TRUE |  | P | PPD | DAYTON
133958 | 2 | 25 | States | Dayton | Holly Davis | TRUE | 2026-06-09T00:00:00 | 2026-09-01T00:00:00 |  | 1 | 0 | 1 | 60220 | 1927040 | 55369-6417 | USA | N30 | 148 | EGAN COMPANY | 55480-1150 | Nscale MECH Monarch - Mechanical | Egan Mechanical | PUR | Egan Mechanical | EA | EA |  | TRUE |  | P | PPD | DAYTON
133958 | 2 | 26 | States | Dayton | Holly Davis | TRUE | 2026-06-09T00:00:00 | 2026-09-01T00:00:00 |  | 1 | 0 | 1 | 60220 | 1927040 | 55369-6417 | USA | N30 | 148 | EGAN COMPANY | 55480-1150 | Nscale MECH Monarch - Mechanical | Egan Mechanical | PUR | Egan Mechanical | EA | EA |  | TRUE |  | P | PPD | DAYTON
133958 | 2 | 27 | States | Dayton | Holly Davis | TRUE | 2026-06-09T00:00:00 | 2026-09-01T00:00:00 |  | 1 | 0 | 1 | 60220 | 1927040 | 55369-6417 | USA | N30 | 148 | EGAN COMPANY | 55480-1150 | Nscale MECH Monarch - Mechanical | Egan Mechanical | PUR | Egan Mechanical | EA | EA |  | TRUE |  | P | PPD | DAYTON
133958 | 2 | 28 | States | Dayton | Holly Davis | TRUE | 2026-06-09T00:00:00 | 2026-09-01T00:00:00 |  | 1 | 0 | 1 | 60220 | 1927040 | 55369-6417 | USA | N30 | 148 | EGAN COMPANY | 55480-1150 | Nscale MECH Monarch - Mechanical | Egan Mechanical | PUR | Egan Mechanical | EA | EA |  | TRUE |  | P | PPD | DAYTON
133958 | 2 | 29 | States | Dayton | Holly Davis | TRUE | 2026-06-09T00:00:00 | 2026-09-01T00:00:00 |  | 1 | 0 | 1 | 60220 | 1927040 | 55369-6417 | USA | N30 | 148 | EGAN COMPANY | 55480-1150 | Nscale MECH Monarch - Mechanical | Egan Mechanical | PUR | Egan Mechanical | EA | EA |  | TRUE |  | P | PPD | DAYTON
133958 | 2 | 30 | States | Dayton | Holly Davis | TRUE | 2026-06-09T00:00:00 | 2026-09-01T00:00:00 |  | 1 | 0 | 1 | 60220 | 1927040 | 55369-6417 | USA | N30 | 148 | EGAN COMPANY | 55480-1150 | Nscale MECH Monarch - Mechanical | Egan Mechanical | PUR | Egan Mechanical | EA | EA |  | TRUE |  | P | PPD | DAYTON
133958 | 2 | 31 | States | Dayton | Holly Davis | TRUE | 2026-06-09T00:00:00 | 2026-09-01T00:00:00 |  | 1 | 0 | 1 | 60220 | 1927040 | 55369-6417 | USA | N30 | 148 | EGAN COMPANY | 55480-1150 | Nscale MECH Monarch - Mechanical | Egan Mechanical | PUR | Egan Mechanical | EA | EA |  | TRUE |  | P | PPD | DAYTON
133958 | 2 | 32 | States | Dayton | Holly Davis | TRUE | 2026-06-09T00:00:00 | 2026-09-01T00:00:00 |  | 1 | 0 | 1 | 60220 | 1927040 | 55369-6417 | USA | N30 | 148 | EGAN COMPANY | 55480-1150 | Nscale MECH Monarch - Mechanical | Egan Mechanical | PUR | Egan Mechanical | EA | EA |  | TRUE |  | P | PPD | DAYTON
133958 | 1 | 1 | States | Dayton | Holly Davis | TRUE | 2026-06-09T00:00:00 | 2026-07-01T00:00:00 | 2027-12-31T00:00:00 | 1 | 0 | 1 | 200272 | 6408704 | 55369-6417 | USA | N30 | 148 | EGAN COMPANY | 55480-1150 | Nscale MECH Monarch - Electrical | Egan Electrical | PUR | Egan Electrical | EA | EA |  | TRUE |  | P | PPD | DAYTON
133958 | 1 | 2 | States | Dayton | Holly Davis | TRUE | 2026-06-09T00:00:00 | 2026-07-01T00:00:00 |  | 1 | 0 | 1 | 200272 | 6408704 | 55369-6417 | USA | N30 | 148 | EGAN COMPANY | 55480-1150 | Nscale MECH Monarch - Electrical | Egan Electrical | PUR | Egan Electrical | EA | EA |  | TRUE |  | P | PPD | DAYTON
133958 | 1 | 3 | States | Dayton | Holly Davis | TRUE | 2026-06-09T00:00:00 | 2026-07-01T00:00:00 |  | 1 | 0 | 1 | 200272 | 6408704 | 55369-6417 | USA | N30 | 148 | EGAN COMPANY | 55480-1150 | Nscale MECH Monarch - Electrical | Egan Electrical | PUR | Egan Electrical | EA | EA |  | TRUE |  | P | PPD | DAYTON
133958 | 1 | 4 | States | Dayton | Holly Davis | TRUE | 2026-06-09T00:00:00 | 2026-07-01T00:00:00 |  | 1 | 0 | 1 | 200272 | 6408704 | 55369-6417 | USA | N30 | 148 | EGAN COMPANY | 55480-1150 | Nscale MECH Monarch - Electrical | Egan Electrical | PUR | Egan Electrical | EA | EA |  | TRUE |  | P | PPD | DAYTON
133958 | 1 | 5 | States | Dayton | Holly Davis | TRUE | 2026-06-09T00:00:00 | 2026-07-01T00:00:00 |  | 1 | 0 | 1 | 200272 | 6408704 | 55369-6417 | USA | N30 | 148 | EGAN COMPANY | 55480-1150 | Nscale MECH Monarch - Electrical | Egan Electrical | PUR | Egan Electrical | EA | EA |  | TRUE |  | P | PPD | DAYTON
133958 | 1 | 6 | States | Dayton | Holly Davis | TRUE | 2026-06-09T00:00:00 | 2026-07-01T00:00:00 |  | 1 | 0 | 1 | 200272 | 6408704 | 55369-6417 | USA | N30 | 148 | EGAN COMPANY | 55480-1150 | Nscale MECH Monarch - Electrical | Egan Electrical | PUR | Egan Electrical | EA | EA |  | TRUE |  | P | PPD | DAYTON
133958 | 1 | 7 | States | Dayton | Holly Davis | TRUE | 2026-06-09T00:00:00 | 2026-07-01T00:00:00 |  | 1 | 0 | 1 | 200272 | 6408704 | 55369-6417 | USA | N30 | 148 | EGAN COMPANY | 55480-1150 | Nscale MECH Monarch - Electrical | Egan Electrical | PUR | Egan Electrical | EA | EA |  | TRUE |  | P | PPD | DAYTON
133958 | 1 | 8 | States | Dayton | Holly Davis | TRUE | 2026-06-09T00:00:00 | 2026-08-03T00:00:00 |  | 1 | 0 | 1 | 200272 | 6408704 | 55369-6417 | USA | N30 | 148 | EGAN COMPANY | 55480-1150 | Nscale MECH Monarch - Electrical | Egan Electrical | PUR | Egan Electrical | EA | EA |  | TRUE |  | P | PPD | DAYTON
133958 | 1 | 9 | States | Dayton | Holly Davis | TRUE | 2026-06-09T00:00:00 | 2026-08-03T00:00:00 |  | 1 | 0 | 1 | 200272 | 6408704 | 55369-6417 | USA | N30 | 148 | EGAN COMPANY | 55480-1150 | Nscale MECH Monarch - Electrical | Egan Electrical | PUR | Egan Electrical | EA | EA |  | TRUE |  | P | PPD | DAYTON
133958 | 1 | 10 | States | Dayton | Holly Davis | TRUE | 2026-06-09T00:00:00 | 2026-08-03T00:00:00 |  | 1 | 0 | 1 | 200272 | 6408704 | 55369-6417 | USA | N30 | 148 | EGAN COMPANY | 55480-1150 | Nscale MECH Monarch - Electrical | Egan Electrical | PUR | Egan Electrical | EA | EA |  | TRUE |  | P | PPD | DAYTON
133958 | 1 | 11 | States | Dayton | Holly Davis | TRUE | 2026-06-09T00:00:00 | 2026-08-03T00:00:00 |  | 1 | 0 | 1 | 200272 | 6408704 | 55369-6417 | USA | N30 | 148 | EGAN COMPANY | 55480-1150 | Nscale MECH Monarch - Electrical | Egan Electrical | PUR | Egan Electrical | EA | EA |  | TRUE |  | P | PPD | DAYTON
133958 | 1 | 12 | States | Dayton | Holly Davis | TRUE | 2026-06-09T00:00:00 | 2026-08-03T00:00:00 |  | 1 | 0 | 1 | 200272 | 6408704 | 55369-6417 | USA | N30 | 148 | EGAN COMPANY | 55480-1150 | Nscale MECH Monarch - Electrical | Egan Electrical | PUR | Egan Electrical | EA | EA |  | TRUE |  | P | PPD | DAYTON
133958 | 1 | 13 | States | Dayton | Holly Davis | TRUE | 2026-06-09T00:00:00 | 2026-08-03T00:00:00 |  | 1 | 0 | 1 | 200272 | 6408704 | 55369-6417 | USA | N30 | 148 | EGAN COMPANY | 55480-1150 | Nscale MECH Monarch - Electrical | Egan Electrical | PUR | Egan Electrical | EA | EA |  | TRUE |  | P | PPD | DAYTON
133958 | 1 | 14 | States | Dayton | Holly Davis | TRUE | 2026-06-09T00:00:00 | 2026-08-03T00:00:00 |  | 1 | 0 | 1 | 200272 | 6408704 | 55369-6417 | USA | N30 | 148 | EGAN COMPANY | 55480-1150 | Nscale MECH Monarch - Electrical | Egan Electrical | PUR | Egan Electrical | EA | EA |  | TRUE |  | P | PPD | DAYTON
133417 | 1 | 1 | States | Dayton | Holly Davis | TRUE | 2026-05-19T00:00:00 | 2026-05-31T00:00:00 | 2026-05-31T00:00:00 | 1 | 0.95 | 0.05 | 139919 | 139919 | 55369-6417 | USA | N30 | 148 | EGAN COMPANY | 55480-1150 | Prologis E-House Electrical | Electrical E-House for Prologis (Integrated) | PUR | Electrical E-House for Prologis (Integrated) | EA | EA |  | TRUE |  | P | PPD | DAYTON
133725 | 1 | 1 | States | Champlin | Andrew Olson | TRUE | 2026-05-29T00:00:00 | 2026-10-26T00:00:00 | 2026-10-26T00:00:00 | 12 | 0 | 12 | 95.69 | 1148.28 | 55316-3157 | USA | D02 | 153 | VAN METER INC | 64180-1080 | 5F100-2IL | Plate (beige), 62.5 µm MM (OM1), Duplex LC, 12-fiber, zirconia ceramic sleeve | PUR | Plate (beige), 62.5 µm MM (OM1), Duplex LC, 12-fiber, zirconia ceramic sleeve | EA | EA |  | TRUE |  | P | DEL | 100
133725 | 2 | 1 | States | Champlin | Andrew Olson | TRUE | 2026-05-29T00:00:00 | 2026-10-26T00:00:00 | 2026-10-26T00:00:00 | 3 | 0 | 3 | 231.832 | 695.5 | 55316-3157 | USA | D02 | 153 | VAN METER INC | 64180-1080 | 5WMED-04C | Medium Enclosure, empty with dual door, no lock | PUR | Medium Enclosure, empty with dual door, no lock | EA | EA |  | TRUE |  | P | DEL | 100
133725 | 3 | 1 | States | Champlin | Andrew Olson | TRUE | 2026-05-29T00:00:00 | 2026-09-01T00:00:00 | 2026-09-01T00:00:00 | 182 | 0 | 182 | 21.459 | 3905.54 | 55316-3157 | USA | D02 | 153 | VAN METER INC | 64180-1080 | 700-HB33Z24-3-4 | GP Tall Square Base Relay, 15 AMP Standard Contact, 24V DC, 3 Change-Over Contact (Three P), Push-To-Test, Manual Override & Pilot | PUR | GP Tall Square Base Relay, 15 AMP Standard Contact, 24V DC, 3 Change-Over Contact (Three P), Push-To-Test, Manual Override & Pilot | EA | EA |  | TRUE |  | P | DEL | 100
133725 | 4 | 1 | States | Champlin | Andrew Olson | TRUE | 2026-05-29T00:00:00 | 2026-10-26T00:00:00 | 2026-10-26T00:00:00 | 200 | 0 | 200 | 9.082 | 1816.4 | 55316-3157 | USA | D02 | 153 | VAN METER INC | 64180-1080 | 700-HN154 | Relay base for A-B P/N 700-HB33**** relays | PUR | Relay base for A-B P/N 700-HB33**** relays | EA | EA |  | TRUE |  | P | DEL | 100
133725 | 5 | 1 | States | Champlin | Andrew Olson | TRUE | 2026-05-29T00:00:00 | 2026-10-26T00:00:00 | 2026-10-26T00:00:00 | 25 | 0 | 25 | 45.302 | 1132.55 | 55316-3157 | USA | D02 | 153 | VAN METER INC | 64180-1080 | 800F-AMRG | Protective Ring for 800FP-MP44 Emergency Stop Push Button | PUR | Protective Ring for 800FP-MP44 Emergency Stop Push Button | EA | EA |  | TRUE |  | P | DEL | 100
133725 | 6 | 1 | States | Champlin | Andrew Olson | TRUE | 2026-05-29T00:00:00 | 2026-10-26T00:00:00 | 2026-10-26T00:00:00 | 100 | 0 | 100 | 43.993 | 4399.3 | 55316-3157 | USA | D02 | 153 | VAN METER INC | 64180-1080 | 800F-NUG | Pilot Light: 24-120V AC/DC (24-132V), Green LED power module, 22.5mm | PUR | Pilot Light: 24-120V AC/DC (24-132V), Green LED power module, 22.5mm | EA | EA |  | TRUE |  | P | DEL | 100
133725 | 8 | 1 | States | Champlin | Andrew Olson | TRUE | 2026-05-29T00:00:00 | 2026-10-26T00:00:00 | 2026-10-26T00:00:00 | 1000 | 0 | 1000 | 43.79 | 43790 | 55316-3157 | USA | D02 | 153 | VAN METER INC | 64180-1080 | 800F-NUW | Pilot Light: 24-120V AC/DC (24-132V), White LED power module, 22.5mm | PUR | Pilot Light: 24-120V AC/DC (24-132V), White LED power module, 22.5mm | EA | EA |  | TRUE |  | P | DEL | 100
133725 | 7 | 1 | States | Champlin | Andrew Olson | TRUE | 2026-05-29T00:00:00 | 2026-10-26T00:00:00 | 2026-10-26T00:00:00 | 100 | 0 | 100 | 43.993 | 4399.3 | 55316-3157 | USA | D02 | 153 | VAN METER INC | 64180-1080 | 800F-NUR | Pilot Light: 24-120V AC/DC (24-132V), Red LED power module, 22.5mm | PUR | Pilot Light: 24-120V AC/DC (24-132V), Red LED power module, 22.5mm | EA | EA |  | TRUE |  | P | DEL | 100
133725 | 14 | 1 | States | Champlin | Andrew Olson | TRUE | 2026-05-29T00:00:00 | 2026-09-01T00:00:00 | 2026-09-01T00:00:00 | 500 | 0 | 500 | 6.026 | 3013 | 55316-3157 | USA | D02 | 153 | VAN METER INC | 64180-1080 | 800F-X10 | N.O. Contact Block for use with 800F series | PUR | N.O. Contact Block for use with 800F series | EA | EA |  | TRUE |  | P | DEL | 100
133725 | 13 | 1 | States | Champlin | Andrew Olson | TRUE | 2026-05-29T00:00:00 | 2026-10-26T00:00:00 | 2026-10-26T00:00:00 | 18 | 0 | 18 | 73.38 | 1320.84 | 55316-3157 | USA | D02 | 153 | VAN METER INC | 64180-1080 | 800FP-LMP44 | Illuminated Mushroom Operators, Push-Pull, 40mm, Round Plastic (Type 4/4X/13, IP66), Red | PUR | Illuminated Mushroom Operators, Push-Pull, 40mm, Round Plastic (Type 4/4X/13, IP66), Red | EA | EA |  | TRUE |  | P | DEL | 100
133725 | 12 | 1 | States | Champlin | Andrew Olson | TRUE | 2026-05-29T00:00:00 | 2026-10-26T00:00:00 | 2026-10-26T00:00:00 | 3 | 0 | 3 | 19.565 | 58.7 | 55316-3157 | USA | D02 | 153 | VAN METER INC | 64180-1080 | 800FP-LF4- | Momentary Push Button, Illuminated: Round Plastic (Type 4/4X/13, IP66), Flush, Red, 22.5mm, Does not include power module | PUR | Momentary Push Button, Illuminated: Round Plastic (Type 4/4X/13, IP66), Flush, Red, 22.5mm, Does not include power module | EA | EA |  | TRUE |  | P | DEL | 100
133725 | 11 | 1 | States | Champlin | Andrew Olson | TRUE | 2026-05-29T00:00:00 | 2026-10-26T00:00:00 | 2026-10-26T00:00:00 | 3 | 0 | 3 | 10.385 | 31.16 | 55316-3157 | USA | D02 | 153 | VAN METER INC | 64180-1080 | 800FP-F6 | PUSHBUTTON BLUE | MEC | PUSHBUTTON BLUE | EA | EA |  | TRUE |  | P | DEL | 100
133725 | 10 | 1 | States | Champlin | Andrew Olson | TRUE | 2026-05-29T00:00:00 | 2026-10-26T00:00:00 | 2026-10-26T00:00:00 | 3 | 0 | 3 | 10.385 | 31.16 | 55316-3157 | USA | D02 | 153 | VAN METER INC | 64180-1080 | 800FP-F4 | PUSHBUTTON RED | MEC | PUSHBUTTON RED | EA | EA |  | TRUE |  | P | DEL | 100
133725 | 9 | 1 | States | Champlin | Andrew Olson | TRUE | 2026-05-29T00:00:00 | 2026-10-26T00:00:00 | 2026-10-26T00:00:00 | 3 | 0 | 3 | 10.385 | 31.16 | 55316-3157 | USA | D02 | 153 | VAN METER INC | 64180-1080 | 800FP-F3 | PUSHBUTTON GREEN, FLUSH MOUNT, 22.5MM, INCLUDES MOUNTING RING, MOMENTARY | MEC | PUSHBUTTON GREEN, FLUSH MOUNT, 22.5MM, INCLUDES MOUNTING RING, MOMENTARY | EA | EA |  | TRUE |  | P | DEL | 100
131799 | 3 | 2 | States | Champlin | Andrew Olson | TRUE | 2026-03-17T00:00:00 | 2026-07-27T00:00:00 | 2026-07-27T00:00:00 | 10 | 0 | 10 | 642.13 | 12842.6 | 55316-3157 | USA | D02 | 153 | VAN METER INC | 64180-1080 | DAH4001B | HOFFMAN HEATER | PUR | HOFFMAN HEATER | EA | EA | WER | TRUE |  | P | DEL | 100
132310 | 3 | 5 | States | Dayton | Andrew Olson | TRUE | 2026-04-07T00:00:00 | 2026-11-20T00:00:00 | 2026-11-20T00:00:00 | 12 | 0 | 12 | 848.105 | 339.24 | 55369-6417 | USA | D02 | 153 | VAN METER INC | 64180-1080 | 5232 | Liquidtight Conduit Fitting, Straight, Steel, 1/2 Inch, Non-Insulated Steel | PUR | Liquidtight Conduit Fitting, Straight, Steel, 1/2 Inch, Non-Insulated Steel | EA | EA | WER | TRUE |  | P | DEL | DAYTON
132310 | 3 | 4 | States | Dayton | Andrew Olson | TRUE | 2026-04-07T00:00:00 | 2026-07-23T00:00:00 | 2026-07-23T00:00:00 | 8 | 0 | 8 | 848.105 | 339.24 | 55369-6417 | USA | D02 | 153 | VAN METER INC | 64180-1080 | 5232 | Liquidtight Conduit Fitting, Straight, Steel, 1/2 Inch, Non-Insulated Steel | PUR | Liquidtight Conduit Fitting, Straight, Steel, 1/2 Inch, Non-Insulated Steel | EA | EA | WER | TRUE |  | P | DEL | DAYTON
132310 | 2 | 1 | States | Dayton | Andrew Olson | TRUE | 2026-04-07T00:00:00 | 2026-09-01T00:00:00 | 2026-09-01T00:00:00 | 4 | 0 | 4 | 826.185 | 3304.74 | 55369-6417 | USA | D02 | 153 | VAN METER INC | 64180-1080 | 38RBA4-200E | Eaton RBA4 Expulsion Fuse Refill 200A, 38kV, 16.8kA, E Class | PUR | Eaton RBA4 Expulsion Fuse Refill 200A, 38kV, 16.8kA, E Class | EA | EA | WER | TRUE |  | P | DEL | DAYTON
132310 | 1 | 7 | States | Dayton | Andrew Olson | TRUE | 2026-04-07T00:00:00 | 2026-11-20T00:00:00 | 2026-11-20T00:00:00 | 3 | 0 | 3 | 17.607 | 264.11 | 55369-6417 | USA | D02 | 153 | VAN METER INC | 64180-1080 | 1222I_ | LIGHT SWITCH: 20A 120/277V | PUR | LIGHT SWITCH: 20A 120/277V | EA | EA | WER | TRUE |  | P | DEL | DAYTON
132310 | 1 | 6 | States | Dayton | Andrew Olson | TRUE | 2026-04-07T00:00:00 | 2026-07-23T00:00:00 | 2026-07-23T00:00:00 | 2 | 0 | 2 | 17.607 | 264.11 | 55369-6417 | USA | D02 | 153 | VAN METER INC | 64180-1080 | 1222I_ | LIGHT SWITCH: 20A 120/277V | PUR | LIGHT SWITCH: 20A 120/277V | EA | EA | WER | TRUE |  | P | DEL | DAYTON
134580 | 1 | 1 | States | PWRQ | Andrew Olson | TRUE | 2026-07-07T00:00:00 | 2026-07-27T00:00:00 | 2026-07-27T00:00:00 | 2 | 0 | 2 | 106.662 | 15785.98 | 21076 | USA | D02 | 153 | VAN METER INC | 64180-1080 | SVL 5-24-100 | DC Power supply, Input 100-240VAC, Output 24VDC, Output current 5A | PUR | DC Power supply, Input 100-240VAC, Output 24VDC, Output current 5A | EA | EA |  | TRUE |  | P | DEL | 100
134580 | 1 | 2 | States | PWRQ | Andrew Olson | TRUE | 2026-07-07T00:00:00 | 2026-07-27T00:00:00 | 2026-07-27T00:00:00 | 61 | 0 | 61 | 106.662 | 15785.98 | 21076 | USA | D02 | 153 | VAN METER INC | 64180-1080 | SVL 5-24-100 | DC Power supply, Input 100-240VAC, Output 24VDC, Output current 5A | PUR | DC Power supply, Input 100-240VAC, Output 24VDC, Output current 5A | EA | EA |  | TRUE |  | P | DEL | 100
134580 | 1 | 3 | States | PWRQ | Andrew Olson | TRUE | 2026-07-07T00:00:00 | 2026-08-25T00:00:00 | 2026-08-25T00:00:00 | 28 | 0 | 28 | 106.662 | 15785.98 | 21076 | USA | D02 | 153 | VAN METER INC | 64180-1080 | SVL 5-24-100 | DC Power supply, Input 100-240VAC, Output 24VDC, Output current 5A | PUR | DC Power supply, Input 100-240VAC, Output 24VDC, Output current 5A | EA | EA |  | TRUE |  | P | DEL | 100
134580 | 1 | 4 | States | PWRQ | Andrew Olson | TRUE | 2026-07-07T00:00:00 | 2026-09-24T00:00:00 | 2026-09-24T00:00:00 | 42 | 0 | 42 | 106.662 | 15785.98 | 21076 | USA | D02 | 153 | VAN METER INC | 64180-1080 | SVL 5-24-100 | DC Power supply, Input 100-240VAC, Output 24VDC, Output current 5A | PUR | DC Power supply, Input 100-240VAC, Output 24VDC, Output current 5A | EA | EA |  | TRUE |  | P | DEL | 100
134580 | 1 | 5 | States | PWRQ | Andrew Olson | TRUE | 2026-07-07T00:00:00 | 2026-10-26T00:00:00 | 2026-10-26T00:00:00 | 15 | 0 | 15 | 106.662 | 15785.98 | 21076 | USA | D02 | 153 | VAN METER INC | 64180-1080 | SVL 5-24-100 | DC Power supply, Input 100-240VAC, Output 24VDC, Output current 5A | PUR | DC Power supply, Input 100-240VAC, Output 24VDC, Output current 5A | EA | EA |  | TRUE |  | P | DEL | 100
134523 | 1 | 1 | States | Dayton | Andrew Olson | TRUE | 2026-07-06T00:00:00 | 2026-07-28T00:00:00 | 2026-07-28T00:00:00 | 1 | 0 | 1 | 7054.606 | 7054.61 | 55369-6417 | USA | D02 | 153 | VAN METER INC | 64180-1080 | 2711P-T12W22D9P | Graphic Terminal, Performance Model, Extended Features, 12.9in., TFT Color Standard Aspect Ratio, Touch Screen, DLR Ethernet, 18-30VDC | PUR | Graphic Terminal, Performance Model, Extended Features, 12.9in., TFT Color Standard Aspect Ratio, Touch Screen, DLR Ethernet, 18-30VDC | EA | EA |  | TRUE |  | P | DEL | dayton
134523 | 2 | 1 | States | Dayton | Andrew Olson | TRUE | 2026-07-06T00:00:00 | 2026-07-28T00:00:00 | 2026-07-28T00:00:00 | 3 | 0 | 3 | 1111.26 | 3333.78 | 55369-6417 | USA | D02 | 153 | VAN METER INC | 64180-1080 | 5069-AENTR | 5069 Compact I/O EtherNet/IP Adapter, Dual Ethernet port, 10/100/1000MBps, supports up to 31 I/O modules,IP address rotary switch | PUR | 5069 Compact I/O EtherNet/IP Adapter, Dual Ethernet port, 10/100/1000MBps, supports up to 31 I/O modules,IP address rotary switch | EA | EA |  | TRUE |  | P | DEL | dayton
134523 | 3 | 1 | States | Dayton | Andrew Olson | TRUE | 2026-07-06T00:00:00 | 2026-07-17T00:00:00 | 2026-07-17T00:00:00 | 11 | 0 | 11 | 7556.641 | 83.12 | 55369-6417 | USA | D02 | 153 | VAN METER INC | 64180-1080 | CUBARESTR | 4/0 Bare copper wire | PUR | 4/0 Bare copper wire | EA | EA |  | TRUE |  | P | DEL | DAYTON
134230 | 5 | 1 | States | Champlin | Andrew Olson | TRUE | 2026-06-19T00:00:00 | 2026-07-30T00:00:00 | 2026-07-30T00:00:00 | 8 | 0 | 8 | 242.667 | 1941.34 | 55316-3157 | USA | D02 | 153 | VAN METER INC | 64180-1080 | DWAE43L840-4-UNV | LED light, 4FT,Vaporlume | PUR | LED light, 4FT,Vaporlume | EA | EA |  | TRUE |  | P | DEL | DAYTON
134230 | 4 | 1 | States | Champlin | Andrew Olson | TRUE | 2026-06-19T00:00:00 | 2026-09-01T00:00:00 | 2026-09-01T00:00:00 | 3 | 0 | 3 | 642.13 | 1926.39 | 55316-3157 | USA | D02 | 153 | VAN METER INC | 64180-1080 | DAH4001B | HOFFMAN HEATER | PUR | HOFFMAN HEATER | EA | EA |  | TRUE |  | P | DEL | 100
134230 | 3 | 1 | States | Champlin | Andrew Olson | TRUE | 2026-06-19T00:00:00 | 2026-08-25T00:00:00 | 2026-08-25T00:00:00 | 225 | 0 | 225 | 121.761 | 27396.23 | 55316-3157 | USA | D02 | 153 | VAN METER INC | 64180-1080 | CHCC3DIU | FUSE HOLDER: 3P 10X38MFH 30A 600V CLASS CC INDICATOR | PUR | FUSE HOLDER: 3P 10X38MFH 30A 600V CLASS CC INDICATOR | EA | EA |  | TRUE |  | P | DEL | 100
134230 | 2 | 1 | States | Champlin | Andrew Olson | TRUE | 2026-06-19T00:00:00 | 2026-10-26T00:00:00 | 2026-10-26T00:00:00 | 500 | 0 | 500 | 73.342 | 36671 | 55316-3157 | USA | D02 | 153 | VAN METER INC | 64180-1080 | CHCC2DIU | FUSE HOLDER: 2P 10X38MFH 30A 600V CLASS CC INDICATOR | PUR | FUSE HOLDER: 2P 10X38MFH 30A 600V CLASS CC INDICATOR | EA | EA |  | TRUE |  | P | DEL | 100
134230 | 1 | 1 | States | Champlin | Andrew Olson | TRUE | 2026-06-19T00:00:00 | 2027-09-24T00:00:00 | 2026-09-24T00:00:00 | 1000 | 0 | 1000 | 43.79 | 43790 | 55316-3157 | USA | D02 | 153 | VAN METER INC | 64180-1080 | 800F-NUW | Pilot Light: 24-120V AC/DC (24-132V), White LED power module, 22.5mm | PUR | Pilot Light: 24-120V AC/DC (24-132V), White LED power module, 22.5mm | EA | EA |  | TRUE |  | P | DEL | 100
134034 | 1 | 1 | States | Champlin | Andrew Olson | TRUE | 2026-06-11T00:00:00 | 2026-09-15T00:00:00 | 2026-09-15T00:00:00 | 84 | 0 | 84 | 30.902 | 2595.77 | 55316-3157 | USA | D02 | 153 | VAN METER INC | 64180-1080 | CCMR015 | Fuse: 15A, Class CC time-delay, current limiting, 600VAC, 200kA interrupt cap, rejection type | PUR | Fuse: 15A, Class CC time-delay, current limiting, 600VAC, 200kA interrupt cap, rejection type | EA | EA |  | TRUE |  | P | DEL | 100
130785 | 2 | 1 | States | Champlin | Andrew Olson | TRUE | 2026-01-20T00:00:00 | 2026-02-06T00:00:00 | 2026-02-06T00:00:00 | 104 | 101 | 3 | 34.759 | 3614.94 | 55316 | USA | D02 | 153 | VAN METER INC | 64180-1080 | FCF30RN | Cubefuse 30amp 600VAC/300VDC | Buy | Cubefuse 30amp 600VAC/300VDC | EA | EA |  | TRUE |  | P | DEL | SW1
132631 | 8 | 1 | States | Dayton | Andrew Olson | TRUE | 2026-04-21T00:00:00 | 2026-12-22T00:00:00 | 2026-12-22T00:00:00 | 2 | 0 | 2 | 19.367 | 38.73 | 55369-6417 | USA | D02 | 153 | VAN METER INC | 64180-1080 | 800FP-SM22 | SOURCE PREFERRED SWITCH: 2-POSITION, MAINTAINED, 22.5MM, STANDARD KNOB | PUR | SOURCE PREFERRED SWITCH: 2-POSITION, MAINTAINED, 22.5MM, STANDARD KNOB | EA | EA |  | TRUE |  | P | DEL | Dayton
132631 | 7 | 1 | States | Dayton | Andrew Olson | TRUE | 2026-04-21T00:00:00 | 2026-12-22T00:00:00 | 2026-12-22T00:00:00 | 1 | 0 | 1 | 47.021 | 47.02 | 55369-6417 | USA | D02 | 153 | VAN METER INC | 64180-1080 | 800FP-MP44 | Emergency Stop Push Button: Push-Pull, Red | PUR | Emergency Stop Push Button: Push-Pull, Red | EA | EA |  | TRUE |  | P | DEL | Dayton
132631 | 6 | 1 | States | Dayton | Andrew Olson | TRUE | 2026-04-21T00:00:00 | 2026-12-22T00:00:00 | 2026-12-22T00:00:00 | 1 | 0 | 1 | 10.521 | 10.52 | 55369-6417 | USA | D02 | 153 | VAN METER INC | 64180-1080 | 800FP-F4 | PUSHBUTTON RED | MEC | PUSHBUTTON RED | EA | EA |  | TRUE |  | P | DEL | Dayton
132631 | 5 | 1 | States | Dayton | Andrew Olson | TRUE | 2026-04-21T00:00:00 | 2026-12-22T00:00:00 | 2026-12-22T00:00:00 | 1 | 0 | 1 | 45.904 | 45.9 | 55369-6417 | USA | D02 | 153 | VAN METER INC | 64180-1080 | 800F-AMRG | Protective Ring for 800FP-MP44 Emergency Stop Push Button | PUR | Protective Ring for 800FP-MP44 Emergency Stop Push Button | EA | EA |  | TRUE |  | P | DEL | Dayton
132631 | 4 | 1 | States | Dayton | Andrew Olson | TRUE | 2026-04-21T00:00:00 | 2026-11-16T00:00:00 | 2026-11-16T00:00:00 | 1 | 0 | 1 | 100.598 | 100.6 | 55369-6417 | USA | D02 | 153 | VAN METER INC | 64180-1080 | 700-HT3 | Plug In Tube-Based Multi Timer Relay - Used With 700-HN204, -HN205 & -HN153 | PUR | Plug In Tube-Based Multi Timer Relay - Used With 700-HN204, -HN205 & -HN153 | EA | EA |  | TRUE |  | P | DEL | Dayton
132631 | 3 | 1 | States | Dayton | Andrew Olson | TRUE | 2026-04-21T00:00:00 | 2026-11-09T00:00:00 | 2026-11-09T00:00:00 | 1 | 0 | 1 | 14.756 | 14.76 | 55369-6417 | USA | D02 | 153 | VAN METER INC | 64180-1080 | 700-HN153 | Relay Base for Timing Module | PUR | Relay Base for Timing Module | EA | EA |  | TRUE |  | P | DEL | Dayton
132631 | 2 | 1 | States | Dayton | Andrew Olson | TRUE | 2026-04-21T00:00:00 | 2026-11-09T00:00:00 | 2026-11-09T00:00:00 | 3 | 0 | 3 | 25.578 | 76.73 | 55369-6417 | USA | D02 | 153 | VAN METER INC | 64180-1080 | 700-HB33Z48-3-4 | Control relay: 48vdc coil 3PDT with led and test button | PUR | Control relay: 48vdc coil 3PDT with led and test button | EA | EA |  | TRUE |  | P | DEL | DAYTON
132631 | 1 | 1 | States | Dayton | Andrew Olson | TRUE | 2026-04-21T00:00:00 | 2026-12-22T00:00:00 | 2026-12-22T00:00:00 | 6 | 0 | 6 | 21.872 | 131.23 | 55369-6417 | USA | D02 | 153 | VAN METER INC | 64180-1080 | 700-HB33Z24-3-4 | GP Tall Square Base Relay, 15 AMP Standard Contact, 24V DC, 3 Change-Over Contact (Three P), Push-To-Test, Manual Override & Pilot | PUR | GP Tall Square Base Relay, 15 AMP Standard Contact, 24V DC, 3 Change-Over Contact (Three P), Push-To-Test, Manual Override & Pilot | EA | EA |  | TRUE |  | P | DEL | Dayton
132632 | 9 | 5 | States | Champlin | Andrew Olson | TRUE | 2026-04-21T00:00:00 | 2026-07-20T00:00:00 | 2026-07-20T00:00:00 | 6 | 0 | 6 | 6.451 | 374.16 | 55316-3157 | USA | D02 | 153 | VAN METER INC | 64180-1080 | 800F-X01 | NC Contact Block 800F PB, 22mm Contact Block, Standard, Screw Contact Block, 1 N.C., Latch Mounting | PUR | NC Contact Block 800F PB, 22mm Contact Block, Standard, Screw Contact Block, 1 N.C., Latch Mounting | EA | EA |  | TRUE |  | P | DEL | 100
132632 | 9 | 4 | States | Champlin | Andrew Olson | TRUE | 2026-04-21T00:00:00 | 2026-07-20T00:00:00 | 2026-07-20T00:00:00 | 4 | 0 | 4 | 6.451 | 374.16 | 55316-3157 | USA | D02 | 153 | VAN METER INC | 64180-1080 | 800F-X01 | NC Contact Block 800F PB, 22mm Contact Block, Standard, Screw Contact Block, 1 N.C., Latch Mounting | PUR | NC Contact Block 800F PB, 22mm Contact Block, Standard, Screw Contact Block, 1 N.C., Latch Mounting | EA | EA |  | TRUE |  | P | DEL | 100
132632 | 9 | 3 | States | Champlin | Andrew Olson | TRUE | 2026-04-21T00:00:00 | 2026-07-20T00:00:00 | 2026-07-20T00:00:00 | 8 | 0 | 8 | 6.451 | 374.16 | 55316-3157 | USA | D02 | 153 | VAN METER INC | 64180-1080 | 800F-X01 | NC Contact Block 800F PB, 22mm Contact Block, Standard, Screw Contact Block, 1 N.C., Latch Mounting | PUR | NC Contact Block 800F PB, 22mm Contact Block, Standard, Screw Contact Block, 1 N.C., Latch Mounting | EA | EA |  | TRUE |  | P | DEL | 100
132632 | 8 | 1 | States | Champlin | Andrew Olson | TRUE | 2026-04-21T00:00:00 | 2026-08-25T00:00:00 | 2026-08-25T00:00:00 | 1 | 0 | 1 | 19.828 | 19.83 | 55316-3157 | USA | D02 | 153 | VAN METER INC | 64180-1080 | 800FP-LF4- | Momentary Push Button, Illuminated: Round Plastic (Type 4/4X/13, IP66), Flush, Red, 22.5mm, Does not include power module | PUR | Momentary Push Button, Illuminated: Round Plastic (Type 4/4X/13, IP66), Flush, Red, 22.5mm, Does not include power module | EA | EA |  | TRUE |  | P | DEL | 100
132632 | 7 | 5 | States | Champlin | Andrew Olson | TRUE | 2026-04-21T00:00:00 | 2026-09-24T00:00:00 | 2026-09-24T00:00:00 | 6 | 0 | 6 | 44.376 | 4925.74 | 55316-3157 | USA | D02 | 153 | VAN METER INC | 64180-1080 | 800F-NUW | Pilot Light: 24-120V AC/DC (24-132V), White LED power module, 22.5mm | PUR | Pilot Light: 24-120V AC/DC (24-132V), White LED power module, 22.5mm | EA | EA |  | TRUE |  | P | DEL | 100
132632 | 7 | 4 | States | Champlin | Andrew Olson | TRUE | 2026-04-21T00:00:00 | 2026-09-24T00:00:00 | 2026-09-24T00:00:00 | 42 | 0 | 42 | 44.376 | 4925.74 | 55316-3157 | USA | D02 | 153 | VAN METER INC | 64180-1080 | 800F-NUW | Pilot Light: 24-120V AC/DC (24-132V), White LED power module, 22.5mm | PUR | Pilot Light: 24-120V AC/DC (24-132V), White LED power module, 22.5mm | EA | EA |  | TRUE |  | P | DEL | 100
132632 | 6 | 3 | States | Champlin | Andrew Olson | TRUE | 2026-04-21T00:00:00 | 2026-08-18T00:00:00 | 2026-08-18T00:00:00 | 3 | 0 | 3 | 45.904 | 1055.79 | 55316-3157 | USA | D02 | 153 | VAN METER INC | 64180-1080 | 800F-AMRG | Protective Ring for 800FP-MP44 Emergency Stop Push Button | PUR | Protective Ring for 800FP-MP44 Emergency Stop Push Button | EA | EA |  | TRUE |  | P | DEL | 100
132632 | 6 | 2 | States | Champlin | Andrew Olson | TRUE | 2026-04-21T00:00:00 | 2026-08-18T00:00:00 | 2026-08-18T00:00:00 | 16 | 0 | 16 | 45.904 | 1055.79 | 55316-3157 | USA | D02 | 153 | VAN METER INC | 64180-1080 | 800F-AMRG | Protective Ring for 800FP-MP44 Emergency Stop Push Button | PUR | Protective Ring for 800FP-MP44 Emergency Stop Push Button | EA | EA |  | TRUE |  | P | DEL | 100
132632 | 6 | 1 | States | Champlin | Andrew Olson | TRUE | 2026-04-21T00:00:00 | 2026-08-04T00:00:00 | 2026-08-04T00:00:00 | 4 | 0 | 4 | 45.904 | 1055.79 | 55316-3157 | USA | D02 | 153 | VAN METER INC | 64180-1080 | 800F-AMRG | Protective Ring for 800FP-MP44 Emergency Stop Push Button | PUR | Protective Ring for 800FP-MP44 Emergency Stop Push Button | EA | EA |  | TRUE |  | P | DEL | 100
132632 | 5 | 6 | States | Champlin | Andrew Olson | TRUE | 2026-04-21T00:00:00 | 2026-12-22T00:00:00 | 2026-12-22T00:00:00 | 7 | 0 | 7 | 2.93 | 618.23 | 55316-3157 | USA | D02 | 153 | VAN METER INC | 64180-1080 | 800F-ALP | 800F Latch, Plastic Latch | PUR | 800F Latch, Plastic Latch | EA | EA |  | TRUE |  | P | DEL | 100
132632 | 5 | 5 | States | Champlin | Andrew Olson | TRUE | 2026-04-21T00:00:00 | 2026-09-24T00:00:00 | 2026-09-24T00:00:00 | 12 | 0 | 12 | 2.93 | 618.23 | 55316-3157 | USA | D02 | 153 | VAN METER INC | 64180-1080 | 800F-ALP | 800F Latch, Plastic Latch | PUR | 800F Latch, Plastic Latch | EA | EA |  | TRUE |  | P | DEL | 100
132632 | 5 | 4 | States | Champlin | Andrew Olson | TRUE | 2026-04-21T00:00:00 | 2026-09-24T00:00:00 | 2026-09-24T00:00:00 | 48 | 0 | 48 | 2.93 | 618.23 | 55316-3157 | USA | D02 | 153 | VAN METER INC | 64180-1080 | 800F-ALP | 800F Latch, Plastic Latch | PUR | 800F Latch, Plastic Latch | EA | EA |  | TRUE |  | P | DEL | 100
132632 | 3 | 7 | States | Champlin | Andrew Olson | TRUE | 2026-04-21T00:00:00 | 2026-12-22T00:00:00 | 2026-12-22T00:00:00 | 8 | 0 | 8 | 9.257 | 1777.34 | 55316-3157 | USA | D02 | 153 | VAN METER INC | 64180-1080 | 700-HN154 | Relay base for A-B P/N 700-HB33**** relays | PUR | Relay base for A-B P/N 700-HB33**** relays | EA | EA |  | TRUE |  | P | DEL | 100
132632 | 3 | 6 | States | Champlin | Andrew Olson | TRUE | 2026-04-21T00:00:00 | 2026-08-10T00:00:00 | 2026-08-10T00:00:00 | 24 | 0 | 24 | 9.257 | 1777.34 | 55316-3157 | USA | D02 | 153 | VAN METER INC | 64180-1080 | 700-HN154 | Relay base for A-B P/N 700-HB33**** relays | PUR | Relay base for A-B P/N 700-HB33**** relays | EA | EA |  | TRUE |  | P | DEL | 100
132632 | 3 | 5 | States | Champlin | Andrew Olson | TRUE | 2026-04-21T00:00:00 | 2026-08-10T00:00:00 | 2026-08-10T00:00:00 | 48 | 0 | 48 | 9.257 | 1777.34 | 55316-3157 | USA | D02 | 153 | VAN METER INC | 64180-1080 | 700-HN154 | Relay base for A-B P/N 700-HB33**** relays | PUR | Relay base for A-B P/N 700-HB33**** relays | EA | EA |  | TRUE |  | P | DEL | 100
132632 | 2 | 5 | States | Champlin | Andrew Olson | TRUE | 2026-04-21T00:00:00 | 2026-12-22T00:00:00 | 2026-12-22T00:00:00 | 8 | 0 | 8 | 21.872 | 3455.78 | 55316-3157 | USA | D02 | 153 | VAN METER INC | 64180-1080 | 700-HB33Z24-3-4 | GP Tall Square Base Relay, 15 AMP Standard Contact, 24V DC, 3 Change-Over Contact (Three P), Push-To-Test, Manual Override & Pilot | PUR | GP Tall Square Base Relay, 15 AMP Standard Contact, 24V DC, 3 Change-Over Contact (Three P), Push-To-Test, Manual Override & Pilot | EA | EA |  | TRUE |  | P | DEL | 100
132632 | 2 | 4 | States | Champlin | Andrew Olson | TRUE | 2026-04-21T00:00:00 | 2026-08-04T00:00:00 | 2026-08-04T00:00:00 | 24 | 0 | 24 | 21.872 | 3455.78 | 55316-3157 | USA | D02 | 153 | VAN METER INC | 64180-1080 | 700-HB33Z24-3-4 | GP Tall Square Base Relay, 15 AMP Standard Contact, 24V DC, 3 Change-Over Contact (Three P), Push-To-Test, Manual Override & Pilot | PUR | GP Tall Square Base Relay, 15 AMP Standard Contact, 24V DC, 3 Change-Over Contact (Three P), Push-To-Test, Manual Override & Pilot | EA | EA |  | TRUE |  | P | DEL | 100
132632 | 2 | 3 | States | Champlin | Andrew Olson | TRUE | 2026-04-21T00:00:00 | 2026-08-04T00:00:00 | 2026-08-04T00:00:00 | 48 | 0 | 48 | 21.872 | 3455.78 | 55316-3157 | USA | D02 | 153 | VAN METER INC | 64180-1080 | 700-HB33Z24-3-4 | GP Tall Square Base Relay, 15 AMP Standard Contact, 24V DC, 3 Change-Over Contact (Three P), Push-To-Test, Manual Override & Pilot | PUR | GP Tall Square Base Relay, 15 AMP Standard Contact, 24V DC, 3 Change-Over Contact (Three P), Push-To-Test, Manual Override & Pilot | EA | EA |  | TRUE |  | P | DEL | 100
132632 | 2 | 2 | States | Champlin | Andrew Olson | TRUE | 2026-04-21T00:00:00 | 2026-08-04T00:00:00 | 2026-08-04T00:00:00 | 54 | 0 | 54 | 21.872 | 3455.78 | 55316-3157 | USA | D02 | 153 | VAN METER INC | 64180-1080 | 700-HB33Z24-3-4 | GP Tall Square Base Relay, 15 AMP Standard Contact, 24V DC, 3 Change-Over Contact (Three P), Push-To-Test, Manual Override & Pilot | PUR | GP Tall Square Base Relay, 15 AMP Standard Contact, 24V DC, 3 Change-Over Contact (Three P), Push-To-Test, Manual Override & Pilot | EA | EA |  | TRUE |  | P | DEL | 100
132632 | 2 | 1 | States | Champlin | Andrew Olson | TRUE | 2026-04-21T00:00:00 | 2026-08-04T00:00:00 | 2026-08-04T00:00:00 | 24 | 0 | 24 | 21.872 | 3455.78 | 55316-3157 | USA | D02 | 153 | VAN METER INC | 64180-1080 | 700-HB33Z24-3-4 | GP Tall Square Base Relay, 15 AMP Standard Contact, 24V DC, 3 Change-Over Contact (Three P), Push-To-Test, Manual Override & Pilot | PUR | GP Tall Square Base Relay, 15 AMP Standard Contact, 24V DC, 3 Change-Over Contact (Three P), Push-To-Test, Manual Override & Pilot | EA | EA |  | TRUE |  | P | DEL | 100
131165 | 2 | 1 | States | Dayton | Andrew Olson | TRUE | 2026-02-06T00:00:00 | 2026-09-01T00:00:00 | 2026-09-01T00:00:00 | 200 | 0 | 200 | 8.465 | 1693 | 55369 | USA | D02 | 153 | VAN METER INC | 64180-1080 | LCAX2-12H-E | One-hole, flex lug, #2 AWG wire, 1/2 stud hole, 45° angle tongue | LUG | One-hole, flex lug, #2 AWG wire, 1/2 stud hole, 45° angle tongue | EA | EA | WER | TRUE |  | P | DEL | DAYTON
133498 | 4 | 3 | States | Champlin | Andrew Olson | TRUE | 2026-05-21T00:00:00 | 2026-10-26T00:00:00 | 2026-10-26T00:00:00 | 6 | 0 | 6 | 19.565 | 410.87 | 55316-3157 | USA | D02 | 153 | VAN METER INC | 64180-1080 | 800FP-LF4- | Momentary Push Button, Illuminated: Round Plastic (Type 4/4X/13, IP66), Flush, Red, 22.5mm, Does not include power module | PUR | Momentary Push Button, Illuminated: Round Plastic (Type 4/4X/13, IP66), Flush, Red, 22.5mm, Does not include power module | EA | EA |  | TRUE |  | P | DEL | 100
133498 | 5 | 1 | States | Champlin | Andrew Olson | TRUE | 2026-05-21T00:00:00 | 2026-08-25T00:00:00 | 2026-08-25T00:00:00 | 21 | 0 | 21 | 73.38 | 5209.98 | 55316-3157 | USA | D02 | 153 | VAN METER INC | 64180-1080 | 800FP-LMP44 | Illuminated Mushroom Operators, Push-Pull, 40mm, Round Plastic (Type 4/4X/13, IP66), Red | PUR | Illuminated Mushroom Operators, Push-Pull, 40mm, Round Plastic (Type 4/4X/13, IP66), Red | EA | EA |  | TRUE |  | P | DEL | 100
133498 | 5 | 3 | States | Champlin | Andrew Olson | TRUE | 2026-05-21T00:00:00 | 2026-09-24T00:00:00 | 2026-09-24T00:00:00 | 26 | 0 | 26 | 73.38 | 5209.98 | 55316-3157 | USA | D02 | 153 | VAN METER INC | 64180-1080 | 800FP-LMP44 | Illuminated Mushroom Operators, Push-Pull, 40mm, Round Plastic (Type 4/4X/13, IP66), Red | PUR | Illuminated Mushroom Operators, Push-Pull, 40mm, Round Plastic (Type 4/4X/13, IP66), Red | EA | EA |  | TRUE |  | P | DEL | 100
133498 | 5 | 4 | States | Champlin | Andrew Olson | TRUE | 2026-05-21T00:00:00 | 2026-11-04T00:00:00 | 2026-11-04T00:00:00 | 24 | 0 | 24 | 73.38 | 5209.98 | 55316-3157 | USA | D02 | 153 | VAN METER INC | 64180-1080 | 800FP-LMP44 | Illuminated Mushroom Operators, Push-Pull, 40mm, Round Plastic (Type 4/4X/13, IP66), Red | PUR | Illuminated Mushroom Operators, Push-Pull, 40mm, Round Plastic (Type 4/4X/13, IP66), Red | EA | EA |  | TRUE |  | P | DEL | 100
133498 | 6 | 1 | States | Champlin | Andrew Olson | TRUE | 2026-05-21T00:00:00 | 2026-10-26T00:00:00 | 2026-10-26T00:00:00 | 100 | 0 | 100 | 22.516 | 12181.16 | 55316-3157 | USA | D02 | 153 | VAN METER INC | 64180-1080 | 800FP-LSM26 | 2 Position Illuminated Selector Switch - Plastic, Maintained, Blue | PUR | 2 Position Illuminated Selector Switch - Plastic, Maintained, Blue | EA | EA |  | TRUE |  | P | DEL | 100
133498 | 6 | 2 | States | Champlin | Andrew Olson | TRUE | 2026-05-21T00:00:00 | 2026-11-20T00:00:00 | 2026-11-20T00:00:00 | 441 | 0 | 441 | 22.516 | 12181.16 | 55316-3157 | USA | D02 | 153 | VAN METER INC | 64180-1080 | 800FP-LSM26 | 2 Position Illuminated Selector Switch - Plastic, Maintained, Blue | PUR | 2 Position Illuminated Selector Switch - Plastic, Maintained, Blue | EA | EA |  | TRUE |  | P | DEL | 100
133498 | 7 | 1 | States | Champlin | Andrew Olson | TRUE | 2026-05-21T00:00:00 | 2026-08-25T00:00:00 | 2026-08-25T00:00:00 | 142 | 0 | 142 | 8.457 | 2469.44 | 55316-3157 | USA | D02 | 153 | VAN METER INC | 64180-1080 | 800FP-P3 | Pilot Light: Plastic, Green, 22.5mm, Does not include power module | PUR | Pilot Light: Plastic, Green, 22.5mm, Does not include power module | EA | EA |  | TRUE |  | P | DEL | 100
133498 | 7 | 3 | States | Champlin | Andrew Olson | TRUE | 2026-05-21T00:00:00 | 2026-09-24T00:00:00 | 2026-09-24T00:00:00 | 50 | 0 | 50 | 8.457 | 2469.44 | 55316-3157 | USA | D02 | 153 | VAN METER INC | 64180-1080 | 800FP-P3 | Pilot Light: Plastic, Green, 22.5mm, Does not include power module | PUR | Pilot Light: Plastic, Green, 22.5mm, Does not include power module | EA | EA |  | TRUE |  | P | DEL | 100
133498 | 7 | 4 | States | Champlin | Andrew Olson | TRUE | 2026-05-21T00:00:00 | 2026-10-26T00:00:00 | 2026-10-26T00:00:00 | 100 | 0 | 100 | 8.457 | 2469.44 | 55316-3157 | USA | D02 | 153 | VAN METER INC | 64180-1080 | 800FP-P3 | Pilot Light: Plastic, Green, 22.5mm, Does not include power module | PUR | Pilot Light: Plastic, Green, 22.5mm, Does not include power module | EA | EA |  | TRUE |  | P | DEL | 100
133498 | 11 | 1 | States | Champlin | Andrew Olson | TRUE | 2026-05-21T00:00:00 | 2026-08-03T00:00:00 | 2026-08-03T00:00:00 | 2 | 0 | 2 | 128.64 | 257.28 | 55316-3157 | USA | D02 | 153 | VAN METER INC | 64180-1080 | 800H-DR6A | PUSH BUTTON - MUSHROOM, NEMA 4/4X | PUR | PUSH BUTTON - MUSHROOM, NEMA 4/4X | EA | EA |  | TRUE |  | P | DEL | 100
133498 | 10 | 5 | States | Champlin | Andrew Olson | TRUE | 2026-05-21T00:00:00 | 2026-10-26T00:00:00 | 2026-10-26T00:00:00 | 1000 | 0 | 1000 | 6.026 | 20060.55 | 55316-3157 | USA | D02 | 153 | VAN METER INC | 64180-1080 | 800F-X10 | N.O. Contact Block for use with 800F series | PUR | N.O. Contact Block for use with 800F series | EA | EA |  | TRUE |  | P | DEL | 100
133498 | 10 | 3 | States | Champlin | Andrew Olson | TRUE | 2026-05-21T00:00:00 | 2026-09-24T00:00:00 | 2026-09-24T00:00:00 | 1329 | 0 | 1329 | 6.026 | 20060.55 | 55316-3157 | USA | D02 | 153 | VAN METER INC | 64180-1080 | 800F-X10 | N.O. Contact Block for use with 800F series | PUR | N.O. Contact Block for use with 800F series | EA | EA |  | TRUE |  | P | DEL | 100
133498 | 10 | 1 | States | Champlin | Andrew Olson | TRUE | 2026-05-21T00:00:00 | 2026-08-25T00:00:00 | 2026-08-25T00:00:00 | 1000 | 0 | 1000 | 6.026 | 20060.55 | 55316-3157 | USA | D02 | 153 | VAN METER INC | 64180-1080 | 800F-X10 | N.O. Contact Block for use with 800F series | PUR | N.O. Contact Block for use with 800F series | EA | EA |  | TRUE |  | P | DEL | 100
133498 | 9 | 5 | States | Champlin | Andrew Olson | TRUE | 2026-05-21T00:00:00 | 2026-10-21T00:00:00 | 2026-10-21T00:00:00 | 289 | 0 | 289 | 19.111 | 20448.77 | 55316-3157 | USA | D02 | 153 | VAN METER INC | 64180-1080 | 800FP-SB32 | 800FP-SB32 Selector Switch: 3-Position, spring return from left and right, 22.5mm, standard | PUR | 800FP-SB32 Selector Switch: 3-Position, spring return from left and right, 22.5mm, standard | EA | EA |  | TRUE |  | P | DEL | 100
133498 | 9 | 4 | States | Champlin | Andrew Olson | TRUE | 2026-05-21T00:00:00 | 2026-09-24T00:00:00 | 2026-09-24T00:00:00 | 259 | 0 | 259 | 19.111 | 20448.77 | 55316-3157 | USA | D02 | 153 | VAN METER INC | 64180-1080 | 800FP-SB32 | 800FP-SB32 Selector Switch: 3-Position, spring return from left and right, 22.5mm, standard | PUR | 800FP-SB32 Selector Switch: 3-Position, spring return from left and right, 22.5mm, standard | EA | EA |  | TRUE |  | P | DEL | 100
133498 | 9 | 1 | States | Champlin | Andrew Olson | TRUE | 2026-05-21T00:00:00 | 2026-08-03T00:00:00 | 2026-08-03T00:00:00 | 522 | 0 | 522 | 19.111 | 20448.77 | 55316-3157 | USA | D02 | 153 | VAN METER INC | 64180-1080 | 800FP-SB32 | 800FP-SB32 Selector Switch: 3-Position, spring return from left and right, 22.5mm, standard | PUR | 800FP-SB32 Selector Switch: 3-Position, spring return from left and right, 22.5mm, standard | EA | EA |  | TRUE |  | P | DEL | 100
133498 | 8 | 4 | States | Champlin | Andrew Olson | TRUE | 2026-05-21T00:00:00 | 2026-10-26T00:00:00 | 2026-10-26T00:00:00 | 100 | 0 | 100 | 8.457 | 2460.99 | 55316-3157 | USA | D02 | 153 | VAN METER INC | 64180-1080 | 800FP-P4 | Pilot Light: Plastic, Red, 22.5mm, Does not include power module | PUR | Pilot Light: Plastic, Red, 22.5mm, Does not include power module | EA | EA |  | TRUE |  | P | DEL | 100
133498 | 8 | 3 | States | Champlin | Andrew Olson | TRUE | 2026-05-21T00:00:00 | 2026-09-24T00:00:00 | 2026-09-24T00:00:00 | 50 | 0 | 50 | 8.457 | 2460.99 | 55316-3157 | USA | D02 | 153 | VAN METER INC | 64180-1080 | 800FP-P4 | Pilot Light: Plastic, Red, 22.5mm, Does not include power module | PUR | Pilot Light: Plastic, Red, 22.5mm, Does not include power module | EA | EA |  | TRUE |  | P | DEL | 100
133498 | 8 | 1 | States | Champlin | Andrew Olson | TRUE | 2026-05-21T00:00:00 | 2026-08-25T00:00:00 | 2026-08-25T00:00:00 | 141 | 0 | 141 | 8.457 | 2460.99 | 55316-3157 | USA | D02 | 153 | VAN METER INC | 64180-1080 | 800FP-P4 | Pilot Light: Plastic, Red, 22.5mm, Does not include power module | PUR | Pilot Light: Plastic, Red, 22.5mm, Does not include power module | EA | EA |  | TRUE |  | P | DEL | 100
133498 | 4 | 2 | States | Champlin | Andrew Olson | TRUE | 2026-05-21T00:00:00 | 2026-09-24T00:00:00 | 2026-09-24T00:00:00 | 9 | 0 | 9 | 19.565 | 410.87 | 55316-3157 | USA | D02 | 153 | VAN METER INC | 64180-1080 | 800FP-LF4- | Momentary Push Button, Illuminated: Round Plastic (Type 4/4X/13, IP66), Flush, Red, 22.5mm, Does not include power module | PUR | Momentary Push Button, Illuminated: Round Plastic (Type 4/4X/13, IP66), Flush, Red, 22.5mm, Does not include power module | EA | EA |  | TRUE |  | P | DEL | 100
133498 | 4 | 1 | States | Champlin | Andrew Olson | TRUE | 2026-05-21T00:00:00 | 2026-08-25T00:00:00 | 2026-08-25T00:00:00 | 6 | 0 | 6 | 19.565 | 410.87 | 55316-3157 | USA | D02 | 153 | VAN METER INC | 64180-1080 | 800FP-LF4- | Momentary Push Button, Illuminated: Round Plastic (Type 4/4X/13, IP66), Flush, Red, 22.5mm, Does not include power module | PUR | Momentary Push Button, Illuminated: Round Plastic (Type 4/4X/13, IP66), Flush, Red, 22.5mm, Does not include power module | EA | EA |  | TRUE |  | P | DEL | 100
133498 | 3 | 3 | States | Champlin | Andrew Olson | TRUE | 2026-05-21T00:00:00 | 2026-10-26T00:00:00 | 2026-10-26T00:00:00 | 7 | 0 | 7 | 10.385 | 249.24 | 55316-3157 | USA | D02 | 153 | VAN METER INC | 64180-1080 | 800FP-F6 | PUSHBUTTON BLUE | MEC | PUSHBUTTON BLUE | EA | EA |  | TRUE |  | P | DEL | 100
133498 | 3 | 2 | States | Champlin | Andrew Olson | TRUE | 2026-05-21T00:00:00 | 2026-09-24T00:00:00 | 2026-09-24T00:00:00 | 9 | 0 | 9 | 10.385 | 249.24 | 55316-3157 | USA | D02 | 153 | VAN METER INC | 64180-1080 | 800FP-F6 | PUSHBUTTON BLUE | MEC | PUSHBUTTON BLUE | EA | EA |  | TRUE |  | P | DEL | 100
133498 | 3 | 1 | States | Champlin | Andrew Olson | TRUE | 2026-05-21T00:00:00 | 2026-08-25T00:00:00 | 2026-08-25T00:00:00 | 8 | 0 | 8 | 10.385 | 249.24 | 55316-3157 | USA | D02 | 153 | VAN METER INC | 64180-1080 | 800FP-F6 | PUSHBUTTON BLUE | MEC | PUSHBUTTON BLUE | EA | EA |  | TRUE |  | P | DEL | 100
133498 | 2 | 4 | States | Champlin | Andrew Olson | TRUE | 2026-05-21T00:00:00 | 2026-10-26T00:00:00 | 2026-10-26T00:00:00 | 7 | 0 | 7 | 10.385 | 311.55 | 55316-3157 | USA | D02 | 153 | VAN METER INC | 64180-1080 | 800FP-F4 | PUSHBUTTON RED | MEC | PUSHBUTTON RED | EA | EA |  | TRUE |  | P | DEL | 100
133498 | 2 | 3 | States | Champlin | Andrew Olson | TRUE | 2026-05-21T00:00:00 | 2026-09-24T00:00:00 | 2026-09-24T00:00:00 | 9 | 0 | 9 | 10.385 | 311.55 | 55316-3157 | USA | D02 | 153 | VAN METER INC | 64180-1080 | 800FP-F4 | PUSHBUTTON RED | MEC | PUSHBUTTON RED | EA | EA |  | TRUE |  | P | DEL | 100
133498 | 2 | 2 | States | Champlin | Andrew Olson | TRUE | 2026-05-21T00:00:00 | 2026-08-25T00:00:00 | 2026-08-25T00:00:00 | 13 | 0 | 13 | 10.385 | 311.55 | 55316-3157 | USA | D02 | 153 | VAN METER INC | 64180-1080 | 800FP-F4 | PUSHBUTTON RED | MEC | PUSHBUTTON RED | EA | EA |  | TRUE |  | P | DEL | 100
133498 | 1 | 3 | States | Champlin | Andrew Olson | TRUE | 2026-05-21T00:00:00 | 2026-10-26T00:00:00 | 2026-10-26T00:00:00 | 7 | 0 | 7 | 10.385 | 259.63 | 55316-3157 | USA | D02 | 153 | VAN METER INC | 64180-1080 | 800FP-F3 | PUSHBUTTON GREEN, FLUSH MOUNT, 22.5MM, INCLUDES MOUNTING RING, MOMENTARY | MEC | PUSHBUTTON GREEN, FLUSH MOUNT, 22.5MM, INCLUDES MOUNTING RING, MOMENTARY | EA | EA |  | TRUE |  | P | DEL | 100
133498 | 1 | 2 | States | Champlin | Andrew Olson | TRUE | 2026-05-21T00:00:00 | 2026-09-24T00:00:00 | 2026-09-24T00:00:00 | 9 | 0 | 9 | 10.385 | 259.63 | 55316-3157 | USA | D02 | 153 | VAN METER INC | 64180-1080 | 800FP-F3 | PUSHBUTTON GREEN, FLUSH MOUNT, 22.5MM, INCLUDES MOUNTING RING, MOMENTARY | MEC | PUSHBUTTON GREEN, FLUSH MOUNT, 22.5MM, INCLUDES MOUNTING RING, MOMENTARY | EA | EA |  | TRUE |  | P | DEL | 100
133498 | 1 | 1 | States | Champlin | Andrew Olson | TRUE | 2026-05-21T00:00:00 | 2026-08-25T00:00:00 | 2026-08-25T00:00:00 | 9 | 0 | 9 | 10.385 | 259.63 | 55316-3157 | USA | D02 | 153 | VAN METER INC | 64180-1080 | 800FP-F3 | PUSHBUTTON GREEN, FLUSH MOUNT, 22.5MM, INCLUDES MOUNTING RING, MOMENTARY | MEC | PUSHBUTTON GREEN, FLUSH MOUNT, 22.5MM, INCLUDES MOUNTING RING, MOMENTARY | EA | EA |  | TRUE |  | P | DEL | 100
132324 | 3 | 2 | States | Dayton | Andrew Olson | TRUE | 2026-04-08T00:00:00 | 2026-12-22T00:00:00 | 2026-12-22T00:00:00 | 20 | 0 | 20 | 2.97 | 92.07 | 55369-6417 | USA | D02 | 153 | VAN METER INC | 64180-1080 | 800F-ALP | 800F Latch, Plastic Latch | PUR | 800F Latch, Plastic Latch | EA | EA | WER | TRUE |  | P | DEL | DAYTON
132324 | 3 | 1 | States | Dayton | Andrew Olson | TRUE | 2026-04-08T00:00:00 | 2026-11-16T00:00:00 | 2026-11-16T00:00:00 | 11 | 0 | 11 | 2.97 | 92.07 | 55369-6417 | USA | D02 | 153 | VAN METER INC | 64180-1080 | 800F-ALP | 800F Latch, Plastic Latch | PUR | 800F Latch, Plastic Latch | EA | EA | WER | TRUE |  | P | DEL | DAYTON
132324 | 2 | 1 | States | Dayton | Andrew Olson | TRUE | 2026-04-08T00:00:00 | 2026-12-22T00:00:00 | 2026-12-22T00:00:00 | 42 | 0 | 42 | 21.872 | 918.62 | 55369-6417 | USA | D02 | 153 | VAN METER INC | 64180-1080 | 700-HB33Z24-3-4 | GP Tall Square Base Relay, 15 AMP Standard Contact, 24V DC, 3 Change-Over Contact (Three P), Push-To-Test, Manual Override & Pilot | PUR | GP Tall Square Base Relay, 15 AMP Standard Contact, 24V DC, 3 Change-Over Contact (Three P), Push-To-Test, Manual Override & Pilot | EA | EA | WER | TRUE |  | P | DEL | Dayton
132324 | 1 | 1 | States | Dayton | Andrew Olson | TRUE | 2026-04-08T00:00:00 | 2026-09-01T00:00:00 | 2026-09-01T00:00:00 | 9 | 0 | 9 | 1436.253 | 12926.28 | 55369-6417 | USA | D02 | 153 | VAN METER INC | 64180-1080 | 38RBA4-200E | Eaton RBA4 Expulsion Fuse Refill 200A, 38kV, 16.8kA, E Class | PUR | Eaton RBA4 Expulsion Fuse Refill 200A, 38kV, 16.8kA, E Class | EA | EA | WER | TRUE |  | P | DEL | DAYTON
132443 | 5 | 4 | States | Champlin | Andrew Olson | TRUE | 2026-04-13T00:00:00 | 2026-07-27T00:00:00 | 2026-07-27T00:00:00 | 4 | 0 | 4 | 27.046 | 1081.84 | 55316-3157 | USA | D02 | 153 | VAN METER INC | 64180-1080 | CCMR010 | Fuse: 10A, Class CC time-delay, current limiting, 600VAC, 200kA interrupt cap, rejection type | PUR | Fuse: 10A, Class CC time-delay, current limiting, 600VAC, 200kA interrupt cap, rejection type | EA | EA |  | TRUE |  | P | DEL | 100
132443 | 5 | 5 | States | Champlin | Andrew Olson | TRUE | 2026-04-13T00:00:00 | 2026-08-05T00:00:00 | 2026-08-05T00:00:00 | 6 | 0 | 6 | 27.046 | 1081.84 | 55316-3157 | USA | D02 | 153 | VAN METER INC | 64180-1080 | CCMR010 | Fuse: 10A, Class CC time-delay, current limiting, 600VAC, 200kA interrupt cap, rejection type | PUR | Fuse: 10A, Class CC time-delay, current limiting, 600VAC, 200kA interrupt cap, rejection type | EA | EA |  | TRUE |  | P | DEL | 100
132443 | 5 | 6 | States | Champlin | Andrew Olson | TRUE | 2026-04-13T00:00:00 | 2026-11-04T00:00:00 | 2026-11-04T00:00:00 | 6 | 0 | 6 | 27.046 | 1081.84 | 55316-3157 | USA | D02 | 153 | VAN METER INC | 64180-1080 | CCMR010 | Fuse: 10A, Class CC time-delay, current limiting, 600VAC, 200kA interrupt cap, rejection type | PUR | Fuse: 10A, Class CC time-delay, current limiting, 600VAC, 200kA interrupt cap, rejection type | EA | EA |  | TRUE |  | P | DEL | 100
132993 | 1 | 9 | States | Champlin | Andrew Olson | TRUE | 2026-05-05T00:00:00 | 2026-09-04T00:00:00 | 2026-09-04T00:00:00 | 119 | 0 | 119 | 2.97 | 1811.7 | 55316-3157 | USA | D02 | 153 | VAN METER INC | 64180-1080 | 800F-ALP | 800F Latch, Plastic Latch | PUR | 800F Latch, Plastic Latch | EA | EA |  | TRUE |  | P | DEL | 100
132432 | 1 | 3 | States | Dayton | Andrew Olson | TRUE | 2026-04-13T00:00:00 | 2026-10-28T00:00:00 | 2026-10-28T00:00:00 | 2 | 0 | 2 | 283 | 1132 | 55369-6417 | USA | D02 | 153 | VAN METER INC | 64180-1080 | A1212CHNF | Continuous Hinge Enclosure with Clamps Type 4, 12x12x6, Gray, Mild Steel | PUR | Continuous Hinge Enclosure with Clamps Type 4, 12x12x6, Gray, Mild Steel | EA | EA |  | TRUE |  | P | DEL | DAYTON
133057 | 3 | 1 | States | Champlin | Andrew Olson | TRUE | 2026-05-07T00:00:00 | 2026-07-27T00:00:00 | 2026-07-27T00:00:00 | 505 | 0 | 505 | 22.817 | 31031.12 | 55316-3157 | USA | D02 | 153 | VAN METER INC | 64180-1080 | 800FP-LSM26 | 2 Position Illuminated Selector Switch - Plastic, Maintained, Blue | PUR | 2 Position Illuminated Selector Switch - Plastic, Maintained, Blue | EA | EA |  | TRUE |  | P | DEL | 100
133057 | 3 | 3 | States | Champlin | Andrew Olson | TRUE | 2026-05-07T00:00:00 | 2026-08-25T00:00:00 | 2026-08-25T00:00:00 | 274 | 0 | 274 | 22.817 | 31031.12 | 55316-3157 | USA | D02 | 153 | VAN METER INC | 64180-1080 | 800FP-LSM26 | 2 Position Illuminated Selector Switch - Plastic, Maintained, Blue | PUR | 2 Position Illuminated Selector Switch - Plastic, Maintained, Blue | EA | EA |  | TRUE |  | P | DEL | 100
133057 | 3 | 5 | States | Champlin | Andrew Olson | TRUE | 2026-05-07T00:00:00 | 2026-09-24T00:00:00 | 2026-09-24T00:00:00 | 402 | 0 | 402 | 22.817 | 31031.12 | 55316-3157 | USA | D02 | 153 | VAN METER INC | 64180-1080 | 800FP-LSM26 | 2 Position Illuminated Selector Switch - Plastic, Maintained, Blue | PUR | 2 Position Illuminated Selector Switch - Plastic, Maintained, Blue | EA | EA |  | TRUE |  | P | DEL | 100
133057 | 3 | 7 | States | Champlin | Andrew Olson | TRUE | 2026-05-07T00:00:00 | 2026-10-21T00:00:00 | 2026-10-21T00:00:00 | 179 | 0 | 179 | 22.817 | 31031.12 | 55316-3157 | USA | D02 | 153 | VAN METER INC | 64180-1080 | 800FP-LSM26 | 2 Position Illuminated Selector Switch - Plastic, Maintained, Blue | PUR | 2 Position Illuminated Selector Switch - Plastic, Maintained, Blue | EA | EA |  | TRUE |  | P | DEL | 100
133057 | 1 | 1 | States | Champlin | Andrew Olson | TRUE | 2026-05-07T00:00:00 | 2026-07-27T00:00:00 | 2026-07-27T00:00:00 | 375 | 0 | 375 | 2.97 | 4021.38 | 55316-3157 | USA | D02 | 153 | VAN METER INC | 64180-1080 | 800F-ALP | 800F Latch, Plastic Latch | PUR | 800F Latch, Plastic Latch | EA | EA |  | TRUE |  | P | DEL | 100
133057 | 1 | 3 | States | Champlin | Andrew Olson | TRUE | 2026-05-07T00:00:00 | 2026-08-25T00:00:00 | 2026-08-25T00:00:00 | 375 | 0 | 375 | 2.97 | 4021.38 | 55316-3157 | USA | D02 | 153 | VAN METER INC | 64180-1080 | 800F-ALP | 800F Latch, Plastic Latch | PUR | 800F Latch, Plastic Latch | EA | EA |  | TRUE |  | P | DEL | 100
133057 | 1 | 5 | States | Champlin | Andrew Olson | TRUE | 2026-05-07T00:00:00 | 2026-09-24T00:00:00 | 2026-09-24T00:00:00 | 402 | 0 | 402 | 2.97 | 4021.38 | 55316-3157 | USA | D02 | 153 | VAN METER INC | 64180-1080 | 800F-ALP | 800F Latch, Plastic Latch | PUR | 800F Latch, Plastic Latch | EA | EA |  | TRUE |  | P | DEL | 100
133057 | 1 | 7 | States | Champlin | Andrew Olson | TRUE | 2026-05-07T00:00:00 | 2026-10-21T00:00:00 | 2026-10-21T00:00:00 | 202 | 0 | 202 | 2.97 | 4021.38 | 55316-3157 | USA | D02 | 153 | VAN METER INC | 64180-1080 | 800F-ALP | 800F Latch, Plastic Latch | PUR | 800F Latch, Plastic Latch | EA | EA |  | TRUE |  | P | DEL | 100
133057 | 2 | 1 | States | Champlin | Andrew Olson | TRUE | 2026-05-07T00:00:00 | 2026-07-27T00:00:00 | 2026-07-27T00:00:00 | 430 | 0 | 430 | 44.376 | 59064.46 | 55316-3157 | USA | D02 | 153 | VAN METER INC | 64180-1080 | 800F-NUW | Pilot Light: 24-120V AC/DC (24-132V), White LED power module, 22.5mm | PUR | Pilot Light: 24-120V AC/DC (24-132V), White LED power module, 22.5mm | EA | EA |  | TRUE |  | P | DEL | 100
133057 | 2 | 3 | States | Champlin | Andrew Olson | TRUE | 2026-05-07T00:00:00 | 2026-08-25T00:00:00 | 2026-08-25T00:00:00 | 290 | 0 | 290 | 44.376 | 59064.46 | 55316-3157 | USA | D02 | 153 | VAN METER INC | 64180-1080 | 800F-NUW | Pilot Light: 24-120V AC/DC (24-132V), White LED power module, 22.5mm | PUR | Pilot Light: 24-120V AC/DC (24-132V), White LED power module, 22.5mm | EA | EA |  | TRUE |  | P | DEL | 100
133057 | 2 | 5 | States | Champlin | Andrew Olson | TRUE | 2026-05-07T00:00:00 | 2026-09-24T00:00:00 | 2026-09-24T00:00:00 | 426 | 0 | 426 | 44.376 | 59064.46 | 55316-3157 | USA | D02 | 153 | VAN METER INC | 64180-1080 | 800F-NUW | Pilot Light: 24-120V AC/DC (24-132V), White LED power module, 22.5mm | PUR | Pilot Light: 24-120V AC/DC (24-132V), White LED power module, 22.5mm | EA | EA |  | TRUE |  | P | DEL | 100
133057 | 2 | 7 | States | Champlin | Andrew Olson | TRUE | 2026-05-07T00:00:00 | 2026-10-21T00:00:00 | 2026-10-21T00:00:00 | 185 | 0 | 185 | 44.376 | 59064.46 | 55316-3157 | USA | D02 | 153 | VAN METER INC | 64180-1080 | 800F-NUW | Pilot Light: 24-120V AC/DC (24-132V), White LED power module, 22.5mm | PUR | Pilot Light: 24-120V AC/DC (24-132V), White LED power module, 22.5mm | EA | EA |  | TRUE |  | P | DEL | 100
133057 | 4 | 1 | States | Champlin | Andrew Olson | TRUE | 2026-05-07T00:00:00 | 2026-08-04T00:00:00 | 2026-08-04T00:00:00 | 547 | 0 | 547 | 6.105 | 7765.56 | 55316-3157 | USA | D02 | 153 | VAN METER INC | 64180-1080 | 800F-X10 | N.O. Contact Block for use with 800F series | PUR | N.O. Contact Block for use with 800F series | EA | EA |  | TRUE |  | P | DEL | 100
133057 | 4 | 4 | States | Champlin | Andrew Olson | TRUE | 2026-05-07T00:00:00 | 2026-09-24T00:00:00 | 2026-09-24T00:00:00 | 428 | 0 | 428 | 6.105 | 7765.56 | 55316-3157 | USA | D02 | 153 | VAN METER INC | 64180-1080 | 800F-X10 | N.O. Contact Block for use with 800F series | PUR | N.O. Contact Block for use with 800F series | EA | EA |  | TRUE |  | P | DEL | 100
133057 | 4 | 6 | States | Champlin | Andrew Olson | TRUE | 2026-05-07T00:00:00 | 2026-10-21T00:00:00 | 2026-10-21T00:00:00 | 297 | 0 | 297 | 6.105 | 7765.56 | 55316-3157 | USA | D02 | 153 | VAN METER INC | 64180-1080 | 800F-X10 | N.O. Contact Block for use with 800F series | PUR | N.O. Contact Block for use with 800F series | EA | EA |  | TRUE |  | P | DEL | 100
133057 | 5 | 1 | States | Champlin | Andrew Olson | TRUE | 2026-05-07T00:00:00 | 2026-10-21T00:00:00 | 2026-10-21T00:00:00 | 10 | 0 | 10 | 29.212 | 292.12 | 55316-3157 | USA | D02 | 153 | VAN METER INC | 64180-1080 | CCMR002 | Fuse: 2A, Class CC time-delay, current limiting, 600VAC, 200kA interrupt cap, rejection type | PUR | Fuse: 2A, Class CC time-delay, current limiting, 600VAC, 200kA interrupt cap, rejection type | EA | EA |  | TRUE |  | P | DEL | 100
133057 | 7 | 1 | States | Champlin | Andrew Olson | TRUE | 2026-05-07T00:00:00 | 2026-08-25T00:00:00 | 2026-08-25T00:00:00 | 72 | 0 | 72 | 30.902 | 7509.19 | 55316-3157 | USA | D02 | 153 | VAN METER INC | 64180-1080 | CCMR-30 | Fuse: 30A, time-delay, clss cc, current limiting, 600VAC | PUR | Fuse: 30A, time-delay, clss cc, current limiting, 600VAC | EA | EA |  | TRUE |  | P | DEL | 100
133057 | 7 | 2 | States | Champlin | Andrew Olson | TRUE | 2026-05-07T00:00:00 | 2026-09-24T00:00:00 | 2026-09-24T00:00:00 | 171 | 0 | 171 | 30.902 | 7509.19 | 55316-3157 | USA | D02 | 153 | VAN METER INC | 64180-1080 | CCMR-30 | Fuse: 30A, time-delay, clss cc, current limiting, 600VAC | PUR | Fuse: 30A, time-delay, clss cc, current limiting, 600VAC | EA | EA |  | TRUE |  | P | DEL | 100
133057 | 8 | 1 | States | Champlin | Andrew Olson | TRUE | 2026-05-07T00:00:00 | 2026-09-01T00:00:00 | 2026-09-01T00:00:00 | 21 | 0 | 21 | 121.761 | 2556.98 | 55316-3157 | USA | D02 | 153 | VAN METER INC | 64180-1080 | CHCC3DIU | FUSE HOLDER: 3P 10X38MFH 30A 600V CLASS CC INDICATOR | PUR | FUSE HOLDER: 3P 10X38MFH 30A 600V CLASS CC INDICATOR | EA | EA |  | TRUE |  | P | DEL | 100
133057 | 9 | 1 | States | Champlin | Andrew Olson | TRUE | 2026-05-07T00:00:00 | 2026-10-12T00:00:00 | 2026-10-21T00:00:00 | 6 | 0 | 6 | 169.017 | 1014.1 | 55316-3157 | USA | D02 | 153 | VAN METER INC | 64180-1080 | E250 | Control transformer, 250VA, 240/480V primary, 120V secondary | PUR | Control transformer, 250VA, 240/480V primary, 120V secondary | EA | EA |  | TRUE |  | P | DEL | 100
133207 | 1 | 1 | States | Champlin | Andrew Olson | TRUE | 2026-05-12T00:00:00 | 2026-08-10T00:00:00 | 2026-08-10T00:00:00 | 6 | 0 | 6 | 30.902 | 185.41 | 55316-3157 | USA | D02 | 153 | VAN METER INC | 64180-1080 | CCMR030 | Fuse: 30A, Class CC time-delay, current limiting, 600VAC, 200kA interrupt cap, rejection type | PUR | Fuse: 30A, Class CC time-delay, current limiting, 600VAC, 200kA interrupt cap, rejection type | EA | EA |  | TRUE |  | P | DEL | 100
134838 | 1 | 1 | States | Champlin | Andrew Olson | TRUE | 2026-07-17T00:00:00 | 2026-11-02T00:00:00 | 2026-11-02T00:00:00 | 18 | 0 | 18 | 346.772 | 6241.9 | 55316-3157 | USA | D02 | 153 | VAN METER INC | 64180-1080 | E750 | SolaHD Control Transformer, Encapsulated, Series: SBE, 240/480 VAC Primary, 120 VAC Secondary, 0.75 kVA Power, 50/60 Hz Frequency, 1 ph, Lead Wire Connection, Surface Mounting, 105 deg C Insulation, IP20 Enclosure, 131 deg F | PUR | SolaHD Control Transformer, Encapsulated, Series: SBE, 240/480 VAC Primary, 120 VAC Secondary, 0.75 kVA Power, 50/60 Hz Frequency, 1 ph, Lead Wire Connection, Surface Mounting, 105 deg C Insulation, IP20 Enclosure, 131 deg F | EA | EA |  | TRUE |  | P | DEL | 100
132308 | 5 | 1 | States | Dayton | Andrew Olson | TRUE | 2026-04-07T00:00:00 | 2026-12-22T00:00:00 | 2026-12-22T00:00:00 | 20 | 0 | 20 | 6.451 | 129.02 | 55369-6417 | USA | D02 | 153 | VAN METER INC | 64180-1080 | 800F-X01 | NC Contact Block 800F PB, 22mm Contact Block, Standard, Screw Contact Block, 1 N.C., Latch Mounting | PUR | NC Contact Block 800F PB, 22mm Contact Block, Standard, Screw Contact Block, 1 N.C., Latch Mounting | EA | EA | WER | TRUE |  | P | DEL | Dayton
132308 | 10 | 5 | States | Dayton | Andrew Olson | TRUE | 2026-04-07T00:00:00 | 2026-11-20T00:00:00 | 2026-11-20T00:00:00 | 24 | 0 | 24 | 304.052 | 243.24 | 55369-6417 | USA | D02 | 153 | VAN METER INC | 64180-1080 | 8670 | 4 in. x 2 in. Handy Box, Welded, 2-1/8 in. Deep, Eleven 1/2 in. KO's | PUR | 4 in. x 2 in. Handy Box, Welded, 2-1/8 in. Deep, Eleven 1/2 in. KO's | EA | EA | WER | TRUE |  | P | DEL | DAYTON
132308 | 10 | 4 | States | Dayton | Andrew Olson | TRUE | 2026-04-07T00:00:00 | 2026-07-23T00:00:00 | 2026-07-23T00:00:00 | 16 | 0 | 16 | 304.052 | 243.24 | 55369-6417 | USA | D02 | 153 | VAN METER INC | 64180-1080 | 8670 | 4 in. x 2 in. Handy Box, Welded, 2-1/8 in. Deep, Eleven 1/2 in. KO's | PUR | 4 in. x 2 in. Handy Box, Welded, 2-1/8 in. Deep, Eleven 1/2 in. KO's | EA | EA | WER | TRUE |  | P | DEL | DAYTON
132308 | 9 | 2 | States | Dayton | Andrew Olson | TRUE | 2026-04-07T00:00:00 | 2026-11-20T00:00:00 | 2026-11-20T00:00:00 | 3 | 0 | 3 | 212.126 | 10.61 | 55369-6417 | USA | D02 | 153 | VAN METER INC | 64180-1080 | 8232 | 4 in. Square Box, Welded, 2-1/8 in. Deep, Ten 1/2 in KO's & Six TKO's, Raised Ground | PUR | 4 in. Square Box, Welded, 2-1/8 in. Deep, Ten 1/2 in KO's & Six TKO's, Raised Ground | EA | EA | WER | TRUE |  | P | DEL | DAYTON
132308 | 9 | 1 | States | Dayton | Andrew Olson | TRUE | 2026-04-07T00:00:00 | 2026-07-23T00:00:00 | 2026-07-23T00:00:00 | 2 | 0 | 2 | 212.126 | 10.61 | 55369-6417 | USA | D02 | 153 | VAN METER INC | 64180-1080 | 8232 | 4 in. Square Box, Welded, 2-1/8 in. Deep, Ten 1/2 in KO's & Six TKO's, Raised Ground | PUR | 4 in. Square Box, Welded, 2-1/8 in. Deep, Ten 1/2 in KO's & Six TKO's, Raised Ground | EA | EA | WER | TRUE |  | P | DEL | DAYTON
132308 | 8 | 2 | States | Dayton | Andrew Olson | TRUE | 2026-04-07T00:00:00 | 2026-11-20T00:00:00 | 2026-11-20T00:00:00 | 3 | 0 | 3 | 459.641 | 22.98 | 55369-6417 | USA | D02 | 153 | VAN METER INC | 64180-1080 | 814C | 4 in. Square Cover, Exposed Work, 1 GFCI and 1 Toggle Switch | PUR | 4 in. Square Cover, Exposed Work, 1 GFCI and 1 Toggle Switch | EA | EA | WER | TRUE |  | P | DEL | DAYTON
132308 | 8 | 1 | States | Dayton | Andrew Olson | TRUE | 2026-04-07T00:00:00 | 2026-07-23T00:00:00 | 2026-07-23T00:00:00 | 2 | 0 | 2 | 459.641 | 22.98 | 55369-6417 | USA | D02 | 153 | VAN METER INC | 64180-1080 | 814C | 4 in. Square Cover, Exposed Work, 1 GFCI and 1 Toggle Switch | PUR | 4 in. Square Cover, Exposed Work, 1 GFCI and 1 Toggle Switch | EA | EA | WER | TRUE |  | P | DEL | DAYTON
132308 | 7 | 1 | States | Dayton | Andrew Olson | TRUE | 2026-04-07T00:00:00 | 2026-10-26T00:00:00 | 2026-12-31T00:00:00 | 12 | 0 | 12 | 133.509 | 1602.11 | 55369-6417 | USA | D02 | 153 | VAN METER INC | 64180-1080 | 800T-QTH2R | Indicating Lamp, 120 VAC, Push-To-Test, Red LED | PUR | Indicating Lamp, 120 VAC, Push-To-Test, Red LED | EA | EA | WER | TRUE |  | P | DEL | Dayton
132308 | 6 | 1 | States | Dayton | Andrew Olson | TRUE | 2026-04-07T00:00:00 | 2026-10-26T00:00:00 | 2026-12-31T00:00:00 | 12 | 0 | 12 | 133.509 | 1602.11 | 55369-6417 | USA | D02 | 153 | VAN METER INC | 64180-1080 | 800T-QTH2G | 30.5mm Type 4/13 Pilot Light, Push-To-Test, LED, Green, 12-130V AC/DC, 1 NO-1 NC | SRPP | 30.5mm Type 4/13 Pilot Light, Push-To-Test, LED, Green, 12-130V AC/DC, 1 NO-1 NC | EA | EA | WER | TRUE |  | P | DEL | Dayton
132308 | 3 | 1 | States | Dayton | Andrew Olson | TRUE | 2026-04-07T00:00:00 | 2026-12-22T00:00:00 | 2026-12-22T00:00:00 | 3 | 0 | 3 | 19.367 | 58.1 | 55369-6417 | USA | D02 | 153 | VAN METER INC | 64180-1080 | 800FP-SM22 | SOURCE PREFERRED SWITCH: 2-POSITION, MAINTAINED, 22.5MM, STANDARD KNOB | MEC | SOURCE PREFERRED SWITCH: 2-POSITION, MAINTAINED, 22.5MM, STANDARD KNOB | EA | EA | WER | TRUE |  | P | DEL | Dayton
132308 | 2 | 1 | States | Dayton | Andrew Olson | TRUE | 2026-04-07T00:00:00 | 2026-12-22T00:00:00 | 2026-12-22T00:00:00 | 3 | 0 | 3 | 19.367 | 58.1 | 55369-6417 | USA | D02 | 153 | VAN METER INC | 64180-1080 | 800FP-SB32 | 800FP-SB32 Selector Switch: 3-Position, spring return from left and right, 22.5mm, standard | PUR | 800FP-SB32 Selector Switch: 3-Position, spring return from left and right, 22.5mm, standard | EA | EA | WER | TRUE |  | P | DEL | Dayton
133936 | 10 | 1 | States | Champlin | Andrew Olson | TRUE | 2026-06-08T00:00:00 | 2026-08-01T00:00:00 | 2026-08-01T00:00:00 | 1000 | 0 | 1000 | 6.026 | 6026 | 55316-3157 | USA | D02 | 153 | VAN METER INC | 64180-1080 | 800F-X10 | N.O. Contact Block for use with 800F series | PUR | N.O. Contact Block for use with 800F series | EA | EA |  | TRUE |  | P | DEL | 100
133936 | 9 | 1 | States | Champlin | Andrew Olson | TRUE | 2026-06-08T00:00:00 | 2026-10-26T00:00:00 | 2026-10-26T00:00:00 | 150 | 0 | 150 | 8.457 | 1268.55 | 55316-3157 | USA | D02 | 153 | VAN METER INC | 64180-1080 | 800FP-P3 | Pilot Light: Plastic, Green, 22.5mm, Does not include power module | PUR | Pilot Light: Plastic, Green, 22.5mm, Does not include power module | EA | EA |  | TRUE |  | P | DEL | 100
133936 | 8 | 1 | States | Champlin | Andrew Olson | TRUE | 2026-06-08T00:00:00 | 2026-07-31T00:00:00 | 2026-07-31T00:00:00 | 100 | 0 | 100 | 73.38 | 7338 | 55316-3157 | USA | D02 | 153 | VAN METER INC | 64180-1080 | 800FP-LMP44 | Illuminated Mushroom Operators, Push-Pull, 40mm, Round Plastic (Type 4/4X/13, IP66), Red | PUR | Illuminated Mushroom Operators, Push-Pull, 40mm, Round Plastic (Type 4/4X/13, IP66), Red | EA | EA |  | TRUE |  | P | DEL | 100
133936 | 7 | 1 | States | Champlin | Andrew Olson | TRUE | 2026-06-08T00:00:00 | 2026-10-26T00:00:00 | 2026-10-26T00:00:00 | 10 | 0 | 10 | 10.385 | 103.85 | 55316-3157 | USA | D02 | 153 | VAN METER INC | 64180-1080 | 800FP-F6 | PUSHBUTTON BLUE | MEC | PUSHBUTTON BLUE | EA | EA |  | TRUE |  | P | DEL | 100
133936 | 6 | 1 | States | Champlin | Andrew Olson | TRUE | 2026-06-08T00:00:00 | 2026-10-26T00:00:00 | 2026-10-26T00:00:00 | 10 | 0 | 10 | 10.385 | 103.85 | 55316-3157 | USA | D02 | 153 | VAN METER INC | 64180-1080 | 800FP-F4 | PUSHBUTTON RED | MEC | PUSHBUTTON RED | EA | EA |  | TRUE |  | P | DEL | 100
133936 | 5 | 1 | States | Champlin | Andrew Olson | TRUE | 2026-06-08T00:00:00 | 2026-10-19T00:00:00 | 2026-10-19T00:00:00 | 300 | 0 | 300 | 43.993 | 13197.9 | 55316-3157 | USA | D02 | 153 | VAN METER INC | 64180-1080 | 800F-NUR | Pilot Light: 24-120V AC/DC (24-132V), Red LED power module, 22.5mm | PUR | Pilot Light: 24-120V AC/DC (24-132V), Red LED power module, 22.5mm | EA | EA |  | TRUE |  | P | DEL | 100
133936 | 4 | 1 | States | Champlin | Andrew Olson | TRUE | 2026-06-08T00:00:00 | 2026-10-26T00:00:00 | 2026-10-26T00:00:00 | 150 | 0 | 150 | 43.993 | 6598.95 | 55316-3157 | USA | D02 | 153 | VAN METER INC | 64180-1080 | 800F-NUG | Pilot Light: 24-120V AC/DC (24-132V), Green LED power module, 22.5mm | PUR | Pilot Light: 24-120V AC/DC (24-132V), Green LED power module, 22.5mm | EA | EA |  | TRUE |  | P | DEL | 100
133936 | 2 | 1 | States | Champlin | Andrew Olson | TRUE | 2026-06-08T00:00:00 | 2026-10-12T00:00:00 | 2026-10-12T00:00:00 | 500 | 0 | 500 | 9.082 | 4541 | 55316-3157 | USA | D02 | 153 | VAN METER INC | 64180-1080 | 700-HN154 | Relay base for A-B P/N 700-HB33**** relays | PUR | Relay base for A-B P/N 700-HB33**** relays | EA | EA |  | TRUE |  | P | DEL | 100
133936 | 1 | 3 | States | Champlin | Andrew Olson | TRUE | 2026-06-08T00:00:00 | 2026-07-31T00:00:00 | 2026-07-31T00:00:00 | 310 | 308 | 2 | 21.459 | 10729.5 | 55316-3157 | USA | D02 | 153 | VAN METER INC | 64180-1080 | 700-HB33Z24-3-4 | GP Tall Square Base Relay, 15 AMP Standard Contact, 24V DC, 3 Change-Over Contact (Three P), Push-To-Test, Manual Override & Pilot | PUR | GP Tall Square Base Relay, 15 AMP Standard Contact, 24V DC, 3 Change-Over Contact (Three P), Push-To-Test, Manual Override & Pilot | EA | EA |  | TRUE |  | P | DEL | 100
134083 | 2 | 1 | States | Dayton | Andrew Olson | TRUE | 2026-06-15T00:00:00 | 2026-09-15T00:00:00 | 2026-09-15T00:00:00 | 11 | 0 | 11 | 21.24 | 233.64 | 55369-6417 | USA | D02 | 153 | VAN METER INC | 64180-1080 | GFNT2-I | GFI Receptacle: 125V 20A 5-20R Duplex GFI receptacle | PUR | GFI Receptacle: 125V 20A 5-20R Duplex GFI receptacle | EA | EA |  | TRUE |  | P | DEL | DAYTON
134083 | 1 | 1 | States | Dayton | Andrew Olson | TRUE | 2026-06-15T00:00:00 | 2026-09-15T00:00:00 | 2026-09-15T00:00:00 | 4 | 0 | 4 | 252.857 | 1011.43 | 55369-6417 | USA | D02 | 153 | VAN METER INC | 64180-1080 | EVCUGWD4 | LED Exit Sign and Emergency Lighting Unit w/ Side-Mounted Heads, Green Letters, 120/277VAC | PUR | LED Exit Sign and Emergency Lighting Unit w/ Side-Mounted Heads, Green Letters, 120/277VAC | EA | EA |  | TRUE |  | P | DEL | DAYTON
132300 | 4 | 1 | States | Champlin | Andrew Olson | TRUE | 2026-04-07T00:00:00 | 2026-11-04T00:00:00 | 2026-11-04T00:00:00 | 5 | 0 | 5 | 22.817 | 114.09 | 55316-3157 | USA | D02 | 153 | VAN METER INC | 64180-1080 | 800FP-LSM26 | 2 Position Illuminated Selector Switch - Plastic, Maintained, Blue | PUR | 2 Position Illuminated Selector Switch - Plastic, Maintained, Blue | EA | EA |  | TRUE |  | P | DEL | 100
129742 | 2 | 1 | States | STATES MANUFACTURING (DAYTON) | Andrew Olson | TRUE | 2025-11-06T00:00:00 | 2026-07-14T00:00:00 | 2026-07-14T00:00:00 | 200 | 0 | 200 | 5.0001 | 1000.02 | 55369 | USA | D02 | 153 | VAN METER INC | 64180-1080 | LCAX2-38H-E | One-hole, flex lug, #2 AWG wire, 3/8 stud hole, 45° angle tongue | SHMA | One-hole, flex lug, #2 AWG wire, 3/8 stud hole, 45° angle tongue | EA | EA | WER | TRUE | SV-SAM | P | DEL
132323 | 5 | 1 | States | Dayton | Andrew Olson | TRUE | 2026-04-08T00:00:00 | 2026-12-02T00:00:00 | 2026-12-02T00:00:00 | 4 | 0 | 4 | 47.021 | 188.08 | 55369-6417 | USA | D02 | 153 | VAN METER INC | 64180-1080 | 800FP-MP44 | Emergency Stop Push Button: Push-Pull, Red | PUR | Emergency Stop Push Button: Push-Pull, Red | EA | EA |  | TRUE |  | P | DEL | Dayton
132323 | 4 | 1 | States | Dayton | Andrew Olson | TRUE | 2026-04-08T00:00:00 | 2026-12-02T00:00:00 | 2026-12-02T00:00:00 | 1 | 0 | 1 | 10.52 | 10.52 | 55369-6417 | USA | D02 | 153 | VAN METER INC | 64180-1080 | 800FP-F6 | PUSHBUTTON BLUE | MEC | PUSHBUTTON BLUE | EA | EA |  | TRUE |  | P | DEL | Dayton
132323 | 3 | 1 | States | Dayton | Andrew Olson | TRUE | 2026-04-08T00:00:00 | 2026-12-02T00:00:00 | 2026-12-02T00:00:00 | 1 | 0 | 1 | 10.521 | 10.52 | 55369-6417 | USA | D02 | 153 | VAN METER INC | 64180-1080 | 800FP-F4 | PUSHBUTTON RED | MEC | PUSHBUTTON RED | EA | EA |  | TRUE |  | P | DEL | Dayton
132323 | 2 | 1 | States | Dayton | Andrew Olson | TRUE | 2026-04-08T00:00:00 | 2026-12-02T00:00:00 | 2026-12-02T00:00:00 | 1 | 0 | 1 | 10.52 | 10.52 | 55369-6417 | USA | D02 | 153 | VAN METER INC | 64180-1080 | 800FP-F3 | PUSHBUTTON GREEN, FLUSH MOUNT, 22.5MM, INCLUDES MOUNTING RING, MOMENTARY | MEC | PUSHBUTTON GREEN, FLUSH MOUNT, 22.5MM, INCLUDES MOUNTING RING, MOMENTARY | EA | EA |  | TRUE |  | P | DEL | Dayton
132323 | 1 | 1 | States | Dayton | Andrew Olson | TRUE | 2026-04-08T00:00:00 | 2026-12-02T00:00:00 | 2026-12-02T00:00:00 | 4 | 0 | 4 | 45.904 | 183.62 | 55369-6417 | USA | D02 | 153 | VAN METER INC | 64180-1080 | 800F-AMRG | Protective Ring for 800FP-MP44 Emergency Stop Push Button | PUR | Protective Ring for 800FP-MP44 Emergency Stop Push Button | EA | EA |  | TRUE |  | P | DEL | Dayton
133096 | 1 | 1 | States | Champlin | Andrew Olson | TRUE | 2026-05-08T00:00:00 | 2026-08-25T00:00:00 | 2026-08-25T00:00:00 | 5 | 0 | 5 | 1.039 | 5.2 | 55316-3157 | USA | D02 | 153 | VAN METER INC | 64180-1080 | 700-HN156 | RETAINER CLIP | REL | RETAINER CLIP | EA | EA |  | TRUE |  | P | DEL | 100
133096 | 2 | 1 | States | Champlin | Andrew Olson | TRUE | 2026-05-08T00:00:00 | 2026-11-25T00:00:00 | 2026-11-25T00:00:00 | 8 | 0 | 8 | 2.97 | 23.76 | 55316-3157 | USA | D02 | 153 | VAN METER INC | 64180-1080 | 800F-ALP | 800F Latch, Plastic Latch | PUR | 800F Latch, Plastic Latch | EA | EA |  | TRUE |  | P | DEL | 100
133096 | 4 | 1 | States | Champlin | Andrew Olson | TRUE | 2026-05-08T00:00:00 | 2026-10-21T00:00:00 | 2026-10-21T00:00:00 | 6 | 0 | 6 | 8.57 | 51.42 | 55316-3157 | USA | D02 | 153 | VAN METER INC | 64180-1080 | 800FP-P3 | Pilot Light: Plastic, Green, 22.5mm, Does not include power module | PUR | Pilot Light: Plastic, Green, 22.5mm, Does not include power module | EA | EA |  | TRUE |  | P | DEL | 100
133096 | 5 | 1 | States | Champlin | Andrew Olson | TRUE | 2026-05-08T00:00:00 | 2026-10-21T00:00:00 | 2026-10-21T00:00:00 | 5 | 0 | 5 | 8.57 | 42.85 | 55316-3157 | USA | D02 | 153 | VAN METER INC | 64180-1080 | 800FP-P4 | Pilot Light: Plastic, Red, 22.5mm, Does not include power module | PUR | Pilot Light: Plastic, Red, 22.5mm, Does not include power module | EA | EA |  | TRUE |  | P | DEL | 100
133096 | 6 | 1 | States | Champlin | Andrew Olson | TRUE | 2026-05-08T00:00:00 | 2026-09-01T00:00:00 | 2026-09-01T00:00:00 | 6 | 0 | 6 | 29.212 | 175.27 | 55316-3157 | USA | D02 | 153 | VAN METER INC | 64180-1080 | CCMR002 | Fuse: 2A, Class CC time-delay, current limiting, 600VAC, 200kA interrupt cap, rejection type | PUR | Fuse: 2A, Class CC time-delay, current limiting, 600VAC, 200kA interrupt cap, rejection type | EA | EA |  | TRUE |  | P | DEL | 100
133096 | 7 | 1 | States | Champlin | Andrew Olson | TRUE | 2026-05-08T00:00:00 | 2026-08-10T00:00:00 | 2026-08-10T00:00:00 | 4 | 0 | 4 | 30.902 | 123.61 | 55316-3157 | USA | D02 | 153 | VAN METER INC | 64180-1080 | CCMR030 | Fuse: 30A, Class CC time-delay, current limiting, 600VAC, 200kA interrupt cap, rejection type | PUR | Fuse: 30A, Class CC time-delay, current limiting, 600VAC, 200kA interrupt cap, rejection type | EA | EA |  | TRUE |  | P | DEL | 100
133495 | 10 | 1 | States | Champlin | Andrew Olson | TRUE | 2026-05-21T00:00:00 | 2026-10-26T00:00:00 | 2026-10-26T00:00:00 | 100 | 0 | 100 | 6.367 | 636.7 | 55316-3157 | USA | D02 | 153 | VAN METER INC | 64180-1080 | 800F-X01 | NC Contact Block 800F PB, 22mm Contact Block, Standard, Screw Contact Block, 1 N.C., Latch Mounting | PUR | NC Contact Block 800F PB, 22mm Contact Block, Standard, Screw Contact Block, 1 N.C., Latch Mounting | EA | EA |  | TRUE |  | P | DEL | 100
133495 | 9 | 1 | States | Champlin | Andrew Olson | TRUE | 2026-05-21T00:00:00 | 2026-09-01T00:00:00 | 2026-09-01T00:00:00 | 1000 | 0 | 1000 | 43.79 | 43790 | 55316-3157 | USA | D02 | 153 | VAN METER INC | 64180-1080 | 800F-NUW | Pilot Light: 24-120V AC/DC (24-132V), White LED power module, 22.5mm | PUR | Pilot Light: 24-120V AC/DC (24-132V), White LED power module, 22.5mm | EA | EA |  | TRUE |  | P | DEL | 100
133495 | 8 | 3 | States | Champlin | Andrew Olson | TRUE | 2026-05-21T00:00:00 | 2026-09-24T00:00:00 | 2026-09-24T00:00:00 | 200 | 0 | 200 | 43.993 | 18389.07 | 55316-3157 | USA | D02 | 153 | VAN METER INC | 64180-1080 | 800F-NUR | Pilot Light: 24-120V AC/DC (24-132V), Red LED power module, 22.5mm | PUR | Pilot Light: 24-120V AC/DC (24-132V), Red LED power module, 22.5mm | EA | EA |  | TRUE |  | P | DEL | 100
133495 | 8 | 1 | States | Champlin | Andrew Olson | TRUE | 2026-05-21T00:00:00 | 2026-08-25T00:00:00 | 2026-08-25T00:00:00 | 218 | 0 | 218 | 43.993 | 18389.07 | 55316-3157 | USA | D02 | 153 | VAN METER INC | 64180-1080 | 800F-NUR | Pilot Light: 24-120V AC/DC (24-132V), Red LED power module, 22.5mm | PUR | Pilot Light: 24-120V AC/DC (24-132V), Red LED power module, 22.5mm | EA | EA |  | TRUE |  | P | DEL | 100
133495 | 7 | 3 | States | Champlin | Andrew Olson | TRUE | 2026-05-21T00:00:00 | 2026-10-01T00:00:00 | 2026-10-01T00:00:00 | 100 | 0 | 100 | 43.993 | 13197.9 | 55316-3157 | USA | D02 | 153 | VAN METER INC | 64180-1080 | 800F-NUG | Pilot Light: 24-120V AC/DC (24-132V), Green LED power module, 22.5mm | PUR | Pilot Light: 24-120V AC/DC (24-132V), Green LED power module, 22.5mm | EA | EA |  | TRUE |  | P | DEL | 100
133495 | 7 | 2 | States | Champlin | Andrew Olson | TRUE | 2026-05-21T00:00:00 | 2026-09-24T00:00:00 | 2026-09-24T00:00:00 | 100 | 0 | 100 | 43.993 | 13197.9 | 55316-3157 | USA | D02 | 153 | VAN METER INC | 64180-1080 | 800F-NUG | Pilot Light: 24-120V AC/DC (24-132V), Green LED power module, 22.5mm | PUR | Pilot Light: 24-120V AC/DC (24-132V), Green LED power module, 22.5mm | EA | EA |  | TRUE |  | P | DEL | 100
133495 | 7 | 1 | States | Champlin | Andrew Olson | TRUE | 2026-05-21T00:00:00 | 2026-08-25T00:00:00 | 2026-08-25T00:00:00 | 100 | 0 | 100 | 43.993 | 13197.9 | 55316-3157 | USA | D02 | 153 | VAN METER INC | 64180-1080 | 800F-NUG | Pilot Light: 24-120V AC/DC (24-132V), Green LED power module, 22.5mm | PUR | Pilot Light: 24-120V AC/DC (24-132V), Green LED power module, 22.5mm | EA | EA |  | TRUE |  | P | DEL | 100
133495 | 6 | 1 | States | Champlin | Andrew Olson | TRUE | 2026-05-21T00:00:00 | 2026-08-25T00:00:00 | 2026-08-25T00:00:00 | 120 | 0 | 120 | 45.302 | 5436.24 | 55316-3157 | USA | D02 | 153 | VAN METER INC | 64180-1080 | 800F-AMRG | Protective Ring for 800FP-MP44 Emergency Stop Push Button | PUR | Protective Ring for 800FP-MP44 Emergency Stop Push Button | EA | EA |  | TRUE |  | P | DEL | 100
133495 | 5 | 2 | States | Champlin | Andrew Olson | TRUE | 2026-05-21T00:00:00 | 2026-10-26T00:00:00 | 2026-10-26T00:00:00 | 1000 | 0 | 1000 | 2.93 | 5860 | 55316-3157 | USA | D02 | 153 | VAN METER INC | 64180-1080 | 800F-ALP | 800F Latch, Plastic Latch | PUR | 800F Latch, Plastic Latch | EA | EA |  | TRUE |  | P | DEL | 100
133495 | 5 | 1 | States | Champlin | Andrew Olson | TRUE | 2026-05-21T00:00:00 | 2026-09-24T00:00:00 | 2026-09-24T00:00:00 | 1000 | 0 | 1000 | 2.93 | 5860 | 55316-3157 | USA | D02 | 153 | VAN METER INC | 64180-1080 | 800F-ALP | 800F Latch, Plastic Latch | PUR | 800F Latch, Plastic Latch | EA | EA |  | TRUE |  | P | DEL | 100
133495 | 4 | 3 | States | Champlin | Andrew Olson | TRUE | 2026-05-21T00:00:00 | 2026-10-21T00:00:00 | 2026-10-21T00:00:00 | 336 | 0 | 336 | 9.082 | 5767.07 | 55316-3157 | USA | D02 | 153 | VAN METER INC | 64180-1080 | 700-HN154 | Relay base for A-B P/N 700-HB33**** relays | PUR | Relay base for A-B P/N 700-HB33**** relays | EA | EA |  | TRUE |  | P | DEL | 100
133495 | 4 | 2 | States | Champlin | Andrew Olson | TRUE | 2026-05-21T00:00:00 | 2026-09-24T00:00:00 | 2026-09-24T00:00:00 | 276 | 0 | 276 | 9.082 | 5767.07 | 55316-3157 | USA | D02 | 153 | VAN METER INC | 64180-1080 | 700-HN154 | Relay base for A-B P/N 700-HB33**** relays | PUR | Relay base for A-B P/N 700-HB33**** relays | EA | EA |  | TRUE |  | P | DEL | 100
133495 | 4 | 1 | States | Champlin | Andrew Olson | TRUE | 2026-05-21T00:00:00 | 2026-08-31T00:00:00 | 2026-08-31T00:00:00 | 23 | 0 | 23 | 9.082 | 5767.07 | 55316-3157 | USA | D02 | 153 | VAN METER INC | 64180-1080 | 700-HN154 | Relay base for A-B P/N 700-HB33**** relays | PUR | Relay base for A-B P/N 700-HB33**** relays | EA | EA |  | TRUE |  | P | DEL | 100
133495 | 3 | 4 | States | Champlin | Andrew Olson | TRUE | 2026-05-21T00:00:00 | 2026-10-21T00:00:00 | 2026-10-21T00:00:00 | 324 | 0 | 324 | 21.459 | 22274.44 | 55316-3157 | USA | D02 | 153 | VAN METER INC | 64180-1080 | 700-HB33Z24-3-4 | GP Tall Square Base Relay, 15 AMP Standard Contact, 24V DC, 3 Change-Over Contact (Three P), Push-To-Test, Manual Override & Pilot | PUR | GP Tall Square Base Relay, 15 AMP Standard Contact, 24V DC, 3 Change-Over Contact (Three P), Push-To-Test, Manual Override & Pilot | EA | EA |  | TRUE |  | P | DEL | 100
133495 | 3 | 3 | States | Champlin | Andrew Olson | TRUE | 2026-05-21T00:00:00 | 2026-09-24T00:00:00 | 2026-09-24T00:00:00 | 258 | 0 | 258 | 21.459 | 22274.44 | 55316-3157 | USA | D02 | 153 | VAN METER INC | 64180-1080 | 700-HB33Z24-3-4 | GP Tall Square Base Relay, 15 AMP Standard Contact, 24V DC, 3 Change-Over Contact (Three P), Push-To-Test, Manual Override & Pilot | PUR | GP Tall Square Base Relay, 15 AMP Standard Contact, 24V DC, 3 Change-Over Contact (Three P), Push-To-Test, Manual Override & Pilot | EA | EA |  | TRUE |  | P | DEL | 100
133495 | 3 | 2 | States | Champlin | Andrew Olson | TRUE | 2026-05-21T00:00:00 | 2026-09-04T00:00:00 | 2026-09-04T00:00:00 | 48 | 0 | 48 | 21.459 | 22274.44 | 55316-3157 | USA | D02 | 153 | VAN METER INC | 64180-1080 | 700-HB33Z24-3-4 | GP Tall Square Base Relay, 15 AMP Standard Contact, 24V DC, 3 Change-Over Contact (Three P), Push-To-Test, Manual Override & Pilot | PUR | GP Tall Square Base Relay, 15 AMP Standard Contact, 24V DC, 3 Change-Over Contact (Three P), Push-To-Test, Manual Override & Pilot | EA | EA |  | TRUE |  | P | DEL | 100
133495 | 3 | 1 | States | Champlin | Andrew Olson | TRUE | 2026-05-21T00:00:00 | 2026-08-25T00:00:00 | 2026-08-25T00:00:00 | 408 | 0 | 408 | 21.459 | 22274.44 | 55316-3157 | USA | D02 | 153 | VAN METER INC | 64180-1080 | 700-HB33Z24-3-4 | GP Tall Square Base Relay, 15 AMP Standard Contact, 24V DC, 3 Change-Over Contact (Three P), Push-To-Test, Manual Override & Pilot | PUR | GP Tall Square Base Relay, 15 AMP Standard Contact, 24V DC, 3 Change-Over Contact (Three P), Push-To-Test, Manual Override & Pilot | EA | EA |  | TRUE |  | P | DEL | 100
133495 | 2 | 3 | States | Champlin | Andrew Olson | TRUE | 2026-05-21T00:00:00 | 2026-09-24T00:00:00 | 2026-09-24T00:00:00 | 15 | 0 | 15 | 231.832 | 7186.79 | 55316-3157 | USA | D02 | 153 | VAN METER INC | 64180-1080 | 5WMED-04C | Medium Enclosure, empty with dual door, no lock | PUR | Medium Enclosure, empty with dual door, no lock | EA | EA |  | TRUE |  | P | DEL | 100
133495 | 2 | 2 | States | Champlin | Andrew Olson | TRUE | 2026-05-21T00:00:00 | 2026-08-25T00:00:00 | 2026-08-25T00:00:00 | 13 | 0 | 13 | 231.832 | 7186.79 | 55316-3157 | USA | D02 | 153 | VAN METER INC | 64180-1080 | 5WMED-04C | Medium Enclosure, empty with dual door, no lock | PUR | Medium Enclosure, empty with dual door, no lock | EA | EA |  | TRUE |  | P | DEL | 100
133495 | 1 | 4 | States | Champlin | Andrew Olson | TRUE | 2026-05-21T00:00:00 | 2026-10-26T00:00:00 | 2026-10-26T00:00:00 | 24 | 0 | 24 | 95.69 | 11865.56 | 55316-3157 | USA | D02 | 153 | VAN METER INC | 64180-1080 | 5F100-2IL | Plate (beige), 62.5 µm MM (OM1), Duplex LC, 12-fiber, zirconia ceramic sleeve | PUR | Plate (beige), 62.5 µm MM (OM1), Duplex LC, 12-fiber, zirconia ceramic sleeve | EA | EA |  | TRUE |  | P | DEL | 100
133495 | 1 | 3 | States | Champlin | Andrew Olson | TRUE | 2026-05-21T00:00:00 | 2026-09-24T00:00:00 | 2026-09-24T00:00:00 | 36 | 0 | 36 | 95.69 | 11865.56 | 55316-3157 | USA | D02 | 153 | VAN METER INC | 64180-1080 | 5F100-2IL | Plate (beige), 62.5 µm MM (OM1), Duplex LC, 12-fiber, zirconia ceramic sleeve | PUR | Plate (beige), 62.5 µm MM (OM1), Duplex LC, 12-fiber, zirconia ceramic sleeve | EA | EA |  | TRUE |  | P | DEL | 100
133495 | 1 | 2 | States | Champlin | Andrew Olson | TRUE | 2026-05-21T00:00:00 | 2026-08-25T00:00:00 | 2026-08-25T00:00:00 | 52 | 0 | 52 | 95.69 | 11865.56 | 55316-3157 | USA | D02 | 153 | VAN METER INC | 64180-1080 | 5F100-2IL | Plate (beige), 62.5 µm MM (OM1), Duplex LC, 12-fiber, zirconia ceramic sleeve | PUR | Plate (beige), 62.5 µm MM (OM1), Duplex LC, 12-fiber, zirconia ceramic sleeve | EA | EA |  | TRUE |  | P | DEL | 100
132988 | 1 | 1 | States | Dayton | Andrew Olson | TRUE | 2026-05-05T00:00:00 | 2026-07-06T00:00:00 | 2026-07-06T00:00:00 | 32 | 0 | 32 | 1045.106 | 33443.39 | 55369-6417 | USA | D02 | 153 | VAN METER INC | 64180-1080 | 36ABGN223.15 | CPT Fuses | PUR | Primary Fuse | EA | EA |  | TRUE |  | P | DEL | DAYTON
132988 | 3 | 1 | States | Dayton | Andrew Olson | TRUE | 2026-05-05T00:00:00 | 2026-08-03T00:00:00 | 2026-08-03T00:00:00 | 26 | 0 | 26 | 121.761 | 3165.79 | 55369-6417 | USA | D02 | 153 | VAN METER INC | 64180-1080 | CHCC3DIU | FUSE HOLDER: 3P 10X38MFH 30A 600V CLASS CC INDICATOR | PUR | FUSE HOLDER: 3P 10X38MFH 30A 600V CLASS CC INDICATOR | EA | EA |  | TRUE |  | P | DEL | DAYTON
134542 | 3 | 1 | States | Champlin | Andrew Olson | TRUE | 2026-07-06T00:00:00 | 2026-10-16T00:00:00 | 2026-10-16T00:00:00 | 18 | 0 | 18 | 10.385 | 186.93 | 55316-3157 | USA | D02 | 153 | VAN METER INC | 64180-1080 | 800FP-F2 | PUSHBUTTON BLACK, FLUSH MOUNT, 22.5MM, INCLUDES MOUNTING RING, MOMENTARY | MEC | PUSHBUTTON BLACK, FLUSH MOUNT, 22.5MM, INCLUDES MOUNTING RING, MOMENTARY | EA | EA |  | TRUE |  | P | DEL | 100
134542 | 4 | 1 | States | Champlin | Andrew Olson | TRUE | 2026-07-06T00:00:00 | 2026-07-27T00:00:00 | 2026-07-27T00:00:00 | 20 | 0 | 20 | 10.385 | 207.7 | 55316-3157 | USA | D02 | 153 | VAN METER INC | 64180-1080 | 800FP-F3 | PUSHBUTTON GREEN, FLUSH MOUNT, 22.5MM, INCLUDES MOUNTING RING, MOMENTARY | MEC | PUSHBUTTON GREEN, FLUSH MOUNT, 22.5MM, INCLUDES MOUNTING RING, MOMENTARY | EA | EA |  | TRUE |  | P | DEL | 100
134542 | 5 | 1 | States | Champlin | Andrew Olson | TRUE | 2026-07-06T00:00:00 | 2026-07-27T00:00:00 | 2026-07-27T00:00:00 | 20 | 0 | 20 | 10.385 | 207.7 | 55316-3157 | USA | D02 | 153 | VAN METER INC | 64180-1080 | 800FP-F4 | PUSHBUTTON RED | MEC | PUSHBUTTON RED | EA | EA |  | TRUE |  | P | DEL | 100
134542 | 6 | 1 | States | Champlin | Andrew Olson | TRUE | 2026-07-06T00:00:00 | 2026-07-27T00:00:00 | 2026-07-27T00:00:00 | 20 | 0 | 20 | 10.385 | 207.7 | 55316-3157 | USA | D02 | 153 | VAN METER INC | 64180-1080 | 800FP-F6 | PUSHBUTTON BLUE | MEC | PUSHBUTTON BLUE | EA | EA |  | TRUE |  | P | DEL | 100
134542 | 7 | 1 | States | Champlin | Andrew Olson | TRUE | 2026-07-06T00:00:00 | 2026-07-31T00:00:00 | 2026-07-31T00:00:00 | 100 | 0 | 100 | 8.457 | 845.7 | 55316-3157 | USA | D02 | 153 | VAN METER INC | 64180-1080 | 800FP-P3 | Pilot Light: Plastic, Green, 22.5mm, Does not include power module | PUR | Pilot Light: Plastic, Green, 22.5mm, Does not include power module | EA | EA |  | TRUE |  | P | DEL | 100
134542 | 8 | 1 | States | Champlin | Andrew Olson | TRUE | 2026-07-06T00:00:00 | 2026-07-27T00:00:00 | 2026-07-27T00:00:00 | 200 | 0 | 200 | 6.367 | 1273.4 | 55316-3157 | USA | D02 | 153 | VAN METER INC | 64180-1080 | 800F-X01 | NC Contact Block 800F PB, 22mm Contact Block, Standard, Screw Contact Block, 1 N.C., Latch Mounting | PUR | NC Contact Block 800F PB, 22mm Contact Block, Standard, Screw Contact Block, 1 N.C., Latch Mounting | EA | EA |  | TRUE |  | P | DEL | 100
134542 | 10 | 1 | States | Champlin | Andrew Olson | TRUE | 2026-07-06T00:00:00 | 2026-07-28T00:00:00 | 2026-07-28T00:00:00 | 5 | 0 | 5 | 108.794 | 543.97 | 55316-3157 | USA | D02 | 153 | VAN METER INC | 64180-1080 | DRUBGFI20 | Receptacle: GFCI, 120V, 20A, Din rail mount | PUR | Receptacle: GFCI, 120V, 20A, Din rail mount | EA | EA |  | TRUE |  | P | DEL | 100
133638 | 1 | 1 | States | Dayton | Andrew Olson | TRUE | 2026-05-27T00:00:00 | 2026-08-26T00:00:00 | 2026-08-26T00:00:00 | 100 | 0 | 100 | 2.93 | 293 | 55369-6417 | USA | D02 | 153 | VAN METER INC | 64180-1080 | 800F-ALP | 800F Latch, Plastic Latch | PUR | 800F Latch, Plastic Latch | EA | EA |  | TRUE |  | P | DEL | DAYTON
133638 | 2 | 1 | States | Dayton | Andrew Olson | TRUE | 2026-05-27T00:00:00 | 2026-08-26T00:00:00 | 2026-08-26T00:00:00 | 50 | 0 | 50 | 43.79 | 2189.5 | 55369-6417 | USA | D02 | 153 | VAN METER INC | 64180-1080 | 800F-NUW | Pilot Light: 24-120V AC/DC (24-132V), White LED power module, 22.5mm | PUR | Pilot Light: 24-120V AC/DC (24-132V), White LED power module, 22.5mm | EA | EA |  | TRUE |  | P | DEL | DAYTON
133638 | 3 | 1 | States | Dayton | Andrew Olson | TRUE | 2026-05-27T00:00:00 | 2026-08-26T00:00:00 | 2026-08-26T00:00:00 | 100 | 0 | 100 | 8.457 | 845.7 | 55369-6417 | USA | D02 | 153 | VAN METER INC | 64180-1080 | 800FP-P0 | Pilot Light: Plastic, Amber, 22.5mm, Does not include power module | PUR | Pilot Light: Plastic, Amber, 22.5mm, Does not include power module | EA | EA |  | TRUE |  | P | DEL | DAYTON
134393 | 2 | 1 | States | Champlin | Andrew Olson | TRUE | 2026-06-29T00:00:00 | 2026-09-24T00:00:00 | 2026-09-24T00:00:00 | 127 | 0 | 127 | 30.902 | 3924.55 | 55316-3157 | USA | D02 | 153 | VAN METER INC | 64180-1080 | CCMR-30 | Fuse: 30A, time-delay, clss cc, current limiting, 600VAC | PUR | Fuse: 30A, time-delay, clss cc, current limiting, 600VAC | EA | EA |  | TRUE |  | P | DEL | 100
134393 | 1 | 1 | States | Champlin | Andrew Olson | TRUE | 2026-06-29T00:00:00 | 2026-07-20T00:00:00 | 2026-07-20T00:00:00 | 12 | 0 | 12 | 22.371 | 268.45 | 55316-3157 | USA | D02 | 153 | VAN METER INC | 64180-1080 | 700-HB33A24-3-4 | Control relay: 24VDC Coil, 3PDT, with led and test button | PUR | Control relay: 24VDC Coil, 3PDT, with led and test button | EA | EA |  | TRUE |  | P | DEL | 100
132778 | 5 | 5 | States | Champlin | Andrew Olson | TRUE | 2026-04-27T00:00:00 | 2026-11-04T00:00:00 | 2026-11-04T00:00:00 | 6 | 0 | 6 | 44.376 | 6922.66 | 55316-3157 | USA | D02 | 153 | VAN METER INC | 64180-1080 | 800F-NUW | Pilot Light: 24-120V AC/DC (24-132V), White LED power module, 22.5mm | PUR | Pilot Light: 24-120V AC/DC (24-132V), White LED power module, 22.5mm | EA | EA |  | TRUE |  | P | DEL | 100
132778 | 6 | 1 | States | Champlin | Andrew Olson | TRUE | 2026-04-27T00:00:00 | 2026-08-10T00:00:00 | 2026-08-10T00:00:00 | 78 | 0 | 78 | 22.817 | 3194.38 | 55316-3157 | USA | D02 | 153 | VAN METER INC | 64180-1080 | 800FP-LSM26 | 2 Position Illuminated Selector Switch - Plastic, Maintained, Blue | PUR | 2 Position Illuminated Selector Switch - Plastic, Maintained, Blue | EA | EA |  | TRUE |  | P | DEL | 100
132778 | 6 | 2 | States | Champlin | Andrew Olson | TRUE | 2026-04-27T00:00:00 | 2026-08-31T00:00:00 | 2026-08-31T00:00:00 | 16 | 0 | 16 | 22.817 | 3194.38 | 55316-3157 | USA | D02 | 153 | VAN METER INC | 64180-1080 | 800FP-LSM26 | 2 Position Illuminated Selector Switch - Plastic, Maintained, Blue | PUR | 2 Position Illuminated Selector Switch - Plastic, Maintained, Blue | EA | EA |  | TRUE |  | P | DEL | 100
132778 | 6 | 3 | States | Champlin | Andrew Olson | TRUE | 2026-04-27T00:00:00 | 2026-09-14T00:00:00 | 2026-09-14T00:00:00 | 4 | 0 | 4 | 22.817 | 3194.38 | 55316-3157 | USA | D02 | 153 | VAN METER INC | 64180-1080 | 800FP-LSM26 | 2 Position Illuminated Selector Switch - Plastic, Maintained, Blue | PUR | 2 Position Illuminated Selector Switch - Plastic, Maintained, Blue | EA | EA |  | TRUE |  | P | DEL | 100
132778 | 6 | 4 | States | Champlin | Andrew Olson | TRUE | 2026-04-27T00:00:00 | 2026-10-20T00:00:00 | 2026-10-20T00:00:00 | 36 | 0 | 36 | 22.817 | 3194.38 | 55316-3157 | USA | D02 | 153 | VAN METER INC | 64180-1080 | 800FP-LSM26 | 2 Position Illuminated Selector Switch - Plastic, Maintained, Blue | PUR | 2 Position Illuminated Selector Switch - Plastic, Maintained, Blue | EA | EA |  | TRUE |  | P | DEL | 100
132778 | 6 | 5 | States | Champlin | Andrew Olson | TRUE | 2026-04-27T00:00:00 | 2026-11-04T00:00:00 | 2026-11-04T00:00:00 | 6 | 0 | 6 | 22.817 | 3194.38 | 55316-3157 | USA | D02 | 153 | VAN METER INC | 64180-1080 | 800FP-LSM26 | 2 Position Illuminated Selector Switch - Plastic, Maintained, Blue | PUR | 2 Position Illuminated Selector Switch - Plastic, Maintained, Blue | EA | EA |  | TRUE |  | P | DEL | 100
132778 | 7 | 1 | States | Champlin | Andrew Olson | TRUE | 2026-04-27T00:00:00 | 2026-10-21T00:00:00 | 2026-10-21T00:00:00 | 4 | 0 | 4 | 6.451 | 25.8 | 55316-3157 | USA | D02 | 153 | VAN METER INC | 64180-1080 | 800F-X01 | NC Contact Block 800F PB, 22mm Contact Block, Standard, Screw Contact Block, 1 N.C., Latch Mounting | PUR | NC Contact Block 800F PB, 22mm Contact Block, Standard, Screw Contact Block, 1 N.C., Latch Mounting | EA | EA |  | TRUE |  | P | DEL | 100
132778 | 8 | 1 | States | Champlin | Andrew Olson | TRUE | 2026-04-27T00:00:00 | 2026-08-31T00:00:00 | 2026-08-31T00:00:00 | 50 | 0 | 50 | 6.105 | 976.8 | 55316-3157 | USA | D02 | 153 | VAN METER INC | 64180-1080 | 800F-X10 | N.O. Contact Block for use with 800F series | PUR | N.O. Contact Block for use with 800F series | EA | EA |  | TRUE |  | P | DEL | 100
132778 | 8 | 2 | States | Champlin | Andrew Olson | TRUE | 2026-04-27T00:00:00 | 2026-10-21T00:00:00 | 2026-10-21T00:00:00 | 60 | 0 | 60 | 6.105 | 976.8 | 55316-3157 | USA | D02 | 153 | VAN METER INC | 64180-1080 | 800F-X10 | N.O. Contact Block for use with 800F series | PUR | N.O. Contact Block for use with 800F series | EA | EA |  | TRUE |  | P | DEL | 100
132778 | 8 | 3 | States | Champlin | Andrew Olson | TRUE | 2026-04-27T00:00:00 | 2026-11-04T00:00:00 | 2026-11-04T00:00:00 | 50 | 0 | 50 | 6.105 | 976.8 | 55316-3157 | USA | D02 | 153 | VAN METER INC | 64180-1080 | 800F-X10 | N.O. Contact Block for use with 800F series | PUR | N.O. Contact Block for use with 800F series | EA | EA |  | TRUE |  | P | DEL | 100
132778 | 9 | 1 | States | Champlin | Andrew Olson | TRUE | 2026-04-27T00:00:00 | 2026-08-31T00:00:00 | 2026-08-31T00:00:00 | 33 | 0 | 33 | 27.046 | 1947.31 | 55316-3157 | USA | D02 | 153 | VAN METER INC | 64180-1080 | CCMR002 | Fuse: 2A, Class CC time-delay, current limiting, 600VAC, 200kA interrupt cap, rejection type | PUR | Fuse: 2A, Class CC time-delay, current limiting, 600VAC, 200kA interrupt cap, rejection type | EA | EA |  | TRUE |  | P | DEL | 100
132778 | 9 | 2 | States | Champlin | Andrew Olson | TRUE | 2026-04-27T00:00:00 | 2026-09-14T00:00:00 | 2026-09-14T00:00:00 | 12 | 0 | 12 | 27.046 | 1947.31 | 55316-3157 | USA | D02 | 153 | VAN METER INC | 64180-1080 | CCMR002 | Fuse: 2A, Class CC time-delay, current limiting, 600VAC, 200kA interrupt cap, rejection type | PUR | Fuse: 2A, Class CC time-delay, current limiting, 600VAC, 200kA interrupt cap, rejection type | EA | EA |  | TRUE |  | P | DEL | 100
132778 | 9 | 3 | States | Champlin | Andrew Olson | TRUE | 2026-04-27T00:00:00 | 2026-10-21T00:00:00 | 2026-10-21T00:00:00 | 27 | 0 | 27 | 27.046 | 1947.31 | 55316-3157 | USA | D02 | 153 | VAN METER INC | 64180-1080 | CCMR002 | Fuse: 2A, Class CC time-delay, current limiting, 600VAC, 200kA interrupt cap, rejection type | PUR | Fuse: 2A, Class CC time-delay, current limiting, 600VAC, 200kA interrupt cap, rejection type | EA | EA |  | TRUE |  | P | DEL | 100
132778 | 10 | 1 | States | Champlin | Andrew Olson | TRUE | 2026-04-27T00:00:00 | 2026-08-10T00:00:00 | 2026-08-10T00:00:00 | 18 | 0 | 18 | 27.046 | 1298.21 | 55316-3157 | USA | D02 | 153 | VAN METER INC | 64180-1080 | CCMR007 | Fuse: 7A, Class CC time-delay, current limiting, 600VAC, 200kA interrupt cap, rejection type | PUR | Fuse: 7A, Class CC time-delay, current limiting, 600VAC, 200kA interrupt cap, rejection type | EA | EA |  | TRUE |  | P | DEL | 100
132778 | 10 | 2 | States | Champlin | Andrew Olson | TRUE | 2026-04-27T00:00:00 | 2026-10-21T00:00:00 | 2026-10-21T00:00:00 | 30 | 0 | 30 | 27.046 | 1298.21 | 55316-3157 | USA | D02 | 153 | VAN METER INC | 64180-1080 | CCMR007 | Fuse: 7A, Class CC time-delay, current limiting, 600VAC, 200kA interrupt cap, rejection type | PUR | Fuse: 7A, Class CC time-delay, current limiting, 600VAC, 200kA interrupt cap, rejection type | EA | EA |  | TRUE |  | P | DEL | 100
132778 | 11 | 1 | States | Champlin | Andrew Olson | TRUE | 2026-04-27T00:00:00 | 2026-08-10T00:00:00 | 2026-08-10T00:00:00 | 72 | 6 | 66 | 28.608 | 2059.78 | 55316-3157 | USA | D02 | 153 | VAN METER INC | 64180-1080 | CCMR030 | Fuse: 30A, Class CC time-delay, current limiting, 600VAC, 200kA interrupt cap, rejection type | PUR | Fuse: 30A, Class CC time-delay, current limiting, 600VAC, 200kA interrupt cap, rejection type | EA | EA |  | TRUE |  | P | DEL | 100
132778 | 12 | 1 | States | Champlin | Andrew Olson | TRUE | 2026-04-27T00:00:00 | 2026-08-10T00:00:00 | 2026-08-10T00:00:00 | 3 | 0 | 3 | 28.608 | 85.82 | 55316-3157 | USA | D02 | 153 | VAN METER INC | 64180-1080 | CCMR-20 | Fuse: 20A, Class CC time-delay, current limiting, 600VAC, 200kA interrupt cap, rejection type | PUR | Fuse: 20A, Class CC time-delay, current limiting, 600VAC, 200kA interrupt cap, rejection type | EA | EA |  | TRUE |  | P | DEL | 100
132778 | 13 | 3 | States | Champlin | Andrew Olson | TRUE | 2026-04-27T00:00:00 | 2026-07-06T00:00:00 | 2026-07-06T00:00:00 | 6 | 0 | 6 | 28.608 | 2488.9 | 55316-3157 | USA | D02 | 153 | VAN METER INC | 64180-1080 | CCMR-30 | Fuse: 30A, time-delay, clss cc, current limiting, 600VAC | PUR | Fuse: 30A, time-delay, clss cc, current limiting, 600VAC | EA | EA |  | TRUE |  | P | DEL | 100
132778 | 1 | 1 | States | Champlin | Andrew Olson | TRUE | 2026-04-27T00:00:00 | 2026-08-31T00:00:00 | 2026-08-31T00:00:00 | 8 | 0 | 8 | 21.872 | 699.9 | 55316-3157 | USA | D02 | 153 | VAN METER INC | 64180-1080 | 700-HB33Z24-3-4 | GP Tall Square Base Relay, 15 AMP Standard Contact, 24V DC, 3 Change-Over Contact (Three P), Push-To-Test, Manual Override & Pilot | PUR | GP Tall Square Base Relay, 15 AMP Standard Contact, 24V DC, 3 Change-Over Contact (Three P), Push-To-Test, Manual Override & Pilot | EA | EA |  | TRUE |  | P | DEL | 100
132778 | 1 | 2 | States | Champlin | Andrew Olson | TRUE | 2026-04-27T00:00:00 | 2026-10-21T00:00:00 | 2026-10-21T00:00:00 | 24 | 0 | 24 | 21.872 | 699.9 | 55316-3157 | USA | D02 | 153 | VAN METER INC | 64180-1080 | 700-HB33Z24-3-4 | GP Tall Square Base Relay, 15 AMP Standard Contact, 24V DC, 3 Change-Over Contact (Three P), Push-To-Test, Manual Override & Pilot | PUR | GP Tall Square Base Relay, 15 AMP Standard Contact, 24V DC, 3 Change-Over Contact (Three P), Push-To-Test, Manual Override & Pilot | EA | EA |  | TRUE |  | P | DEL | 100
132778 | 2 | 1 | States | Champlin | Andrew Olson | TRUE | 2026-04-27T00:00:00 | 2026-08-31T00:00:00 | 2026-08-31T00:00:00 | 8 | 0 | 8 | 9.257 | 296.22 | 55316-3157 | USA | D02 | 153 | VAN METER INC | 64180-1080 | 700-HN154 | Relay base for A-B P/N 700-HB33**** relays | PUR | Relay base for A-B P/N 700-HB33**** relays | EA | EA |  | TRUE |  | P | DEL | 100
132778 | 2 | 2 | States | Champlin | Andrew Olson | TRUE | 2026-04-27T00:00:00 | 2026-10-21T00:00:00 | 2026-10-21T00:00:00 | 24 | 0 | 24 | 9.257 | 296.22 | 55316-3157 | USA | D02 | 153 | VAN METER INC | 64180-1080 | 700-HN154 | Relay base for A-B P/N 700-HB33**** relays | PUR | Relay base for A-B P/N 700-HB33**** relays | EA | EA |  | TRUE |  | P | DEL | 100
132778 | 3 | 1 | States | Champlin | Andrew Olson | TRUE | 2026-04-27T00:00:00 | 2026-08-25T00:00:00 | 2026-08-25T00:00:00 | 48 | 0 | 48 | 2.97 | 475.2 | 55316-3157 | USA | D02 | 153 | VAN METER INC | 64180-1080 | 800F-ALP | 800F Latch, Plastic Latch | PUR | 800F Latch, Plastic Latch | EA | EA |  | TRUE |  | P | DEL | 100
132778 | 3 | 2 | States | Champlin | Andrew Olson | TRUE | 2026-04-27T00:00:00 | 2026-09-04T00:00:00 | 2026-09-04T00:00:00 | 52 | 0 | 52 | 2.97 | 475.2 | 55316-3157 | USA | D02 | 153 | VAN METER INC | 64180-1080 | 800F-ALP | 800F Latch, Plastic Latch | PUR | 800F Latch, Plastic Latch | EA | EA |  | TRUE |  | P | DEL | 100
132778 | 3 | 3 | States | Champlin | Andrew Olson | TRUE | 2026-04-27T00:00:00 | 2026-10-20T00:00:00 | 2026-10-20T00:00:00 | 48 | 0 | 48 | 2.97 | 475.2 | 55316-3157 | USA | D02 | 153 | VAN METER INC | 64180-1080 | 800F-ALP | 800F Latch, Plastic Latch | PUR | 800F Latch, Plastic Latch | EA | EA |  | TRUE |  | P | DEL | 100
132778 | 3 | 4 | States | Champlin | Andrew Olson | TRUE | 2026-04-27T00:00:00 | 2026-11-04T00:00:00 | 2026-11-04T00:00:00 | 12 | 0 | 12 | 2.97 | 475.2 | 55316-3157 | USA | D02 | 153 | VAN METER INC | 64180-1080 | 800F-ALP | 800F Latch, Plastic Latch | PUR | 800F Latch, Plastic Latch | EA | EA |  | TRUE |  | P | DEL | 100
132778 | 4 | 1 | States | Champlin | Andrew Olson | TRUE | 2026-04-27T00:00:00 | 2026-09-04T00:00:00 | 2026-09-04T00:00:00 | 1 | 0 | 1 | 45.904 | 183.62 | 55316-3157 | USA | D02 | 153 | VAN METER INC | 64180-1080 | 800F-AMRG | Protective Ring for 800FP-MP44 Emergency Stop Push Button | PUR | Protective Ring for 800FP-MP44 Emergency Stop Push Button | EA | EA |  | TRUE |  | P | DEL | 100
132778 | 4 | 2 | States | Champlin | Andrew Olson | TRUE | 2026-04-27T00:00:00 | 2026-10-21T00:00:00 | 2026-10-21T00:00:00 | 3 | 0 | 3 | 45.904 | 183.62 | 55316-3157 | USA | D02 | 153 | VAN METER INC | 64180-1080 | 800F-AMRG | Protective Ring for 800FP-MP44 Emergency Stop Push Button | PUR | Protective Ring for 800FP-MP44 Emergency Stop Push Button | EA | EA |  | TRUE |  | P | DEL | 100
132778 | 5 | 1 | States | Champlin | Andrew Olson | TRUE | 2026-04-27T00:00:00 | 2026-08-04T00:00:00 | 2026-08-04T00:00:00 | 72 | 0 | 72 | 44.376 | 6922.66 | 55316-3157 | USA | D02 | 153 | VAN METER INC | 64180-1080 | 800F-NUW | Pilot Light: 24-120V AC/DC (24-132V), White LED power module, 22.5mm | PUR | Pilot Light: 24-120V AC/DC (24-132V), White LED power module, 22.5mm | EA | EA |  | TRUE |  | P | DEL | 100
132778 | 5 | 2 | States | Champlin | Andrew Olson | TRUE | 2026-04-27T00:00:00 | 2026-08-31T00:00:00 | 2026-08-31T00:00:00 | 32 | 0 | 32 | 44.376 | 6922.66 | 55316-3157 | USA | D02 | 153 | VAN METER INC | 64180-1080 | 800F-NUW | Pilot Light: 24-120V AC/DC (24-132V), White LED power module, 22.5mm | PUR | Pilot Light: 24-120V AC/DC (24-132V), White LED power module, 22.5mm | EA | EA |  | TRUE |  | P | DEL | 100
132778 | 5 | 3 | States | Champlin | Andrew Olson | TRUE | 2026-04-27T00:00:00 | 2026-09-14T00:00:00 | 2026-09-14T00:00:00 | 4 | 0 | 4 | 44.376 | 6922.66 | 55316-3157 | USA | D02 | 153 | VAN METER INC | 64180-1080 | 800F-NUW | Pilot Light: 24-120V AC/DC (24-132V), White LED power module, 22.5mm | PUR | Pilot Light: 24-120V AC/DC (24-132V), White LED power module, 22.5mm | EA | EA |  | TRUE |  | P | DEL | 100
132778 | 5 | 4 | States | Champlin | Andrew Olson | TRUE | 2026-04-27T00:00:00 | 2026-10-20T00:00:00 | 2026-10-20T00:00:00 | 42 | 0 | 42 | 44.376 | 6922.66 | 55316-3157 | USA | D02 | 153 | VAN METER INC | 64180-1080 | 800F-NUW | Pilot Light: 24-120V AC/DC (24-132V), White LED power module, 22.5mm | PUR | Pilot Light: 24-120V AC/DC (24-132V), White LED power module, 22.5mm | EA | EA |  | TRUE |  | P | DEL | 100
131634 | 2 | 1 | States | Dayton | Andrew Olson | TRUE | 2026-03-05T00:00:00 | 2026-09-01T00:00:00 | 2026-09-01T00:00:00 | 1 | 0 | 1 | 478.071 | 478.07 | 55369-6417 | USA | D02 | 153 | VAN METER INC | 64180-1080 | RBA4-FLTR-1 | Indoor Discharge Filter Expulsion, Type RBA 1/pk | PUR | Indoor Discharge Filter Expulsion, Type RBA 1/pk | EA | EA | WER | TRUE |  | P | DEL | DAYTON
134662 | 1 | 1 | States | Champlin | Andrew Olson | TRUE | 2026-07-10T00:00:00 | 2026-07-24T00:00:00 | 2026-07-24T00:00:00 | 3 | 0 | 3 | 725.83 | 2177.49 | 55316-3157 | USA | D02 | 153 | VAN METER INC | 64180-1080 | 1133819 | QUINT-HP-BAT/PB/48DC/7.0AH/PT | PUR | QUINT-HP-BAT/PB/48DC/7.0AH/PT | EA | EA |  | TRUE |  | P | DEL | 100
134662 | 3 | 1 | States | Champlin | Andrew Olson | TRUE | 2026-07-10T00:00:00 | 2026-07-17T00:00:00 | 2026-07-17T00:00:00 | 2 | 0 | 2 | 98.7 | 197.4 | 55316-3157 | USA | D02 | 153 | VAN METER INC | 64180-1080 | 700-HT3 | Plug In Tube-Based Multi Timer Relay - Used With 700-HN204, -HN205 & -HN153 | PUR | Plug In Tube-Based Multi Timer Relay - Used With 700-HN204, -HN205 & -HN153 | EA | EA |  | TRUE |  | P | DEL | 100
134662 | 4 | 1 | States | Champlin | Andrew Olson | TRUE | 2026-07-10T00:00:00 | 2026-07-24T00:00:00 | 2026-07-24T00:00:00 | 1 | 0 | 1 | 38.618 | 38.62 | 55316-3157 | USA | D02 | 153 | VAN METER INC | 64180-1080 | 800B-SM2A | 800B SELECTOR SWITCH OPERATOR, 2 POSITION, MAINTAINED | PUR | 800B SELECTOR SWITCH OPERATOR, 2 POSITION, MAINTAINED | EA | EA |  | TRUE |  | P | DEL | 100
134662 | 5 | 1 | States | Champlin | Andrew Olson | TRUE | 2026-07-10T00:00:00 | 2026-08-14T00:00:00 | 2026-08-14T00:00:00 | 1 | 0 | 1 | 40.261 | 40.26 | 55316-3157 | USA | D02 | 153 | VAN METER INC | 64180-1080 | 800B-SM3A | 800B SELECTOR SWITCH OPERATOR, 3 POSITION, MAINTAINED | PUR | 800B SELECTOR SWITCH OPERATOR, 3 POSITION, MAINTAINED | EA | EA |  | TRUE |  | P | DEL | 100
134662 | 6 | 1 | States | Champlin | Andrew Olson | TRUE | 2026-07-10T00:00:00 | 2026-07-17T00:00:00 | 2026-07-17T00:00:00 | 4 | 0 | 4 | 13.807 | 55.23 | 55316-3157 | USA | D02 | 153 | VAN METER INC | 64180-1080 | 800EP-E2 | PUSH BUTTON - MOMENTARY, IP66, NEMA 4/4X/13 | PUR | PUSH BUTTON - MOMENTARY, IP66, NEMA 4/4X/13 | EA | EA |  | TRUE |  | P | DEL | 100
134662 | 7 | 1 | States | Champlin | Andrew Olson | TRUE | 2026-07-10T00:00:00 | 2026-07-24T00:00:00 | 2026-07-24T00:00:00 | 2100 | 0 | 2100 | 7.84 | 16464 | 55316-3157 | USA | D02 | 153 | VAN METER INC | 64180-1080 | 800F-ALM | 800F PB,22 mm Accessory,10 Pieces Metal Mounting Latch | PUR | 800F PB,22 mm Accessory,10 Pieces Metal Mounting Latch | EA | EA |  | TRUE |  | P | DEL | 100
134662 | 8 | 1 | States | Champlin | Andrew Olson | TRUE | 2026-07-10T00:00:00 | 2026-07-17T00:00:00 | 2026-07-17T00:00:00 | 200 | 0 | 200 | 43.993 | 17597.2 | 55316-3157 | USA | D02 | 153 | VAN METER INC | 64180-1080 | 800F-NUR | Pilot Light: 24-120V AC/DC (24-132V), Red LED power module, 22.5mm | PUR | Pilot Light: 24-120V AC/DC (24-132V), Red LED power module, 22.5mm | EA | EA |  | TRUE |  | P | DEL | 100
134662 | 8 | 2 | States | Champlin | Andrew Olson | TRUE | 2026-07-10T00:00:00 | 2026-08-17T00:00:00 | 2026-08-17T00:00:00 | 200 | 0 | 200 | 43.993 | 17597.2 | 55316-3157 | USA | D02 | 153 | VAN METER INC | 64180-1080 | 800F-NUR | Pilot Light: 24-120V AC/DC (24-132V), Red LED power module, 22.5mm | PUR | Pilot Light: 24-120V AC/DC (24-132V), Red LED power module, 22.5mm | EA | EA |  | TRUE |  | P | DEL | 100
133481 | 3 | 1 | States | Dayton | Andrew Olson | TRUE | 2026-05-21T00:00:00 | 2026-11-09T00:00:00 | 2026-11-09T00:00:00 | 2 | 0 | 2 | 21.24 | 42.48 | 55369-6417 | USA | D02 | 153 | VAN METER INC | 64180-1080 | GFNT2-I | GFI Receptacle: 125V 20A 5-20R Duplex GFI receptacle | PUR | GFI Receptacle: 125V 20A 5-20R Duplex GFI receptacle | EA | EA |  | TRUE |  | P | DEL | DAYTON
133481 | 2 | 5 | States | Dayton | Andrew Olson | TRUE | 2026-05-21T00:00:00 | 2026-11-20T00:00:00 | 2026-11-20T00:00:00 | 12 | 0 | 12 | 341.108 | 39568.53 | 55369-6417 | USA | D02 | 153 | VAN METER INC | 64180-1080 | FLK-050-CLKT | 2 IN 50MM C-RANGE IR WINDOW FLUKE | PUR | 2 IN 50MM C-RANGE IR WINDOW FLUKE | EA | EA |  | TRUE |  | P | DEL | Dayton
133481 | 2 | 4 | States | Dayton | Andrew Olson | TRUE | 2026-05-21T00:00:00 | 2026-10-26T00:00:00 | 2026-10-26T00:00:00 | 36 | 0 | 36 | 341.108 | 39568.53 | 55369-6417 | USA | D02 | 153 | VAN METER INC | 64180-1080 | FLK-050-CLKT | 2 IN 50MM C-RANGE IR WINDOW FLUKE | PUR | 2 IN 50MM C-RANGE IR WINDOW FLUKE | EA | EA |  | TRUE |  | P | DEL | Dayton
133481 | 2 | 3 | States | Dayton | Andrew Olson | TRUE | 2026-05-21T00:00:00 | 2026-09-24T00:00:00 | 2026-09-24T00:00:00 | 60 | 0 | 60 | 341.108 | 39568.53 | 55369-6417 | USA | D02 | 153 | VAN METER INC | 64180-1080 | FLK-050-CLKT | 2 IN 50MM C-RANGE IR WINDOW FLUKE | PUR | 2 IN 50MM C-RANGE IR WINDOW FLUKE | EA | EA |  | TRUE |  | P | DEL | Dayton
133481 | 2 | 2 | States | Dayton | Andrew Olson | TRUE | 2026-05-21T00:00:00 | 2026-07-28T00:00:00 | 2026-07-28T00:00:00 | 5 | 0 | 5 | 341.108 | 39568.53 | 55369-6417 | USA | D02 | 153 | VAN METER INC | 64180-1080 | FLK-050-CLKT | 2 IN 50MM C-RANGE IR WINDOW FLUKE | PUR | 2 IN 50MM C-RANGE IR WINDOW FLUKE | EA | EA |  | TRUE |  | P | DEL | Dayton
133481 | 1 | 1 | States | Dayton | Andrew Olson | TRUE | 2026-05-21T00:00:00 | 2026-09-24T00:00:00 | 2026-09-24T00:00:00 | 4 | 0 | 4 | 252.857 | 1011.43 | 55369-6417 | USA | D02 | 153 | VAN METER INC | 64180-1080 | EVCUGWD4 | LED Exit Sign and Emergency Lighting Unit w/ Side-Mounted Heads, Green Letters, 120/277VAC | PUR | LED Exit Sign and Emergency Lighting Unit w/ Side-Mounted Heads, Green Letters, 120/277VAC | EA | EA |  | TRUE |  | P | DEL | DAYTON
132609 | 4 | 1 | States | Champlin | Andrew Olson | TRUE | 2026-04-20T00:00:00 | 2026-12-22T00:00:00 | 2026-12-22T00:00:00 | 50 | 0 | 50 | 91.514 | 4575.7 | 55316-3157 | USA | D02 | 153 | VAN METER INC | 64180-1080 | DRUB15 | Receptacle: 120V, 15A, Din rail mount | PUR | Receptacle: 120V, 15A, Din rail mount | EA | EA |  | TRUE |  | P | DEL | 100
132609 | 2 | 1 | States | Champlin | Andrew Olson | TRUE | 2026-04-20T00:00:00 | 2026-07-17T00:00:00 | 2026-06-01T00:00:00 | 4 | 2 | 2 | 140.068 | 560.27 | 55316-3157 | USA | D02 | 153 | VAN METER INC | 64180-1080 | CCP2-3-30CC | Compact Circuit Pro Fuse Holder, 3-Pole | PUR | Compact Circuit Pro Fuse Holder, 3-Pole | EA | EA |  | TRUE |  | P | DEL | 100
132609 | 1 | 1 | States | Champlin | Andrew Olson | TRUE | 2026-04-20T00:00:00 | 2026-12-22T00:00:00 | 2026-12-22T00:00:00 | 7 | 0 | 7 | 21.872 | 153.1 | 55316-3157 | USA | D02 | 153 | VAN METER INC | 64180-1080 | 700-HB33Z24-3-4 | GP Tall Square Base Relay, 15 AMP Standard Contact, 24V DC, 3 Change-Over Contact (Three P), Push-To-Test, Manual Override & Pilot | PUR | GP Tall Square Base Relay, 15 AMP Standard Contact, 24V DC, 3 Change-Over Contact (Three P), Push-To-Test, Manual Override & Pilot | EA | EA |  | TRUE |  | P | DEL | 100
134704 | 1 | 1 | States | Champlin | Andrew Olson | TRUE | 2026-07-13T00:00:00 | 2026-08-05T00:00:00 | 2026-08-03T00:00:00 | 5 | 0 | 5 | 121.761 | 608.81 | 55316-3157 | USA | D02 | 153 | VAN METER INC | 64180-1080 | CHCC3DIU | FUSE HOLDER: 3P 10X38MFH 30A 600V CLASS CC INDICATOR | PUR | FUSE HOLDER: 3P 10X38MFH 30A 600V CLASS CC INDICATOR | EA | EA |  | TRUE |  | P | DEL | 100
134704 | 2 | 1 | States | Champlin | Andrew Olson | TRUE | 2026-07-13T00:00:00 | 2026-08-03T00:00:00 | 2026-08-03T00:00:00 | 50 | 0 | 50 | 91.514 | 4575.7 | 55316-3157 | USA | D02 | 153 | VAN METER INC | 64180-1080 | DRUB15 | Receptacle: 120V, 15A, Din rail mount | PUR | Receptacle: 120V, 15A, Din rail mount | EA | EA |  | TRUE |  | P | DEL | 100
134704 | 3 | 1 | States | Champlin | Andrew Olson | TRUE | 2026-07-13T00:00:00 | 2026-07-20T00:00:00 | 2026-07-20T00:00:00 | 2 | 0 | 2 | 108.794 | 217.59 | 55316-3157 | USA | D02 | 153 | VAN METER INC | 64180-1080 | DRUBGFI20 | Receptacle: GFCI, 120V, 20A, Din rail mount | PUR | Receptacle: GFCI, 120V, 20A, Din rail mount | EA | EA |  | TRUE |  | P | DEL | 100
134704 | 4 | 1 | States | Champlin | Andrew Olson | TRUE | 2026-07-13T00:00:00 | 2026-07-24T00:00:00 | 2026-07-24T00:00:00 | 4 | 0 | 4 | 17.731 | 70.92 | 55316-3157 | USA | D02 | 153 | VAN METER INC | 64180-1080 | LP-CC-4 | TIME-DELAY FUSE: 600Vac, 150Vdc, 4A, 200 kAIC at 600Vac & 20 kAIC at 150Vdc - Eaton Bussmann Series LP-CC | FFB | TIME-DELAY FUSE: 600Vac, 150Vdc, 4A, 200 kAIC at 600Vac & 20 kAIC at 150Vdc - Eaton Bussmann Series LP-CC | EA | EA |  | TRUE |  | P | DEL | 100
133136 | 1 | 1 | States | Dayton | Andrew Olson | TRUE | 2026-05-11T00:00:00 | 2026-11-09T00:00:00 | 2026-11-09T00:00:00 | 1 | 0 | 1 | 17.61 | 17.61 | 55369-6417 | USA | D02 | 153 | VAN METER INC | 64180-1080 | 1222I_ | LIGHT SWITCH: 20A 120/277V | PUR | LIGHT SWITCH: 20A 120/277V | EA | EA |  | TRUE |  | P | DEL | DAYTON
133136 | 2 | 1 | States | Dayton | Andrew Olson | TRUE | 2026-05-11T00:00:00 | 2026-11-16T00:00:00 | 2026-11-16T00:00:00 | 4 | 0 | 4 | 848.105 | 33.92 | 55369-6417 | USA | D02 | 153 | VAN METER INC | 64180-1080 | 5232 | Liquidtight Conduit Fitting, Straight, Steel, 1/2 Inch, Non-Insulated Steel | PUR | Liquidtight Conduit Fitting, Straight, Steel, 1/2 Inch, Non-Insulated Steel | EA | EA |  | TRUE |  | P | DEL | DAYTON
133136 | 3 | 1 | States | Dayton | Andrew Olson | TRUE | 2026-05-11T00:00:00 | 2026-11-16T00:00:00 | 2026-11-16T00:00:00 | 8 | 0 | 8 | 304.052 | 24.32 | 55369-6417 | USA | D02 | 153 | VAN METER INC | 64180-1080 | 8670 | 4 in. x 2 in. Handy Box, Welded, 2-1/8 in. Deep, Eleven 1/2 in. KO's | PUR | 4 in. x 2 in. Handy Box, Welded, 2-1/8 in. Deep, Eleven 1/2 in. KO's | EA | EA |  | TRUE |  | P | DEL | DAYTON
133136 | 4 | 1 | States | Dayton | Andrew Olson | TRUE | 2026-05-11T00:00:00 | 2026-07-27T00:00:00 | 2026-07-27T00:00:00 | 50 | 0 | 50 | 73.342 | 20389.08 | 55369-6417 | USA | D02 | 153 | VAN METER INC | 64180-1080 | CHCC2DIU | FUSE HOLDER: 2P 10X38MFH 30A 600V CLASS CC INDICATOR | PUR | FUSE HOLDER: 2P 10X38MFH 30A 600V CLASS CC INDICATOR | EA | EA |  | TRUE |  | P | DEL | Dayton
133136 | 4 | 2 | States | Dayton | Andrew Olson | TRUE | 2026-05-11T00:00:00 | 2026-08-25T00:00:00 | 2026-08-25T00:00:00 | 76 | 0 | 76 | 73.342 | 20389.08 | 55369-6417 | USA | D02 | 153 | VAN METER INC | 64180-1080 | CHCC2DIU | FUSE HOLDER: 2P 10X38MFH 30A 600V CLASS CC INDICATOR | PUR | FUSE HOLDER: 2P 10X38MFH 30A 600V CLASS CC INDICATOR | EA | EA |  | TRUE |  | P | DEL | Dayton
133136 | 4 | 3 | States | Dayton | Andrew Olson | TRUE | 2026-05-11T00:00:00 | 2026-09-24T00:00:00 | 2026-09-24T00:00:00 | 76 | 0 | 76 | 73.342 | 20389.08 | 55369-6417 | USA | D02 | 153 | VAN METER INC | 64180-1080 | CHCC2DIU | FUSE HOLDER: 2P 10X38MFH 30A 600V CLASS CC INDICATOR | PUR | FUSE HOLDER: 2P 10X38MFH 30A 600V CLASS CC INDICATOR | EA | EA |  | TRUE |  | P | DEL | Dayton
133136 | 4 | 4 | States | Dayton | Andrew Olson | TRUE | 2026-05-11T00:00:00 | 2026-10-26T00:00:00 | 2026-10-26T00:00:00 | 76 | 0 | 76 | 73.342 | 20389.08 | 55369-6417 | USA | D02 | 153 | VAN METER INC | 64180-1080 | CHCC2DIU | FUSE HOLDER: 2P 10X38MFH 30A 600V CLASS CC INDICATOR | PUR | FUSE HOLDER: 2P 10X38MFH 30A 600V CLASS CC INDICATOR | EA | EA |  | TRUE |  | P | DEL | Dayton
133136 | 5 | 1 | States | Dayton | Andrew Olson | TRUE | 2026-05-11T00:00:00 | 2026-07-27T00:00:00 | 2026-07-27T00:00:00 | 50 | 0 | 50 | 121.761 | 33849.56 | 55369-6417 | USA | D02 | 153 | VAN METER INC | 64180-1080 | CHCC3DIU | FUSE HOLDER: 3P 10X38MFH 30A 600V CLASS CC INDICATOR | PUR | FUSE HOLDER: 3P 10X38MFH 30A 600V CLASS CC INDICATOR | EA | EA |  | TRUE |  | P | DEL | DAYTON
133136 | 5 | 2 | States | Dayton | Andrew Olson | TRUE | 2026-05-11T00:00:00 | 2026-08-25T00:00:00 | 2026-08-25T00:00:00 | 76 | 0 | 76 | 121.761 | 33849.56 | 55369-6417 | USA | D02 | 153 | VAN METER INC | 64180-1080 | CHCC3DIU | FUSE HOLDER: 3P 10X38MFH 30A 600V CLASS CC INDICATOR | PUR | FUSE HOLDER: 3P 10X38MFH 30A 600V CLASS CC INDICATOR | EA | EA |  | TRUE |  | P | DEL | DAYTON
133136 | 5 | 3 | States | Dayton | Andrew Olson | TRUE | 2026-05-11T00:00:00 | 2026-09-24T00:00:00 | 2026-09-24T00:00:00 | 76 | 0 | 76 | 121.761 | 33849.56 | 55369-6417 | USA | D02 | 153 | VAN METER INC | 64180-1080 | CHCC3DIU | FUSE HOLDER: 3P 10X38MFH 30A 600V CLASS CC INDICATOR | PUR | FUSE HOLDER: 3P 10X38MFH 30A 600V CLASS CC INDICATOR | EA | EA |  | TRUE |  | P | DEL | DAYTON
133136 | 5 | 4 | States | Dayton | Andrew Olson | TRUE | 2026-05-11T00:00:00 | 2026-10-26T00:00:00 | 2026-10-26T00:00:00 | 76 | 0 | 76 | 121.761 | 33849.56 | 55369-6417 | USA | D02 | 153 | VAN METER INC | 64180-1080 | CHCC3DIU | FUSE HOLDER: 3P 10X38MFH 30A 600V CLASS CC INDICATOR | PUR | FUSE HOLDER: 3P 10X38MFH 30A 600V CLASS CC INDICATOR | EA | EA |  | TRUE |  | P | DEL | DAYTON
132242 | 6 | 4 | States | Champlin | Andrew Olson | TRUE | 2026-04-03T00:00:00 | 2026-08-31T00:00:00 | 2026-08-31T00:00:00 | 64 | 0 | 64 | 18.435 | 4774.67 | 55316-3157 | USA | D02 | 153 | VAN METER INC | 64180-1080 | FNQ-R-20 | 20A, CLASS CC FUSE, TYPE R, TIME-DELAY, CURRENT-LIMITING, REJECTION TYPE, 200/20kA @ 600VAC/300VDC | PUR | 20A, CLASS CC FUSE, TYPE R, TIME-DELAY, CURRENT-LIMITING, REJECTION TYPE, 200/20kA @ 600VAC/300VDC | EA | EA | WER | TRUE |  | P | DEL | 100
134544 | 1 | 1 | States | Champlin | Andrew Olson | TRUE | 2026-07-06T00:00:00 | 2026-10-01T00:00:00 | 2026-10-01T00:00:00 | 50 | 0 | 50 | 29.212 | 1460.6 | 55316-3157 | USA | D02 | 153 | VAN METER INC | 64180-1080 | CCMR 2 | Fuse, Class CC, 2A, 600VAC, Dual Element, Fast Acting, Time Delay | PUR | Fuse, Class CC, 2A, 600VAC, Dual Element, Fast Acting, Time Delay | EA | EA |  | TRUE |  | P | DEL | 100
134544 | 4 | 1 | States | Champlin | Andrew Olson | TRUE | 2026-07-06T00:00:00 | 2026-07-27T00:00:00 | 2026-07-27T00:00:00 | 225 | 0 | 225 | 30.902 | 6952.95 | 55316-3157 | USA | D02 | 153 | VAN METER INC | 64180-1080 | CCMR030 | Fuse: 30A, Class CC time-delay, current limiting, 600VAC, 200kA interrupt cap, rejection type | PUR | Fuse: 30A, Class CC time-delay, current limiting, 600VAC, 200kA interrupt cap, rejection type | EA | EA |  | TRUE |  | P | DEL | 100
134544 | 7 | 1 | States | Champlin | Andrew Olson | TRUE | 2026-07-06T00:00:00 | 2026-07-27T00:00:00 | 2026-07-27T00:00:00 | 300 | 0 | 300 | 30.902 | 9270.6 | 55316-3157 | USA | D02 | 153 | VAN METER INC | 64180-1080 | CCMR-30 | Fuse: 30A, time-delay, clss cc, current limiting, 600VAC | PUR | Fuse: 30A, time-delay, clss cc, current limiting, 600VAC | EA | EA |  | TRUE |  | P | DEL | 100
134544 | 9 | 1 | States | Champlin | Andrew Olson | TRUE | 2026-07-06T00:00:00 | 2026-08-04T00:00:00 | 2026-08-04T00:00:00 | 12 | 0 | 12 | 140.068 | 1680.82 | 55316-3157 | USA | D02 | 153 | VAN METER INC | 64180-1080 | CCP2-3-30CC | Compact Circuit Pro Fuse Holder, 3-Pole | PUR | Compact Circuit Pro Fuse Holder, 3-Pole | EA | EA |  | TRUE |  | P | DEL | 100
132470 | 10 | 1 | States | Champlin | Andrew Olson | TRUE | 2026-04-14T00:00:00 | 2026-07-10T00:00:00 | 2026-06-10T00:00:00 | 600 | 585 | 15 | 128.318 | 76990.8 | 55316-3157 | USA | D02 | 153 | VAN METER INC | 64180-1080 | CCP2B-2-50CF | FUSIBLE DISCONNECT: 600 Vac, 125 Vdc, 225A, 2-POLE, 50A - Eaton Bussmann Series CCP UL98 | FFB | FUSIBLE DISCONNECT: 600 Vac, 125 Vdc, 225A, 2-POLE, 50A - Eaton Bussmann Series CCP UL98 | EA | EA |  | TRUE |  | P | DEL | 100
134236 | 6 | 1 | States | Dayton | Andrew Olson | TRUE | 2026-06-19T00:00:00 | 2026-09-04T00:00:00 | 2026-09-04T00:00:00 | 2 | 0 | 2 | 19.706 | 39.41 | 55369-6417 | USA | D02 | 153 | VAN METER INC | 64180-1080 | WPLED18N | Exterior LED Wallpack w/ photocell | PUR | Exterior LED Wallpack w/ photocell | EA | EA |  | TRUE |  | P | DEL | DAYTON
134236 | 4 | 1 | States | Dayton | Andrew Olson | TRUE | 2026-06-19T00:00:00 | 2026-09-04T00:00:00 | 2026-09-04T00:00:00 | 6 | 0 | 6 | 19.706 | 118.24 | 55369-6417 | USA | D02 | 153 | VAN METER INC | 64180-1080 | GFNT2-GY | GFI Receptacle: 125V 20A 5-20R Duplex GFI receptacle | PUR | GFI Receptacle: 125V 20A 5-20R Duplex GFI receptacle | EA | EA |  | TRUE |  | P | DEL | DAYTON
134236 | 3 | 1 | States | Dayton | Andrew Olson | TRUE | 2026-06-19T00:00:00 | 2026-09-04T00:00:00 | 2026-09-04T00:00:00 | 2 | 0 | 2 | 19.706 | 39.41 | 55369-6417 | USA | D02 | 153 | VAN METER INC | 64180-1080 | EVCURWD4 | LED Exit Sign and Emergency Lighting Unit w/ Side-Mounted Heads, Red Letters, 120/277VAC | PUR | LED Exit Sign and Emergency Lighting Unit w/ Side-Mounted Heads, Red Letters, 120/277VAC | EA | EA |  | TRUE |  | P | DEL | DAYTON
134236 | 1 | 1 | States | Dayton | Andrew Olson | TRUE | 2026-06-19T00:00:00 | 2026-09-04T00:00:00 | 2026-09-04T00:00:00 | 2 | 0 | 2 | 6.04 | 12.08 | 55369-6417 | USA | D02 | 153 | VAN METER INC | 64180-1080 | 1223-2GY | Light Switch: Three Way 20A, 120/277V | PUR | Light Switch: Three Way 20A, 120/277V | EA | EA |  | TRUE |  | P | DEL | DAYTON
131624 | 6 | 6 | States | Champlin | Andrew Olson | TRUE | 2026-03-04T00:00:00 | 2026-08-05T00:00:00 | 2026-07-27T00:00:00 | 45 | 0 | 45 | 112.07 | 26896.8 | 55316-3157 | USA | D02 | 153 | VAN METER INC | 64180-1080 | CHCC3DIU | FUSE HOLDER: 3P 10X38MFH 30A 600V CLASS CC INDICATOR | PUR | FUSE HOLDER: 3P 10X38MFH 30A 600V CLASS CC INDICATOR | EA | EA | WER | TRUE |  | P | DEL | 100
131624 | 6 | 5 | States | Champlin | Andrew Olson | TRUE | 2026-03-04T00:00:00 | 2026-08-05T00:00:00 | 2026-06-24T00:00:00 | 48 | 0 | 48 | 112.07 | 26896.8 | 55316-3157 | USA | D02 | 153 | VAN METER INC | 64180-1080 | CHCC3DIU | FUSE HOLDER: 3P 10X38MFH 30A 600V CLASS CC INDICATOR | PUR | FUSE HOLDER: 3P 10X38MFH 30A 600V CLASS CC INDICATOR | EA | EA | WER | TRUE |  | P | DEL | 100
131624 | 6 | 4 | States | Champlin | Andrew Olson | TRUE | 2026-03-04T00:00:00 | 2026-08-05T00:00:00 | 2026-06-01T00:00:00 | 48 | 2 | 46 | 112.07 | 26896.8 | 55316-3157 | USA | D02 | 153 | VAN METER INC | 64180-1080 | CHCC3DIU | FUSE HOLDER: 3P 10X38MFH 30A 600V CLASS CC INDICATOR | PUR | FUSE HOLDER: 3P 10X38MFH 30A 600V CLASS CC INDICATOR | EA | EA | WER | TRUE |  | P | DEL | 100
131624 | 5 | 6 | States | Champlin | Andrew Olson | TRUE | 2026-03-04T00:00:00 | 2026-07-27T00:00:00 | 2026-07-27T00:00:00 | 210 | 0 | 210 | 32.58 | 37369.26 | 55316-3157 | USA | D02 | 153 | VAN METER INC | 64180-1080 | CHCC1DIU | FUSE HOLDER: 1P 10X38MFH 30A 600V CLASS CC INDICATOR | PUR | FUSE HOLDER: 1P 10X38MFH 30A 600V CLASS CC INDICATOR | EA | EA | WER | TRUE |  | P | DEL | 100
131097 | 2 | 1 | States | Dayton | Andrew Olson | TRUE | 2026-02-05T00:00:00 | 2026-09-01T00:00:00 | 2026-09-01T00:00:00 | 200 | 0 | 200 | 3.8201 | 764.02 | 55369 | USA | D02 | 153 | VAN METER INC | 64180-1080 | LU2-1CUC-S500 | Lug 1 barrel copper #2 str/flex crimp, single 1/2" mounting | LUG | Lug 1 barrel copper #2 str/flex crimp, single 1/2" mounting | EA | EA | WER | TRUE |  | P | DEL | Dayton
131097 | 1 | 1 | States | Dayton | Andrew Olson | TRUE | 2026-02-05T00:00:00 | 2026-09-01T00:00:00 | 2026-09-01T00:00:00 | 200 | 0 | 200 | 3.4314 | 686.28 | 55369 | USA | D02 | 153 | VAN METER INC | 64180-1080 | LU2/0-1CUC-S375 | Lug 1 barrel copper 2/0 or 1/0 weld crimp, single 3/8" mounting | LUG | Lug 1 barrel copper 2/0 or 1/0 weld crimp, single 3/8" mounting | EA | EA | WER | TRUE |  | P | DEL | Dayton
134476 | 1 | 1 | States | Dayton | Andrew Olson | TRUE | 2026-07-01T00:00:00 | 2026-07-31T00:00:00 | 2026-07-31T00:00:00 | 10 | 0 | 10 | 14.478 | 144.78 | 55369-6417 | USA | D02 | 153 | VAN METER INC | 64180-1080 | 700-HN153 | Relay Base for Timing Module | PUR | Relay Base for Timing Module | EA | EA |  | TRUE |  | P | DEL | Dayton
134476 | 2 | 1 | States | Dayton | Andrew Olson | TRUE | 2026-07-01T00:00:00 | 2026-07-28T00:00:00 | 2026-07-28T00:00:00 | 5 | 0 | 5 | 98.7 | 493.5 | 55369-6417 | USA | D02 | 153 | VAN METER INC | 64180-1080 | 700-HT3-A | Timing Module | PUR | Timing Module | EA | EA |  | TRUE |  | P | DEL | dayton
134476 | 3 | 1 | States | Dayton | Andrew Olson | TRUE | 2026-07-01T00:00:00 | 2026-07-31T00:00:00 | 2026-07-31T00:00:00 | 10 | 0 | 10 | 45.302 | 453.02 | 55369-6417 | USA | D02 | 153 | VAN METER INC | 64180-1080 | 800F-AMRG | Protective Ring for 800FP-MP44 Emergency Stop Push Button | PUR | Protective Ring for 800FP-MP44 Emergency Stop Push Button | EA | EA |  | TRUE |  | P | DEL | Dayton
134476 | 4 | 1 | States | Dayton | Andrew Olson | TRUE | 2026-07-01T00:00:00 | 2026-07-31T00:00:00 | 2026-07-31T00:00:00 | 5 | 0 | 5 | 10.385 | 51.93 | 55369-6417 | USA | D02 | 153 | VAN METER INC | 64180-1080 | 800FP-F4 | PUSHBUTTON RED | MEC | PUSHBUTTON RED | EA | EA |  | TRUE |  | P | DEL | Dayton
134476 | 5 | 1 | States | Dayton | Andrew Olson | TRUE | 2026-07-01T00:00:00 | 2026-07-31T00:00:00 | 2026-07-31T00:00:00 | 5 | 0 | 5 | 10.385 | 51.93 | 55369-6417 | USA | D02 | 153 | VAN METER INC | 64180-1080 | 800FP-F6 | PUSHBUTTON BLUE | MEC | PUSHBUTTON BLUE | EA | EA |  | TRUE |  | P | DEL | Dayton
134476 | 6 | 1 | States | Dayton | Andrew Olson | TRUE | 2026-07-01T00:00:00 | 2026-07-31T00:00:00 | 2026-07-31T00:00:00 | 10 | 0 | 10 | 46.404 | 464.04 | 55369-6417 | USA | D02 | 153 | VAN METER INC | 64180-1080 | 800FP-MP44 | Emergency Stop Push Button: Push-Pull, Red | PUR | Emergency Stop Push Button: Push-Pull, Red | EA | EA |  | TRUE |  | P | DEL | Dayton
134476 | 7 | 1 | States | Dayton | Andrew Olson | TRUE | 2026-07-01T00:00:00 | 2026-07-31T00:00:00 | 2026-07-31T00:00:00 | 25 | 0 | 25 | 6.367 | 159.18 | 55369-6417 | USA | D02 | 153 | VAN METER INC | 64180-1080 | 800F-X01 | NC Contact Block 800F PB, 22mm Contact Block, Standard, Screw Contact Block, 1 N.C., Latch Mounting | PUR | NC Contact Block 800F PB, 22mm Contact Block, Standard, Screw Contact Block, 1 N.C., Latch Mounting | EA | EA |  | TRUE |  | P | DEL | Dayton
134476 | 8 | 1 | States | Dayton | Andrew Olson | TRUE | 2026-07-01T00:00:00 | 2026-07-31T00:00:00 | 2026-07-31T00:00:00 | 25 | 0 | 25 | 6.026 | 150.65 | 55369-6417 | USA | D02 | 153 | VAN METER INC | 64180-1080 | 800F-X10 | N.O. Contact Block for use with 800F series | PUR | N.O. Contact Block for use with 800F series | EA | EA |  | TRUE |  | P | DEL | DAYTON
133242 | 1 | 1 | States | Champlin | Andrew Olson | TRUE | 2026-05-13T00:00:00 | 2026-08-26T00:00:00 | 2026-08-26T00:00:00 | 24 | 0 | 24 | 95.69 | 2296.56 | 55316-3157 | USA | D02 | 153 | VAN METER INC | 64180-1080 | 5F100-2IL | Plate (beige), 62.5 µm MM (OM1), Duplex LC, 12-fiber, zirconia ceramic sleeve | PUR | Plate (beige), 62.5 µm MM (OM1), Duplex LC, 12-fiber, zirconia ceramic sleeve | EA | EA |  | TRUE |  | P | DEL | 100
133242 | 2 | 1 | States | Champlin | Andrew Olson | TRUE | 2026-05-13T00:00:00 | 2026-08-26T00:00:00 | 2026-08-26T00:00:00 | 6 | 0 | 6 | 231.832 | 1390.99 | 55316-3157 | USA | D02 | 153 | VAN METER INC | 64180-1080 | 5WMED-04C | Medium Enclosure, empty with dual door, no lock | PUR | Medium Enclosure, empty with dual door, no lock | EA | EA |  | TRUE |  | P | DEL | 100
133242 | 3 | 1 | States | Champlin | Andrew Olson | TRUE | 2026-05-13T00:00:00 | 2026-08-26T00:00:00 | 2026-08-26T00:00:00 | 349 | 0 | 349 | 21.872 | 7633.33 | 55316-3157 | USA | D02 | 153 | VAN METER INC | 64180-1080 | 700-HB33Z24-3-4 | GP Tall Square Base Relay, 15 AMP Standard Contact, 24V DC, 3 Change-Over Contact (Three P), Push-To-Test, Manual Override & Pilot | PUR | GP Tall Square Base Relay, 15 AMP Standard Contact, 24V DC, 3 Change-Over Contact (Three P), Push-To-Test, Manual Override & Pilot | EA | EA |  | TRUE |  | P | DEL | 100
133242 | 4 | 1 | States | Champlin | Andrew Olson | TRUE | 2026-05-13T00:00:00 | 2026-08-26T00:00:00 | 2026-08-26T00:00:00 | 372 | 0 | 372 | 9.257 | 3443.6 | 55316-3157 | USA | D02 | 153 | VAN METER INC | 64180-1080 | 700-HN154 | Relay base for A-B P/N 700-HB33**** relays | PUR | Relay base for A-B P/N 700-HB33**** relays | EA | EA |  | TRUE |  | P | DEL | 100
133242 | 5 | 1 | States | Champlin | Andrew Olson | TRUE | 2026-05-13T00:00:00 | 2026-09-24T00:00:00 | 2026-09-24T00:00:00 | 528 | 0 | 528 | 2.97 | 1568.16 | 55316-3157 | USA | D02 | 153 | VAN METER INC | 64180-1080 | 800F-ALP | 800F Latch, Plastic Latch | PUR | 800F Latch, Plastic Latch | EA | EA |  | TRUE |  | P | DEL | 100
133242 | 6 | 1 | States | Champlin | Andrew Olson | TRUE | 2026-05-13T00:00:00 | 2026-08-26T00:00:00 | 2026-08-26T00:00:00 | 48 | 0 | 48 | 45.904 | 2203.39 | 55316-3157 | USA | D02 | 153 | VAN METER INC | 64180-1080 | 800F-AMRG | Protective Ring for 800FP-MP44 Emergency Stop Push Button | PUR | Protective Ring for 800FP-MP44 Emergency Stop Push Button | EA | EA |  | TRUE |  | P | DEL | 100
133242 | 7 | 1 | States | Champlin | Andrew Olson | TRUE | 2026-05-13T00:00:00 | 2026-08-26T00:00:00 | 2026-08-26T00:00:00 | 96 | 0 | 96 | 44.58 | 4279.68 | 55316-3157 | USA | D02 | 153 | VAN METER INC | 64180-1080 | 800F-NUG | Pilot Light: 24-120V AC/DC (24-132V), Green LED power module, 22.5mm | PUR | Pilot Light: 24-120V AC/DC (24-132V), Green LED power module, 22.5mm | EA | EA |  | TRUE |  | P | DEL | 100
133242 | 8 | 1 | States | Champlin | Andrew Olson | TRUE | 2026-05-13T00:00:00 | 2026-08-26T00:00:00 | 2026-08-26T00:00:00 | 137 | 0 | 137 | 44.58 | 6107.46 | 55316-3157 | USA | D02 | 153 | VAN METER INC | 64180-1080 | 800F-NUR | Pilot Light: 24-120V AC/DC (24-132V), Red LED power module, 22.5mm | PUR | Pilot Light: 24-120V AC/DC (24-132V), Red LED power module, 22.5mm | EA | EA |  | TRUE |  | P | DEL | 100
133242 | 9 | 1 | States | Champlin | Andrew Olson | TRUE | 2026-05-13T00:00:00 | 2026-10-26T00:00:00 | 2026-10-26T00:00:00 | 256 | 0 | 256 | 44.376 | 11360.26 | 55316-3157 | USA | D02 | 153 | VAN METER INC | 64180-1080 | 800F-NUW | Pilot Light: 24-120V AC/DC (24-132V), White LED power module, 22.5mm | PUR | Pilot Light: 24-120V AC/DC (24-132V), White LED power module, 22.5mm | EA | EA |  | TRUE |  | P | DEL | 100
133242 | 10 | 1 | States | Champlin | Andrew Olson | TRUE | 2026-05-13T00:00:00 | 2026-08-25T00:00:00 | 2026-08-25T00:00:00 | 66 | 0 | 66 | 6.451 | 425.77 | 55316-3157 | USA | D02 | 153 | VAN METER INC | 64180-1080 | 800F-X01 | NC Contact Block 800F PB, 22mm Contact Block, Standard, Screw Contact Block, 1 N.C., Latch Mounting | PUR | NC Contact Block 800F PB, 22mm Contact Block, Standard, Screw Contact Block, 1 N.C., Latch Mounting | EA | EA |  | TRUE |  | P | DEL | 100
133242 | 11 | 1 | States | Champlin | Andrew Olson | TRUE | 2026-05-13T00:00:00 | 2026-09-24T00:00:00 | 2026-09-24T00:00:00 | 966 | 0 | 966 | 6.105 | 5897.43 | 55316-3157 | USA | D02 | 153 | VAN METER INC | 64180-1080 | 800F-X10 | N.O. Contact Block for use with 800F series | PUR | N.O. Contact Block for use with 800F series | EA | EA |  | TRUE |  | P | DEL | 100
133684 | 9 | 1 | States | Champlin | Andrew Olson | TRUE | 2026-05-28T00:00:00 | 2026-10-01T00:00:00 | 2026-10-01T00:00:00 | 100 | 0 | 100 | 29.212 | 2921.2 | 55316-3157 | USA | D02 | 153 | VAN METER INC | 64180-1080 | CCMR002 | Fuse: 2A, Class CC time-delay, current limiting, 600VAC, 200kA interrupt cap, rejection type | PUR | Fuse: 2A, Class CC time-delay, current limiting, 600VAC, 200kA interrupt cap, rejection type | EA | EA |  | TRUE |  | P | DEL | 100
133684 | 8 | 1 | States | Champlin | Andrew Olson | TRUE | 2026-05-28T00:00:00 | 2026-10-01T00:00:00 | 2026-10-01T00:00:00 | 100 | 0 | 100 | 6.367 | 636.7 | 55316-3157 | USA | D02 | 153 | VAN METER INC | 64180-1080 | 800F-X01 | NC Contact Block 800F PB, 22mm Contact Block, Standard, Screw Contact Block, 1 N.C., Latch Mounting | PUR | NC Contact Block 800F PB, 22mm Contact Block, Standard, Screw Contact Block, 1 N.C., Latch Mounting | EA | EA |  | TRUE |  | P | DEL | 100
133684 | 7 | 1 | States | Champlin | Andrew Olson | TRUE | 2026-05-28T00:00:00 | 2026-10-01T00:00:00 | 2026-10-01T00:00:00 | 50 | 0 | 50 | 19.111 | 955.55 | 55316-3157 | USA | D02 | 153 | VAN METER INC | 64180-1080 | 800FP-SM22 | SOURCE PREFERRED SWITCH: 2-POSITION, MAINTAINED, 22.5MM, STANDARD KNOB | PUR | SOURCE PREFERRED SWITCH: 2-POSITION, MAINTAINED, 22.5MM, STANDARD KNOB | EA | EA |  | TRUE |  | P | DEL | 100
133684 | 6 | 1 | States | Champlin | Andrew Olson | TRUE | 2026-05-28T00:00:00 | 2026-10-01T00:00:00 | 2026-10-01T00:00:00 | 100 | 0 | 100 | 8.457 | 845.7 | 55316-3157 | USA | D02 | 153 | VAN METER INC | 64180-1080 | 800FP-P4 | Pilot Light: Plastic, Red, 22.5mm, Does not include power module | PUR | Pilot Light: Plastic, Red, 22.5mm, Does not include power module | EA | EA |  | TRUE |  | P | DEL | 100
133684 | 5 | 1 | States | Champlin | Andrew Olson | TRUE | 2026-05-28T00:00:00 | 2026-10-01T00:00:00 | 2026-10-01T00:00:00 | 100 | 0 | 100 | 8.457 | 845.7 | 55316-3157 | USA | D02 | 153 | VAN METER INC | 64180-1080 | 800FP-P3 | Pilot Light: Plastic, Green, 22.5mm, Does not include power module | PUR | Pilot Light: Plastic, Green, 22.5mm, Does not include power module | EA | EA |  | TRUE |  | P | DEL | 100
133684 | 3 | 1 | States | Champlin | Andrew Olson | TRUE | 2026-05-28T00:00:00 | 2026-10-01T00:00:00 | 2026-10-01T00:00:00 | 200 | 0 | 200 | 22.516 | 4503.2 | 55316-3157 | USA | D02 | 153 | VAN METER INC | 64180-1080 | 800FP-LSM26 | 2 Position Illuminated Selector Switch - Plastic, Maintained, Blue | PUR | 2 Position Illuminated Selector Switch - Plastic, Maintained, Blue | EA | EA |  | TRUE |  | P | DEL | 100
133684 | 2 | 1 | States | Champlin | Andrew Olson | TRUE | 2026-05-28T00:00:00 | 2026-10-01T00:00:00 | 2026-10-01T00:00:00 | 1000 | 0 | 1000 | 2.93 | 2930 | 55316-3157 | USA | D02 | 153 | VAN METER INC | 64180-1080 | 800F-ALP | 800F Latch, Plastic Latch | PUR | 800F Latch, Plastic Latch | EA | EA |  | TRUE |  | P | DEL | 100
133684 | 1 | 1 | States | Champlin | Andrew Olson | TRUE | 2026-05-28T00:00:00 | 2026-09-01T00:00:00 | 2026-09-01T00:00:00 | 100 | 0 | 100 | 9.082 | 908.2 | 55316-3157 | USA | D02 | 153 | VAN METER INC | 64180-1080 | 700-HN154 | Relay base for A-B P/N 700-HB33**** relays | PUR | Relay base for A-B P/N 700-HB33**** relays | EA | EA |  | TRUE |  | P | DEL | 100
133719 | 4 | 1 | States | Dayton | Andrew Olson | TRUE | 2026-05-29T00:00:00 | 2026-12-23T00:00:00 | 2026-12-23T00:00:00 | 190 | 0 | 190 | 8.457 | 1606.83 | 55369-6417 | USA | D02 | 153 | VAN METER INC | 64180-1080 | 800FP-P0 | Pilot Light: Plastic, Amber, 22.5mm, Does not include power module | PUR | Pilot Light: Plastic, Amber, 22.5mm, Does not include power module | EA | EA |  | TRUE |  | P | DEL | DAYTON
133719 | 3 | 1 | States | Dayton | Andrew Olson | TRUE | 2026-05-29T00:00:00 | 2026-11-20T00:00:00 | 2026-11-20T00:00:00 | 240 | 0 | 240 | 43.79 | 10509.6 | 55369-6417 | USA | D02 | 153 | VAN METER INC | 64180-1080 | 800F-NUW | Pilot Light: 24-120V AC/DC (24-132V), White LED power module, 22.5mm | PUR | Pilot Light: 24-120V AC/DC (24-132V), White LED power module, 22.5mm | EA | EA |  | TRUE |  | P | DEL | DAYTON
133719 | 2 | 1 | States | Dayton | Andrew Olson | TRUE | 2026-05-29T00:00:00 | 2026-12-23T00:00:00 | 2026-12-23T00:00:00 | 194 | 0 | 194 | 2.93 | 568.42 | 55369-6417 | USA | D02 | 153 | VAN METER INC | 64180-1080 | 800F-ALP | 800F Latch, Plastic Latch | PUR | 800F Latch, Plastic Latch | EA | EA |  | TRUE |  | P | DEL | DAYTON
133719 | 1 | 1 | States | Dayton | Andrew Olson | TRUE | 2026-05-29T00:00:00 | 2026-11-20T00:00:00 | 2026-11-20T00:00:00 | 32 | 0 | 32 | 705.288 | 22569.22 | 55369-6417 | USA | D02 | 153 | VAN METER INC | 64180-1080 | 36ABGN223.15 | CPT Fuses | PUR | Primary Fuse | EA | EA |  | TRUE |  | P | DEL | DAYTON
132661 | 9 | 1 | States | Champlin | Andrew Olson | TRUE | 2026-04-22T00:00:00 | 2026-08-25T00:00:00 | 2026-08-25T00:00:00 | 1 | 0 | 1 | 15.535 | 15.54 | 55316-3157 | USA | D02 | 153 | VAN METER INC | 64180-1080 | SPLMT-HKT | Splice tray mounting hardware kit | PUR | Splice tray mounting hardware kit | EA | EA |  | TRUE |  | P | DEL | 100
132661 | 7 | 2 | States | Champlin | Andrew Olson | TRUE | 2026-04-22T00:00:00 | 2026-10-26T00:00:00 | 2026-10-26T00:00:00 | 24 | 0 | 24 | 27.046 | 865.47 | 55316-3157 | USA | D02 | 153 | VAN METER INC | 64180-1080 | CCMR003 | Fuse: 3A, Class CC time-delay, current limiting, 600VAC, 200kA interrupt cap, rejection type | PUR | Fuse: 3A, Class CC time-delay, current limiting, 600VAC, 200kA interrupt cap, rejection type | EA | EA |  | TRUE |  | P | DEL | 100
132661 | 7 | 1 | States | Champlin | Andrew Olson | TRUE | 2026-04-22T00:00:00 | 2026-09-14T00:00:00 | 2026-09-14T00:00:00 | 8 | 0 | 8 | 27.046 | 865.47 | 55316-3157 | USA | D02 | 153 | VAN METER INC | 64180-1080 | CCMR003 | Fuse: 3A, Class CC time-delay, current limiting, 600VAC, 200kA interrupt cap, rejection type | PUR | Fuse: 3A, Class CC time-delay, current limiting, 600VAC, 200kA interrupt cap, rejection type | EA | EA |  | TRUE |  | P | DEL | 100
132661 | 5 | 10 | States | Champlin | Andrew Olson | TRUE | 2026-04-22T00:00:00 | 2026-11-04T00:00:00 | 2026-11-04T00:00:00 | 6 | 0 | 6 | 22.817 | 5521.71 | 55316-3157 | USA | D02 | 153 | VAN METER INC | 64180-1080 | 800FP-LSM26 | 2 Position Illuminated Selector Switch - Plastic, Maintained, Blue | PUR | 2 Position Illuminated Selector Switch - Plastic, Maintained, Blue | EA | EA |  | TRUE |  | P | DEL | 100
132661 | 5 | 9 | States | Champlin | Andrew Olson | TRUE | 2026-04-22T00:00:00 | 2026-10-20T00:00:00 | 2026-10-20T00:00:00 | 36 | 0 | 36 | 22.817 | 5521.71 | 55316-3157 | USA | D02 | 153 | VAN METER INC | 64180-1080 | 800FP-LSM26 | 2 Position Illuminated Selector Switch - Plastic, Maintained, Blue | PUR | 2 Position Illuminated Selector Switch - Plastic, Maintained, Blue | EA | EA |  | TRUE |  | P | DEL | 100
132661 | 5 | 8 | States | Champlin | Andrew Olson | TRUE | 2026-04-22T00:00:00 | 2026-09-14T00:00:00 | 2026-09-14T00:00:00 | 4 | 0 | 4 | 22.817 | 5521.71 | 55316-3157 | USA | D02 | 153 | VAN METER INC | 64180-1080 | 800FP-LSM26 | 2 Position Illuminated Selector Switch - Plastic, Maintained, Blue | PUR | 2 Position Illuminated Selector Switch - Plastic, Maintained, Blue | EA | EA |  | TRUE |  | P | DEL | 100
132661 | 5 | 7 | States | Champlin | Andrew Olson | TRUE | 2026-04-22T00:00:00 | 2026-08-31T00:00:00 | 2026-08-31T00:00:00 | 16 | 0 | 16 | 22.817 | 5521.71 | 55316-3157 | USA | D02 | 153 | VAN METER INC | 64180-1080 | 800FP-LSM26 | 2 Position Illuminated Selector Switch - Plastic, Maintained, Blue | PUR | 2 Position Illuminated Selector Switch - Plastic, Maintained, Blue | EA | EA |  | TRUE |  | P | DEL | 100
132661 | 5 | 6 | States | Champlin | Andrew Olson | TRUE | 2026-04-22T00:00:00 | 2026-08-04T00:00:00 | 2026-08-04T00:00:00 | 16 | 0 | 16 | 22.817 | 5521.71 | 55316-3157 | USA | D02 | 153 | VAN METER INC | 64180-1080 | 800FP-LSM26 | 2 Position Illuminated Selector Switch - Plastic, Maintained, Blue | PUR | 2 Position Illuminated Selector Switch - Plastic, Maintained, Blue | EA | EA |  | TRUE |  | P | DEL | 100
132661 | 5 | 5 | States | Champlin | Andrew Olson | TRUE | 2026-04-22T00:00:00 | 2026-07-27T00:00:00 | 2026-07-27T00:00:00 | 16 | 0 | 16 | 22.817 | 5521.71 | 55316-3157 | USA | D02 | 153 | VAN METER INC | 64180-1080 | 800FP-LSM26 | 2 Position Illuminated Selector Switch - Plastic, Maintained, Blue | PUR | 2 Position Illuminated Selector Switch - Plastic, Maintained, Blue | EA | EA |  | TRUE |  | P | DEL | 100
132661 | 4 | 11 | States | Champlin | Andrew Olson | TRUE | 2026-04-22T00:00:00 | 2026-11-04T00:00:00 | 2026-11-04T00:00:00 | 6 | 0 | 6 | 44.376 | 10738.99 | 55316-3157 | USA | D02 | 153 | VAN METER INC | 64180-1080 | 800F-NUW | Pilot Light: 24-120V AC/DC (24-132V), White LED power module, 22.5mm | PUR | Pilot Light: 24-120V AC/DC (24-132V), White LED power module, 22.5mm | EA | EA |  | TRUE |  | P | DEL | 100
132661 | 4 | 10 | States | Champlin | Andrew Olson | TRUE | 2026-04-22T00:00:00 | 2026-10-20T00:00:00 | 2026-10-20T00:00:00 | 42 | 0 | 42 | 44.376 | 10738.99 | 55316-3157 | USA | D02 | 153 | VAN METER INC | 64180-1080 | 800F-NUW | Pilot Light: 24-120V AC/DC (24-132V), White LED power module, 22.5mm | PUR | Pilot Light: 24-120V AC/DC (24-132V), White LED power module, 22.5mm | EA | EA |  | TRUE |  | P | DEL | 100
132661 | 4 | 9 | States | Champlin | Andrew Olson | TRUE | 2026-04-22T00:00:00 | 2026-09-14T00:00:00 | 2026-09-14T00:00:00 | 4 | 0 | 4 | 44.376 | 10738.99 | 55316-3157 | USA | D02 | 153 | VAN METER INC | 64180-1080 | 800F-NUW | Pilot Light: 24-120V AC/DC (24-132V), White LED power module, 22.5mm | PUR | Pilot Light: 24-120V AC/DC (24-132V), White LED power module, 22.5mm | EA | EA |  | TRUE |  | P | DEL | 100
132661 | 4 | 8 | States | Champlin | Andrew Olson | TRUE | 2026-04-22T00:00:00 | 2026-08-31T00:00:00 | 2026-08-31T00:00:00 | 32 | 0 | 32 | 44.376 | 10738.99 | 55316-3157 | USA | D02 | 153 | VAN METER INC | 64180-1080 | 800F-NUW | Pilot Light: 24-120V AC/DC (24-132V), White LED power module, 22.5mm | PUR | Pilot Light: 24-120V AC/DC (24-132V), White LED power module, 22.5mm | EA | EA |  | TRUE |  | P | DEL | 100
132661 | 4 | 7 | States | Champlin | Andrew Olson | TRUE | 2026-04-22T00:00:00 | 2026-08-04T00:00:00 | 2026-08-04T00:00:00 | 32 | 0 | 32 | 44.376 | 10738.99 | 55316-3157 | USA | D02 | 153 | VAN METER INC | 64180-1080 | 800F-NUW | Pilot Light: 24-120V AC/DC (24-132V), White LED power module, 22.5mm | PUR | Pilot Light: 24-120V AC/DC (24-132V), White LED power module, 22.5mm | EA | EA |  | TRUE |  | P | DEL | 100
132661 | 4 | 6 | States | Champlin | Andrew Olson | TRUE | 2026-04-22T00:00:00 | 2026-07-27T00:00:00 | 2026-07-27T00:00:00 | 20 | 0 | 20 | 44.376 | 10738.99 | 55316-3157 | USA | D02 | 153 | VAN METER INC | 64180-1080 | 800F-NUW | Pilot Light: 24-120V AC/DC (24-132V), White LED power module, 22.5mm | PUR | Pilot Light: 24-120V AC/DC (24-132V), White LED power module, 22.5mm | EA | EA |  | TRUE |  | P | DEL | 100
132661 | 3 | 6 | States | Champlin | Andrew Olson | TRUE | 2026-04-22T00:00:00 | 2026-11-04T00:00:00 | 2026-11-04T00:00:00 | 12 | 0 | 12 | 2.97 | 697.95 | 55316-3157 | USA | D02 | 153 | VAN METER INC | 64180-1080 | 800F-ALP | 800F Latch, Plastic Latch | PUR | 800F Latch, Plastic Latch | EA | EA |  | TRUE |  | P | DEL | 100
132661 | 3 | 5 | States | Champlin | Andrew Olson | TRUE | 2026-04-22T00:00:00 | 2026-10-20T00:00:00 | 2026-10-20T00:00:00 | 48 | 0 | 48 | 2.97 | 697.95 | 55316-3157 | USA | D02 | 153 | VAN METER INC | 64180-1080 | 800F-ALP | 800F Latch, Plastic Latch | PUR | 800F Latch, Plastic Latch | EA | EA |  | TRUE |  | P | DEL | 100
132661 | 3 | 4 | States | Champlin | Andrew Olson | TRUE | 2026-04-22T00:00:00 | 2026-09-04T00:00:00 | 2026-09-04T00:00:00 | 52 | 0 | 52 | 2.97 | 697.95 | 55316-3157 | USA | D02 | 153 | VAN METER INC | 64180-1080 | 800F-ALP | 800F Latch, Plastic Latch | PUR | 800F Latch, Plastic Latch | EA | EA |  | TRUE |  | P | DEL | 100
132661 | 3 | 3 | States | Champlin | Andrew Olson | TRUE | 2026-04-22T00:00:00 | 2026-08-25T00:00:00 | 2026-08-25T00:00:00 | 64 | 0 | 64 | 2.97 | 697.95 | 55316-3157 | USA | D02 | 153 | VAN METER INC | 64180-1080 | 800F-ALP | 800F Latch, Plastic Latch | PUR | 800F Latch, Plastic Latch | EA | EA |  | TRUE |  | P | DEL | 100
132661 | 3 | 2 | States | Champlin | Andrew Olson | TRUE | 2026-04-22T00:00:00 | 2026-08-04T00:00:00 | 2026-08-04T00:00:00 | 40 | 0 | 40 | 2.97 | 697.95 | 55316-3157 | USA | D02 | 153 | VAN METER INC | 64180-1080 | 800F-ALP | 800F Latch, Plastic Latch | PUR | 800F Latch, Plastic Latch | EA | EA |  | TRUE |  | P | DEL | 100
132661 | 3 | 1 | States | Champlin | Andrew Olson | TRUE | 2026-04-22T00:00:00 | 2026-07-27T00:00:00 | 2026-07-27T00:00:00 | 19 | 0 | 19 | 2.97 | 697.95 | 55316-3157 | USA | D02 | 153 | VAN METER INC | 64180-1080 | 800F-ALP | 800F Latch, Plastic Latch | PUR | 800F Latch, Plastic Latch | EA | EA |  | TRUE |  | P | DEL | 100
132661 | 2 | 1 | States | Champlin | Andrew Olson | TRUE | 2026-04-22T00:00:00 | 2026-08-25T00:00:00 | 2026-08-25T00:00:00 | 1 | 0 | 1 | 231.832 | 231.83 | 55316-3157 | USA | D02 | 153 | VAN METER INC | 64180-1080 | 5WMED-04C | Medium Enclosure, empty with dual door, no lock | PUR | Medium Enclosure, empty with dual door, no lock | EA | EA |  | TRUE |  | P | DEL | 100
132661 | 1 | 1 | States | Champlin | Andrew Olson | TRUE | 2026-04-22T00:00:00 | 2026-08-25T00:00:00 | 2026-08-25T00:00:00 | 4 | 0 | 4 | 95.69 | 382.76 | 55316-3157 | USA | D02 | 153 | VAN METER INC | 64180-1080 | 5F100-2IL | Plate (beige), 62.5 µm MM (OM1), Duplex LC, 12-fiber, zirconia ceramic sleeve | PUR | Plate (beige), 62.5 µm MM (OM1), Duplex LC, 12-fiber, zirconia ceramic sleeve | EA | EA |  | TRUE |  | P | DEL | 100
134670 | 1 | 1 | States | Dayton | Andrew Olson | TRUE | 2026-07-10T00:00:00 | 2026-07-24T00:00:00 | 2026-07-24T00:00:00 | 250 | 0 | 250 | 7.84 | 1960 | 55369-6417 | USA | D02 | 153 | VAN METER INC | 64180-1080 | 800F-ALM | 800F PB,22 mm Accessory,10 Pieces Metal Mounting Latch | PUR | 800F PB,22 mm Accessory,10 Pieces Metal Mounting Latch | EA | EA |  | TRUE |  | P | DEL | DAYTON
134606 | 1 | 1 | States | Dayton | Andrew Olson | TRUE | 2026-07-08T00:00:00 | 2026-07-28T00:00:00 | 2026-07-28T00:00:00 | 1 | 0 | 1 | 1701.068 | 1701.07 | 55369-6417 | USA | D02 | 153 | VAN METER INC | 64180-1080 | 5069-L306ER | CompactLogix 5380 Controller, 600KB, 8 I/Os, 24 nodes, Standard | PUR | CompactLogix 5380 Controller, 600KB, 8 I/Os, 24 nodes, Standard | EA | EA |  | TRUE |  | P | DEL | dayton
134606 | 2 | 1 | States | Dayton | Andrew Olson | TRUE | 2026-07-08T00:00:00 | 2026-10-19T00:00:00 | 2026-10-19T00:00:00 | 11 | 0 | 11 | 22.371 | 246.08 | 55369-6417 | USA | D02 | 153 | VAN METER INC | 64180-1080 | 700-HB33A1-3-4 | Relay, 3PDT, 120 VAC Coil | PUR | Relay, 3PDT, 120 VAC Coil | EA | EA |  | TRUE |  | P | DEL | DAYTON
134606 | 3 | 1 | States | Dayton | Andrew Olson | TRUE | 2026-07-08T00:00:00 | 2026-07-28T00:00:00 | 2026-07-28T00:00:00 | 150 | 0 | 150 | 9.082 | 1362.3 | 55369-6417 | USA | D02 | 153 | VAN METER INC | 64180-1080 | 700-HN154 | Relay base for A-B P/N 700-HB33**** relays | PUR | Relay base for A-B P/N 700-HB33**** relays | EA | EA |  | TRUE |  | P | DEL | DAYTON
134606 | 4 | 1 | States | Dayton | Andrew Olson | TRUE | 2026-07-08T00:00:00 | 2026-10-26T00:00:00 | 2026-10-26T00:00:00 | 15 | 0 | 15 | 8.457 | 126.86 | 55369-6417 | USA | D02 | 153 | VAN METER INC | 64180-1080 | 800FP-P6 | BLUE PILOT LIGHT | PUR | BLUE PILOT LIGHT | EA | EA |  | TRUE |  | P | DEL | Dayton
134606 | 5 | 1 | States | Dayton | Andrew Olson | TRUE | 2026-07-08T00:00:00 | 2026-07-15T00:00:00 | 2026-07-15T00:00:00 | 16 | 0 | 16 | 29.212 | 467.39 | 55369-6417 | USA | D02 | 153 | VAN METER INC | 64180-1080 | CCMR001 | FUSE, CC, 600V, TIME-DELAY,1A | PUR | FUSE, CC, 600V, TIME-DELAY,1A | EA | EA |  | TRUE |  | P | DEL | DAYTON
134606 | 8 | 1 | States | Dayton | Andrew Olson | TRUE | 2026-07-08T00:00:00 | 2026-10-26T00:00:00 | 2026-10-26T00:00:00 | 5 | 0 | 5 | 341.108 | 1705.54 | 55369-6417 | USA | D02 | 153 | VAN METER INC | 64180-1080 | FLK-050-CLKT | 2 IN 50MM C-RANGE IR WINDOW FLUKE | PUR | 2 IN 50MM C-RANGE IR WINDOW FLUKE | EA | EA |  | TRUE |  | P | DEL | Dayton
133937 | 7 | 1 | States | Champlin | Andrew Olson | TRUE | 2026-06-08T00:00:00 | 2026-10-02T00:00:00 | 2026-10-02T00:00:00 | 15 | 0 | 15 | 30.902 | 463.53 | 55316-3157 | USA | D02 | 153 | VAN METER INC | 64180-1080 | CCMR015 | Fuse: 15A, Class CC time-delay, current limiting, 600VAC, 200kA interrupt cap, rejection type | PUR | Fuse: 15A, Class CC time-delay, current limiting, 600VAC, 200kA interrupt cap, rejection type | EA | EA |  | TRUE |  | P | DEL | 100
133937 | 3 | 1 | States | Champlin | Andrew Olson | TRUE | 2026-06-08T00:00:00 | 2026-10-12T00:00:00 | 2026-10-12T00:00:00 | 150 | 0 | 150 | 19.111 | 2866.65 | 55316-3157 | USA | D02 | 153 | VAN METER INC | 64180-1080 | 800FP-SM22 | SOURCE PREFERRED SWITCH: 2-POSITION, MAINTAINED, 22.5MM, STANDARD KNOB | PUR | SOURCE PREFERRED SWITCH: 2-POSITION, MAINTAINED, 22.5MM, STANDARD KNOB | EA | EA |  | TRUE |  | P | DEL | 100
133937 | 1 | 1 | States | Champlin | Andrew Olson | TRUE | 2026-06-08T00:00:00 | 2026-07-17T00:00:00 | 2026-07-17T00:00:00 | 150 | 0 | 150 | 8.457 | 1268.55 | 55316-3157 | USA | D02 | 153 | VAN METER INC | 64180-1080 | 800FP-P4 | Pilot Light: Plastic, Red, 22.5mm, Does not include power module | PUR | Pilot Light: Plastic, Red, 22.5mm, Does not include power module | EA | EA |  | TRUE |  | P | DEL | 100
133426 | 1 | 1 | States | Dayton | Andrew Olson | TRUE | 2026-05-20T00:00:00 | 2026-10-26T00:00:00 | 2026-10-26T00:00:00 | 44 | 0 | 44 | 121.761 | 5357.48 | 55369-6417 | USA | D02 | 153 | VAN METER INC | 64180-1080 | CHCC3DIU | FUSE HOLDER: 3P 10X38MFH 30A 600V CLASS CC INDICATOR | PUR | FUSE HOLDER: 3P 10X38MFH 30A 600V CLASS CC INDICATOR | EA | EA |  | TRUE |  | P | DEL | DAYTON
133564 | 1 | 1 | States | Champlin | Andrew Olson | TRUE | 2026-05-22T00:00:00 | 2026-09-01T00:00:00 | 2026-09-01T00:00:00 | 217 | 0 | 217 | 9.082 | 1970.79 | 55316-3157 | USA | D02 | 153 | VAN METER INC | 64180-1080 | 700-HN154 | Relay base for A-B P/N 700-HB33**** relays | PUR | Relay base for A-B P/N 700-HB33**** relays | EA | EA |  | TRUE |  | P | DEL | 100
133564 | 2 | 1 | States | Champlin | Andrew Olson | TRUE | 2026-05-22T00:00:00 | 2026-10-26T00:00:00 | 2026-10-26T00:00:00 | 100 | 0 | 100 | 43.993 | 4399.3 | 55316-3157 | USA | D02 | 153 | VAN METER INC | 64180-1080 | 800F-NUG | Pilot Light: 24-120V AC/DC (24-132V), Green LED power module, 22.5mm | PUR | Pilot Light: 24-120V AC/DC (24-132V), Green LED power module, 22.5mm | EA | EA |  | TRUE |  | P | DEL | 100
133564 | 3 | 1 | States | Champlin | Andrew Olson | TRUE | 2026-05-22T00:00:00 | 2026-11-05T00:00:00 | 2026-11-05T00:00:00 | 100 | 0 | 100 | 43.993 | 4399.3 | 55316-3157 | USA | D02 | 153 | VAN METER INC | 64180-1080 | 800F-NUR | Pilot Light: 24-120V AC/DC (24-132V), Red LED power module, 22.5mm | PUR | Pilot Light: 24-120V AC/DC (24-132V), Red LED power module, 22.5mm | EA | EA |  | TRUE |  | P | DEL | 100
133564 | 4 | 1 | States | Champlin | Andrew Olson | TRUE | 2026-05-22T00:00:00 | 2026-09-01T00:00:00 | 2026-09-01T00:00:00 | 100 | 0 | 100 | 22.516 | 2251.6 | 55316-3157 | USA | D02 | 153 | VAN METER INC | 64180-1080 | 800FP-LSM26 | 2 Position Illuminated Selector Switch - Plastic, Maintained, Blue | PUR | 2 Position Illuminated Selector Switch - Plastic, Maintained, Blue | EA | EA |  | TRUE |  | P | DEL | 100
133564 | 5 | 2 | States | Champlin | Andrew Olson | TRUE | 2026-05-22T00:00:00 | 2026-07-20T00:00:00 | 2026-07-20T00:00:00 | 55 | 0 | 55 | 8.457 | 887.99 | 55316-3157 | USA | D02 | 153 | VAN METER INC | 64180-1080 | 800FP-P0 | Pilot Light: Plastic, Amber, 22.5mm, Does not include power module | PUR | Pilot Light: Plastic, Amber, 22.5mm, Does not include power module | EA | EA |  | TRUE |  | P | DEL | 100
133564 | 6 | 1 | States | Champlin | Andrew Olson | TRUE | 2026-05-22T00:00:00 | 2026-10-21T00:00:00 | 2026-10-21T00:00:00 | 100 | 0 | 100 | 8.457 | 845.7 | 55316-3157 | USA | D02 | 153 | VAN METER INC | 64180-1080 | 800FP-P3 | Pilot Light: Plastic, Green, 22.5mm, Does not include power module | PUR | Pilot Light: Plastic, Green, 22.5mm, Does not include power module | EA | EA |  | TRUE |  | P | DEL | 100
133564 | 7 | 1 | States | Champlin | Andrew Olson | TRUE | 2026-05-22T00:00:00 | 2026-10-21T00:00:00 | 2026-10-21T00:00:00 | 100 | 0 | 100 | 8.457 | 845.7 | 55316-3157 | USA | D02 | 153 | VAN METER INC | 64180-1080 | 800FP-P4 | Pilot Light: Plastic, Red, 22.5mm, Does not include power module | PUR | Pilot Light: Plastic, Red, 22.5mm, Does not include power module | EA | EA |  | TRUE |  | P | DEL | 100
133564 | 8 | 1 | States | Champlin | Andrew Olson | TRUE | 2026-05-22T00:00:00 | 2026-11-20T00:00:00 | 2026-11-20T00:00:00 | 7 | 0 | 7 | 19.111 | 133.78 | 55316-3157 | USA | D02 | 153 | VAN METER INC | 64180-1080 | 800FP-SM22 | SOURCE PREFERRED SWITCH: 2-POSITION, MAINTAINED, 22.5MM, STANDARD KNOB | PUR | SOURCE PREFERRED SWITCH: 2-POSITION, MAINTAINED, 22.5MM, STANDARD KNOB | EA | EA |  | TRUE |  | P | DEL | 100
133564 | 9 | 1 | States | Champlin | Andrew Olson | TRUE | 2026-05-22T00:00:00 | 2026-10-16T00:00:00 | 2026-10-16T00:00:00 | 100 | 0 | 100 | 6.367 | 636.7 | 55316-3157 | USA | D02 | 153 | VAN METER INC | 64180-1080 | 800F-X01 | NC Contact Block 800F PB, 22mm Contact Block, Standard, Screw Contact Block, 1 N.C., Latch Mounting | PUR | NC Contact Block 800F PB, 22mm Contact Block, Standard, Screw Contact Block, 1 N.C., Latch Mounting | EA | EA |  | TRUE |  | P | DEL | 100
133564 | 10 | 1 | States | Champlin | Andrew Olson | TRUE | 2026-05-22T00:00:00 | 2026-11-02T00:00:00 | 2026-11-02T00:00:00 | 100 | 0 | 100 | 29.212 | 6192.94 | 55316-3157 | USA | D02 | 153 | VAN METER INC | 64180-1080 | CCMR002 | Fuse: 2A, Class CC time-delay, current limiting, 600VAC, 200kA interrupt cap, rejection type | PUR | Fuse: 2A, Class CC time-delay, current limiting, 600VAC, 200kA interrupt cap, rejection type | EA | EA |  | TRUE |  | P | DEL | 100
133564 | 10 | 2 | States | Champlin | Andrew Olson | TRUE | 2026-05-22T00:00:00 | 2026-11-20T00:00:00 |  | 112 | 0 | 112 | 29.212 | 6192.94 | 55316-3157 | USA | D02 | 153 | VAN METER INC | 64180-1080 | CCMR002 | Fuse: 2A, Class CC time-delay, current limiting, 600VAC, 200kA interrupt cap, rejection type | PUR | Fuse: 2A, Class CC time-delay, current limiting, 600VAC, 200kA interrupt cap, rejection type | EA | EA |  | TRUE |  | P | DEL | 100
133564 | 11 | 1 | States | Champlin | Andrew Olson | TRUE | 2026-05-22T00:00:00 | 2026-10-26T00:00:00 | 2026-10-26T00:00:00 | 2 | 0 | 2 | 141.196 | 282.39 | 55316-3157 | USA | D02 | 153 | VAN METER INC | 64180-1080 | SVL 5-24-100 | DC Power supply, Input 100-240VAC, Output 24VDC, Output current 5A | PUR | DC Power supply, Input 100-240VAC, Output 24VDC, Output current 5A | EA | EA |  | TRUE |  | P | DEL | 100
133140 | 5 | 1 | States | Champlin | Andrew Olson | TRUE | 2026-05-11T00:00:00 | 2026-07-20T00:00:00 | 2026-07-20T00:00:00 | 501 | 0 | 501 | 29.212 | 14635.21 | 55316-3157 | USA | D02 | 153 | VAN METER INC | 64180-1080 | CCMR002 | Fuse: 2A, Class CC time-delay, current limiting, 600VAC, 200kA interrupt cap, rejection type | PUR | Fuse: 2A, Class CC time-delay, current limiting, 600VAC, 200kA interrupt cap, rejection type | EA | EA |  | TRUE |  | P | DEL | 100
133140 | 8 | 1 | States | Champlin | Andrew Olson | TRUE | 2026-05-11T00:00:00 | 2026-08-17T00:00:00 | 2026-08-17T00:00:00 | 160 | 0 | 160 | 35.399 | 5663.84 | 55316-3157 | USA | D02 | 153 | VAN METER INC | 64180-1080 | CHCC1DIU | FUSE HOLDER: 1P 10X38MFH 30A 600V CLASS CC INDICATOR | PUR | FUSE HOLDER: 1P 10X38MFH 30A 600V CLASS CC INDICATOR | EA | EA |  | TRUE |  | P | DEL | 100
133140 | 9 | 1 | States | Champlin | Andrew Olson | TRUE | 2026-05-11T00:00:00 | 2026-08-17T00:00:00 | 2026-08-17T00:00:00 | 34 | 0 | 34 | 18.435 | 626.79 | 55316-3157 | USA | D02 | 153 | VAN METER INC | 64180-1080 | FNQ-R-20 | 20A, CLASS CC FUSE, TYPE R, TIME-DELAY, CURRENT-LIMITING, REJECTION TYPE, 200/20kA @ 600VAC/300VDC | PUR | 20A, CLASS CC FUSE, TYPE R, TIME-DELAY, CURRENT-LIMITING, REJECTION TYPE, 200/20kA @ 600VAC/300VDC | EA | EA |  | TRUE |  | P | DEL | 100
132749 | 8 | 2 | States | Champlin | Andrew Olson | TRUE | 2026-04-24T00:00:00 | 2026-07-06T00:00:00 | 2026-07-06T00:00:00 | 6 | 0 | 6 | 28.608 | 257.47 | 55316-3157 | USA | D02 | 153 | VAN METER INC | 64180-1080 | CCMR-30 | Fuse: 30A, time-delay, clss cc, current limiting, 600VAC | PUR | Fuse: 30A, time-delay, clss cc, current limiting, 600VAC | EA | EA |  | TRUE |  | P | DEL | 100
132749 | 8 | 1 | States | Champlin | Andrew Olson | TRUE | 2026-04-24T00:00:00 | 2026-06-26T00:00:00 | 2026-06-26T00:00:00 | 3 | 0 | 3 | 28.608 | 257.47 | 55316-3157 | USA | D02 | 153 | VAN METER INC | 64180-1080 | CCMR-30 | Fuse: 30A, time-delay, clss cc, current limiting, 600VAC | PUR | Fuse: 30A, time-delay, clss cc, current limiting, 600VAC | EA | EA |  | TRUE |  | P | DEL | 100
132749 | 7 | 1 | States | Champlin | Andrew Olson | TRUE | 2026-04-24T00:00:00 | 2026-08-10T00:00:00 | 2026-08-10T00:00:00 | 48 | 9 | 39 | 28.608 | 1373.18 | 55316-3157 | USA | D02 | 153 | VAN METER INC | 64180-1080 | CCMR030 | Fuse: 30A, Class CC time-delay, current limiting, 600VAC, 200kA interrupt cap, rejection type | PUR | Fuse: 30A, Class CC time-delay, current limiting, 600VAC, 200kA interrupt cap, rejection type | EA | EA |  | TRUE |  | P | DEL | 100
132749 | 6 | 2 | States | Champlin | Andrew Olson | TRUE | 2026-04-24T00:00:00 | 2026-10-21T00:00:00 | 2026-10-21T00:00:00 | 30 | 0 | 30 | 27.046 | 865.47 | 55316-3157 | USA | D02 | 153 | VAN METER INC | 64180-1080 | CCMR007 | Fuse: 7A, Class CC time-delay, current limiting, 600VAC, 200kA interrupt cap, rejection type | PUR | Fuse: 7A, Class CC time-delay, current limiting, 600VAC, 200kA interrupt cap, rejection type | EA | EA |  | TRUE |  | P | DEL | 100
132749 | 6 | 1 | States | Champlin | Andrew Olson | TRUE | 2026-04-24T00:00:00 | 2026-08-10T00:00:00 | 2026-08-10T00:00:00 | 2 | 0 | 2 | 27.046 | 865.47 | 55316-3157 | USA | D02 | 153 | VAN METER INC | 64180-1080 | CCMR007 | Fuse: 7A, Class CC time-delay, current limiting, 600VAC, 200kA interrupt cap, rejection type | PUR | Fuse: 7A, Class CC time-delay, current limiting, 600VAC, 200kA interrupt cap, rejection type | EA | EA |  | TRUE |  | P | DEL | 100
132749 | 5 | 4 | States | Champlin | Andrew Olson | TRUE | 2026-04-24T00:00:00 | 2026-10-21T00:00:00 | 2026-10-21T00:00:00 | 27 | 0 | 27 | 27.046 | 4110.99 | 55316-3157 | USA | D02 | 153 | VAN METER INC | 64180-1080 | CCMR002 | Fuse: 2A, Class CC time-delay, current limiting, 600VAC, 200kA interrupt cap, rejection type | PUR | Fuse: 2A, Class CC time-delay, current limiting, 600VAC, 200kA interrupt cap, rejection type | EA | EA |  | TRUE |  | P | DEL | 100
132749 | 5 | 3 | States | Champlin | Andrew Olson | TRUE | 2026-04-24T00:00:00 | 2026-09-14T00:00:00 | 2026-09-14T00:00:00 | 12 | 0 | 12 | 27.046 | 4110.99 | 55316-3157 | USA | D02 | 153 | VAN METER INC | 64180-1080 | CCMR002 | Fuse: 2A, Class CC time-delay, current limiting, 600VAC, 200kA interrupt cap, rejection type | PUR | Fuse: 2A, Class CC time-delay, current limiting, 600VAC, 200kA interrupt cap, rejection type | EA | EA |  | TRUE |  | P | DEL | 100
132749 | 5 | 2 | States | Champlin | Andrew Olson | TRUE | 2026-04-24T00:00:00 | 2026-08-31T00:00:00 | 2026-08-31T00:00:00 | 48 | 0 | 48 | 27.046 | 4110.99 | 55316-3157 | USA | D02 | 153 | VAN METER INC | 64180-1080 | CCMR002 | Fuse: 2A, Class CC time-delay, current limiting, 600VAC, 200kA interrupt cap, rejection type | PUR | Fuse: 2A, Class CC time-delay, current limiting, 600VAC, 200kA interrupt cap, rejection type | EA | EA |  | TRUE |  | P | DEL | 100
132749 | 5 | 1 | States | Champlin | Andrew Olson | TRUE | 2026-04-24T00:00:00 | 2026-08-04T00:00:00 | 2026-08-04T00:00:00 | 65 | 0 | 65 | 27.046 | 4110.99 | 55316-3157 | USA | D02 | 153 | VAN METER INC | 64180-1080 | CCMR002 | Fuse: 2A, Class CC time-delay, current limiting, 600VAC, 200kA interrupt cap, rejection type | PUR | Fuse: 2A, Class CC time-delay, current limiting, 600VAC, 200kA interrupt cap, rejection type | EA | EA |  | TRUE |  | P | DEL | 100
132749 | 3 | 7 | States | Champlin | Andrew Olson | TRUE | 2026-04-24T00:00:00 | 2026-10-21T00:00:00 | 2026-10-21T00:00:00 | 24 | 0 | 24 | 9.257 | 2990.01 | 55316-3157 | USA | D02 | 153 | VAN METER INC | 64180-1080 | 700-HN154 | Relay base for A-B P/N 700-HB33**** relays | PUR | Relay base for A-B P/N 700-HB33**** relays | EA | EA |  | TRUE |  | P | DEL | 100
132749 | 3 | 6 | States | Champlin | Andrew Olson | TRUE | 2026-04-24T00:00:00 | 2026-09-04T00:00:00 | 2026-09-04T00:00:00 | 48 | 0 | 48 | 9.257 | 2990.01 | 55316-3157 | USA | D02 | 153 | VAN METER INC | 64180-1080 | 700-HN154 | Relay base for A-B P/N 700-HB33**** relays | PUR | Relay base for A-B P/N 700-HB33**** relays | EA | EA |  | TRUE |  | P | DEL | 100
132749 | 3 | 5 | States | Champlin | Andrew Olson | TRUE | 2026-04-24T00:00:00 | 2026-08-25T00:00:00 | 2026-08-25T00:00:00 | 56 | 0 | 56 | 9.257 | 2990.01 | 55316-3157 | USA | D02 | 153 | VAN METER INC | 64180-1080 | 700-HN154 | Relay base for A-B P/N 700-HB33**** relays | PUR | Relay base for A-B P/N 700-HB33**** relays | EA | EA |  | TRUE |  | P | DEL | 100
132749 | 3 | 4 | States | Champlin | Andrew Olson | TRUE | 2026-04-24T00:00:00 | 2026-08-04T00:00:00 | 2026-08-04T00:00:00 | 160 | 0 | 160 | 9.257 | 2990.01 | 55316-3157 | USA | D02 | 153 | VAN METER INC | 64180-1080 | 700-HN154 | Relay base for A-B P/N 700-HB33**** relays | PUR | Relay base for A-B P/N 700-HB33**** relays | EA | EA |  | TRUE |  | P | DEL | 100
132749 | 2 | 3 | States | Champlin | Andrew Olson | TRUE | 2026-04-24T00:00:00 | 2026-10-21T00:00:00 | 2026-10-21T00:00:00 | 24 | 0 | 24 | 21.872 | 2690.26 | 55316-3157 | USA | D02 | 153 | VAN METER INC | 64180-1080 | 700-HB33Z24-3-4 | GP Tall Square Base Relay, 15 AMP Standard Contact, 24V DC, 3 Change-Over Contact (Three P), Push-To-Test, Manual Override & Pilot | PUR | GP Tall Square Base Relay, 15 AMP Standard Contact, 24V DC, 3 Change-Over Contact (Three P), Push-To-Test, Manual Override & Pilot | EA | EA |  | TRUE |  | P | DEL | 100
132749 | 2 | 2 | States | Champlin | Andrew Olson | TRUE | 2026-04-24T00:00:00 | 2026-09-04T00:00:00 | 2026-09-04T00:00:00 | 48 | 0 | 48 | 21.872 | 2690.26 | 55316-3157 | USA | D02 | 153 | VAN METER INC | 64180-1080 | 700-HB33Z24-3-4 | GP Tall Square Base Relay, 15 AMP Standard Contact, 24V DC, 3 Change-Over Contact (Three P), Push-To-Test, Manual Override & Pilot | PUR | GP Tall Square Base Relay, 15 AMP Standard Contact, 24V DC, 3 Change-Over Contact (Three P), Push-To-Test, Manual Override & Pilot | EA | EA |  | TRUE |  | P | DEL | 100
132749 | 2 | 1 | States | Champlin | Andrew Olson | TRUE | 2026-04-24T00:00:00 | 2026-08-25T00:00:00 | 2026-08-25T00:00:00 | 51 | 0 | 51 | 21.872 | 2690.26 | 55316-3157 | USA | D02 | 153 | VAN METER INC | 64180-1080 | 700-HB33Z24-3-4 | GP Tall Square Base Relay, 15 AMP Standard Contact, 24V DC, 3 Change-Over Contact (Three P), Push-To-Test, Manual Override & Pilot | PUR | GP Tall Square Base Relay, 15 AMP Standard Contact, 24V DC, 3 Change-Over Contact (Three P), Push-To-Test, Manual Override & Pilot | EA | EA |  | TRUE |  | P | DEL | 100
133499 | 9 | 3 | States | Champlin | Andrew Olson | TRUE | 2026-05-21T00:00:00 | 2026-09-24T00:00:00 |  | 15 | 0 | 15 | 15.535 | 481.59 | 55316-3157 | USA | D02 | 153 | VAN METER INC | 64180-1080 | SPLMT-HKT | Splice tray mounting hardware kit | PUR | Splice tray mounting hardware kit | EA | EA |  | TRUE |  | P | DEL | 100
133499 | 9 | 2 | States | Champlin | Andrew Olson | TRUE | 2026-05-21T00:00:00 | 2026-08-25T00:00:00 |  | 13 | 0 | 13 | 15.535 | 481.59 | 55316-3157 | USA | D02 | 153 | VAN METER INC | 64180-1080 | SPLMT-HKT | Splice tray mounting hardware kit | PUR | Splice tray mounting hardware kit | EA | EA |  | TRUE |  | P | DEL | 100
133499 | 8 | 1 | States | Champlin | Andrew Olson | TRUE | 2026-05-21T00:00:00 | 2026-11-20T00:00:00 |  | 2 | 0 | 2 | 213.97 | 427.94 | 55316-3157 | USA | D02 | 153 | VAN METER INC | 64180-1080 | N1J12128 | NEMA 1 Box Metal, Steel Gray Hinged Door, Lid 12.000" L x 12.000" W (304.80mm x 304.80mm) X 8.000" (203.20mm) | PUR | NEMA 1 Box Metal, Steel Gray Hinged Door, Lid 12.000" L x 12.000" W (304.80mm x 304.80mm) X 8.000" (203.20mm) | EA | EA |  | TRUE |  | P | DEL | 100
133499 | 7 | 4 | States | Champlin | Andrew Olson | TRUE | 2026-05-21T00:00:00 | 2026-08-01T00:00:00 | 2026-08-01T00:00:00 | 67 | 0 | 67 | 346.772 | 48201.31 | 55316-3157 | USA | D02 | 153 | VAN METER INC | 64180-1080 | E750 | SolaHD Control Transformer, Encapsulated, Series: SBE, 240/480 VAC Primary, 120 VAC Secondary, 0.75 kVA Power, 50/60 Hz Frequency, 1 ph, Lead Wire Connection, Surface Mounting, 105 deg C Insulation, IP20 Enclosure, 131 deg F | PUR | SolaHD Control Transformer, Encapsulated, Series: SBE, 240/480 VAC Primary, 120 VAC Secondary, 0.75 kVA Power, 50/60 Hz Frequency, 1 ph, Lead Wire Connection, Surface Mounting, 105 deg C Insulation, IP20 Enclosure, 131 deg F | EA | EA |  | TRUE |  | P | DEL | 100
133499 | 7 | 3 | States | Champlin | Andrew Olson | TRUE | 2026-05-21T00:00:00 | 2026-08-01T00:00:00 | 2026-08-01T00:00:00 | 38 | 0 | 38 | 346.772 | 48201.31 | 55316-3157 | USA | D02 | 153 | VAN METER INC | 64180-1080 | E750 | SolaHD Control Transformer, Encapsulated, Series: SBE, 240/480 VAC Primary, 120 VAC Secondary, 0.75 kVA Power, 50/60 Hz Frequency, 1 ph, Lead Wire Connection, Surface Mounting, 105 deg C Insulation, IP20 Enclosure, 131 deg F | PUR | SolaHD Control Transformer, Encapsulated, Series: SBE, 240/480 VAC Primary, 120 VAC Secondary, 0.75 kVA Power, 50/60 Hz Frequency, 1 ph, Lead Wire Connection, Surface Mounting, 105 deg C Insulation, IP20 Enclosure, 131 deg F | EA | EA |  | TRUE |  | P | DEL | 100
133499 | 7 | 1 | States | Champlin | Andrew Olson | TRUE | 2026-05-21T00:00:00 | 2026-07-08T00:00:00 | 2026-07-08T00:00:00 | 34 | 0 | 34 | 346.772 | 48201.31 | 55316-3157 | USA | D02 | 153 | VAN METER INC | 64180-1080 | E750 | SolaHD Control Transformer, Encapsulated, Series: SBE, 240/480 VAC Primary, 120 VAC Secondary, 0.75 kVA Power, 50/60 Hz Frequency, 1 ph, Lead Wire Connection, Surface Mounting, 105 deg C Insulation, IP20 Enclosure, 131 deg F | PUR | SolaHD Control Transformer, Encapsulated, Series: SBE, 240/480 VAC Primary, 120 VAC Secondary, 0.75 kVA Power, 50/60 Hz Frequency, 1 ph, Lead Wire Connection, Surface Mounting, 105 deg C Insulation, IP20 Enclosure, 131 deg F | EA | EA |  | TRUE |  | P | DEL | 100
133499 | 6 | 3 | States | Champlin | Andrew Olson | TRUE | 2026-05-21T00:00:00 | 2026-09-24T00:00:00 |  | 29 | 0 | 29 | 169.017 | 6253.63 | 55316-3157 | USA | D02 | 153 | VAN METER INC | 64180-1080 | E250 | Control transformer, 250VA, 240/480V primary, 120V secondary | PUR | Control transformer, 250VA, 240/480V primary, 120V secondary | EA | EA |  | TRUE |  | P | DEL | 100
133499 | 6 | 1 | States | Champlin | Andrew Olson | TRUE | 2026-05-21T00:00:00 | 2026-08-03T00:00:00 |  | 8 | 0 | 8 | 169.017 | 6253.63 | 55316-3157 | USA | D02 | 153 | VAN METER INC | 64180-1080 | E250 | Control transformer, 250VA, 240/480V primary, 120V secondary | PUR | Control transformer, 250VA, 240/480V primary, 120V secondary | EA | EA |  | TRUE |  | P | DEL | 100
133499 | 5 | 1 | States | Champlin | Andrew Olson | TRUE | 2026-05-21T00:00:00 | 2026-11-20T00:00:00 |  | 3 | 0 | 3 | 29.212 | 87.64 | 55316-3157 | USA | D02 | 153 | VAN METER INC | 64180-1080 | CCMR-1 | Fuse: 1A, time-delay, clss cc, current limiting, 600VAC | PUR | Fuse: 1A, time-delay, clss cc, current limiting, 600VAC | EA | EA |  | TRUE |  | P | DEL | 100
133499 | 4 | 4 | States | Champlin | Andrew Olson | TRUE | 2026-05-21T00:00:00 | 2026-10-21T00:00:00 |  | 92 | 0 | 92 | 29.212 | 6134.52 | 55316-3157 | USA | D02 | 153 | VAN METER INC | 64180-1080 | CCMR007 | Fuse: 7A, Class CC time-delay, current limiting, 600VAC, 200kA interrupt cap, rejection type | PUR | Fuse: 7A, Class CC time-delay, current limiting, 600VAC, 200kA interrupt cap, rejection type | EA | EA |  | TRUE |  | P | DEL | 100
133499 | 4 | 2 | States | Champlin | Andrew Olson | TRUE | 2026-05-21T00:00:00 | 2026-09-24T00:00:00 |  | 66 | 0 | 66 | 29.212 | 6134.52 | 55316-3157 | USA | D02 | 153 | VAN METER INC | 64180-1080 | CCMR007 | Fuse: 7A, Class CC time-delay, current limiting, 600VAC, 200kA interrupt cap, rejection type | PUR | Fuse: 7A, Class CC time-delay, current limiting, 600VAC, 200kA interrupt cap, rejection type | EA | EA |  | TRUE |  | P | DEL | 100
133499 | 4 | 1 | States | Champlin | Andrew Olson | TRUE | 2026-05-21T00:00:00 | 2026-08-25T00:00:00 |  | 52 | 0 | 52 | 29.212 | 6134.52 | 55316-3157 | USA | D02 | 153 | VAN METER INC | 64180-1080 | CCMR007 | Fuse: 7A, Class CC time-delay, current limiting, 600VAC, 200kA interrupt cap, rejection type | PUR | Fuse: 7A, Class CC time-delay, current limiting, 600VAC, 200kA interrupt cap, rejection type | EA | EA |  | TRUE |  | P | DEL | 100
133499 | 3 | 4 | States | Champlin | Andrew Olson | TRUE | 2026-05-21T00:00:00 | 2026-10-26T00:00:00 |  | 80 | 0 | 80 | 29.212 | 5959.25 | 55316-3157 | USA | D02 | 153 | VAN METER INC | 64180-1080 | CCMR003 | Fuse: 3A, Class CC time-delay, current limiting, 600VAC, 200kA interrupt cap, rejection type | PUR | Fuse: 3A, Class CC time-delay, current limiting, 600VAC, 200kA interrupt cap, rejection type | EA | EA |  | TRUE |  | P | DEL | 100
133499 | 3 | 3 | States | Champlin | Andrew Olson | TRUE | 2026-05-21T00:00:00 | 2026-09-24T00:00:00 |  | 64 | 0 | 64 | 29.212 | 5959.25 | 55316-3157 | USA | D02 | 153 | VAN METER INC | 64180-1080 | CCMR003 | Fuse: 3A, Class CC time-delay, current limiting, 600VAC, 200kA interrupt cap, rejection type | PUR | Fuse: 3A, Class CC time-delay, current limiting, 600VAC, 200kA interrupt cap, rejection type | EA | EA |  | TRUE |  | P | DEL | 100
133499 | 3 | 1 | States | Champlin | Andrew Olson | TRUE | 2026-05-21T00:00:00 | 2026-08-25T00:00:00 |  | 60 | 0 | 60 | 29.212 | 5959.25 | 55316-3157 | USA | D02 | 153 | VAN METER INC | 64180-1080 | CCMR003 | Fuse: 3A, Class CC time-delay, current limiting, 600VAC, 200kA interrupt cap, rejection type | PUR | Fuse: 3A, Class CC time-delay, current limiting, 600VAC, 200kA interrupt cap, rejection type | EA | EA |  | TRUE |  | P | DEL | 100
133499 | 2 | 7 | States | Champlin | Andrew Olson | TRUE | 2026-05-21T00:00:00 | 2026-11-20T00:00:00 |  | 100 | 0 | 100 | 29.212 | 22347.18 | 55316-3157 | USA | D02 | 153 | VAN METER INC | 64180-1080 | CCMR002 | Fuse: 2A, Class CC time-delay, current limiting, 600VAC, 200kA interrupt cap, rejection type | PUR | Fuse: 2A, Class CC time-delay, current limiting, 600VAC, 200kA interrupt cap, rejection type | EA | EA |  | TRUE |  | P | DEL | 100
133499 | 2 | 4 | States | Champlin | Andrew Olson | TRUE | 2026-05-21T00:00:00 | 2026-10-12T00:00:00 |  | 300 | 0 | 300 | 29.212 | 22347.18 | 55316-3157 | USA | D02 | 153 | VAN METER INC | 64180-1080 | CCMR002 | Fuse: 2A, Class CC time-delay, current limiting, 600VAC, 200kA interrupt cap, rejection type | PUR | Fuse: 2A, Class CC time-delay, current limiting, 600VAC, 200kA interrupt cap, rejection type | EA | EA |  | TRUE |  | P | DEL | 100
133499 | 2 | 3 | States | Champlin | Andrew Olson | TRUE | 2026-05-21T00:00:00 | 2026-09-24T00:00:00 |  | 165 | 0 | 165 | 29.212 | 22347.18 | 55316-3157 | USA | D02 | 153 | VAN METER INC | 64180-1080 | CCMR002 | Fuse: 2A, Class CC time-delay, current limiting, 600VAC, 200kA interrupt cap, rejection type | PUR | Fuse: 2A, Class CC time-delay, current limiting, 600VAC, 200kA interrupt cap, rejection type | EA | EA |  | TRUE |  | P | DEL | 100
133499 | 2 | 1 | States | Champlin | Andrew Olson | TRUE | 2026-05-21T00:00:00 | 2026-08-25T00:00:00 |  | 200 | 0 | 200 | 29.212 | 22347.18 | 55316-3157 | USA | D02 | 153 | VAN METER INC | 64180-1080 | CCMR002 | Fuse: 2A, Class CC time-delay, current limiting, 600VAC, 200kA interrupt cap, rejection type | PUR | Fuse: 2A, Class CC time-delay, current limiting, 600VAC, 200kA interrupt cap, rejection type | EA | EA |  | TRUE |  | P | DEL | 100
133499 | 1 | 1 | States | Champlin | Andrew Olson | TRUE | 2026-05-21T00:00:00 | 2026-08-03T00:00:00 |  | 15 | 0 | 15 | 29.212 | 438.18 | 55316-3157 | USA | D02 | 153 | VAN METER INC | 64180-1080 | CCMR 2 | Fuse, Class CC, 2A, 600VAC, Dual Element, Fast Acting, Time Delay | PUR | Fuse, Class CC, 2A, 600VAC, Dual Element, Fast Acting, Time Delay | EA | EA |  | TRUE |  | P | DEL | 100
134843 | 2 | 1 | States | Dayton | Andrew Olson | TRUE | 2026-07-17T00:00:00 | 2026-07-23T00:00:00 |  | 2 | 0 | 2 | 0 | 0 | 55369-6417 | USA | D02 | 153 | VAN METER INC | 64180-1080 | GWV5-008E | Watt/Var transducer: 0-300, 0-5A, 3000W, 3P4W, 4-20mA output | PUR | Watt/Var transducer: 0-300, 0-5A, 3000W, 3P4W, 4-20mA output | EA | EA |  | FALSE |  | P | DEL | DAYTON
134843 | 1 | 1 | States | Dayton | Andrew Olson | TRUE | 2026-07-17T00:00:00 | 2026-10-01T00:00:00 |  | 224 | 0 | 224 | 0 | 0 | 55369-6417 | USA | D02 | 153 | VAN METER INC | 64180-1080 | FLK-75-CLKT | Infrared Window, 75mm | PUR | Infrared Window, 75mm | EA | EA |  | FALSE |  | P | DEL | DAYTON
132534 | 1 | 4 | States | Champlin | Andrew Olson | TRUE | 2026-04-16T00:00:00 | 2026-09-24T00:00:00 | 2026-09-24T00:00:00 | 12 | 0 | 12 | 2.97 | 163.35 | 55316-3157 | USA | D02 | 153 | VAN METER INC | 64180-1080 | 800F-ALP | 800F Latch, Plastic Latch | PUR | 800F Latch, Plastic Latch | EA | EA |  | TRUE |  | P | DEL | 100
132534 | 1 | 5 | States | Champlin | Andrew Olson | TRUE | 2026-04-16T00:00:00 | 2026-09-24T00:00:00 | 2026-09-24T00:00:00 | 7 | 0 | 7 | 2.97 | 163.35 | 55316-3157 | USA | D02 | 153 | VAN METER INC | 64180-1080 | 800F-ALP | 800F Latch, Plastic Latch | PUR | 800F Latch, Plastic Latch | EA | EA |  | TRUE |  | P | DEL | 100
132534 | 2 | 5 | States | Champlin | Andrew Olson | TRUE | 2026-04-16T00:00:00 | 2026-07-27T00:00:00 | 2026-07-27T00:00:00 | 4 | 0 | 4 | 44.376 | 2440.68 | 55316-3157 | USA | D02 | 153 | VAN METER INC | 64180-1080 | 800F-NUW | Pilot Light: 24-120V AC/DC (24-132V), White LED power module, 22.5mm | PUR | Pilot Light: 24-120V AC/DC (24-132V), White LED power module, 22.5mm | EA | EA |  | TRUE |  | P | DEL | 100
132534 | 2 | 6 | States | Champlin | Andrew Olson | TRUE | 2026-04-16T00:00:00 | 2026-10-20T00:00:00 | 2026-10-20T00:00:00 | 6 | 0 | 6 | 44.376 | 2440.68 | 55316-3157 | USA | D02 | 153 | VAN METER INC | 64180-1080 | 800F-NUW | Pilot Light: 24-120V AC/DC (24-132V), White LED power module, 22.5mm | PUR | Pilot Light: 24-120V AC/DC (24-132V), White LED power module, 22.5mm | EA | EA |  | TRUE |  | P | DEL | 100
132534 | 2 | 7 | States | Champlin | Andrew Olson | TRUE | 2026-04-16T00:00:00 | 2026-11-04T00:00:00 | 2026-11-04T00:00:00 | 6 | 0 | 6 | 44.376 | 2440.68 | 55316-3157 | USA | D02 | 153 | VAN METER INC | 64180-1080 | 800F-NUW | Pilot Light: 24-120V AC/DC (24-132V), White LED power module, 22.5mm | PUR | Pilot Light: 24-120V AC/DC (24-132V), White LED power module, 22.5mm | EA | EA |  | TRUE |  | P | DEL | 100
132534 | 3 | 6 | States | Champlin | Andrew Olson | TRUE | 2026-04-16T00:00:00 | 2026-11-04T00:00:00 | 2026-11-04T00:00:00 | 6 | 0 | 6 | 22.817 | 935.5 | 55316-3157 | USA | D02 | 153 | VAN METER INC | 64180-1080 | 800FP-LSM26 | 2 Position Illuminated Selector Switch - Plastic, Maintained, Blue | PUR | 2 Position Illuminated Selector Switch - Plastic, Maintained, Blue | EA | EA |  | TRUE |  | P | DEL | 100
132534 | 4 | 1 | States | Champlin | Andrew Olson | TRUE | 2026-04-16T00:00:00 | 2026-11-04T00:00:00 | 2026-11-04T00:00:00 | 50 | 0 | 50 | 6.105 | 305.25 | 55316-3157 | USA | D02 | 153 | VAN METER INC | 64180-1080 | 800F-X10 | N.O. Contact Block for use with 800F series | PUR | N.O. Contact Block for use with 800F series | EA | EA |  | TRUE |  | P | DEL | 100
133288 | 1 | 1 | States | Champlin | Andrew Olson | TRUE | 2026-05-14T00:00:00 | 2026-08-01T00:00:00 |  | 200 | 0 | 200 | 2.93 | 586 | 55316-3157 | USA | D02 | 153 | VAN METER INC | 64180-1080 | 800F-ALP | 800F Latch, Plastic Latch | PUR | 800F Latch, Plastic Latch | EA | EA |  | TRUE |  | P | DEL | 100
134473 | 2 | 1 | States | Champlin | Andrew Olson | TRUE | 2026-07-01T00:00:00 | 2026-10-01T00:00:00 |  | 5 | 0 | 5 | 5.876 | 29.38 | 55316-3157 | USA | D02 | 153 | VAN METER INC | 64180-1080 | 800E-2X10 | 800E CONTACT BLOCK | PUR | 800E CONTACT BLOCK | EA | EA |  | FALSE |  | P | DEL | 100
134473 | 4 | 1 | States | Champlin | Andrew Olson | TRUE | 2026-07-01T00:00:00 | 2026-07-08T00:00:00 |  | 6 | 0 | 6 | 28.608 | 171.65 | 55316-3157 | USA | D02 | 153 | VAN METER INC | 64180-1080 | CCMR-20 | Fuse: 20A, Class CC time-delay, current limiting, 600VAC, 200kA interrupt cap, rejection type | PUR | Fuse: 20A, Class CC time-delay, current limiting, 600VAC, 200kA interrupt cap, rejection type | EA | EA |  | FALSE |  | P | DEL | 100
134473 | 5 | 1 | States | Champlin | Andrew Olson | TRUE | 2026-07-01T00:00:00 | 2026-07-08T00:00:00 |  | 5 | 0 | 5 | 18.879 | 94.4 | 55316-3157 | USA | D02 | 153 | VAN METER INC | 64180-1080 | NDN111 | 3P TERMINAL BLOCK, 90A, (1) #14-#2AWG | PUR | 3P TERMINAL BLOCK, 90A, (1) #14-#2AWG | EA | EA |  | FALSE |  | P | DEL | 100
134473 | 6 | 1 | States | Champlin | Andrew Olson | TRUE | 2026-07-01T00:00:00 | 2026-07-08T00:00:00 |  | 10 | 0 | 10 | 15.535 | 155.35 | 55316-3157 | USA | D02 | 153 | VAN METER INC | 64180-1080 | SPLMT-HKT | Splice tray mounting hardware kit | PUR | Splice tray mounting hardware kit | EA | EA |  | FALSE |  | P | DEL | 100
132750 | 7 | 5 | States | Champlin | Andrew Olson | TRUE | 2026-04-24T00:00:00 | 2026-08-04T00:00:00 | 2026-08-04T00:00:00 | 24 | 0 | 24 | 6.451 | 1070.87 | 55316-3157 | USA | D02 | 153 | VAN METER INC | 64180-1080 | 800F-X01 | NC Contact Block 800F PB, 22mm Contact Block, Standard, Screw Contact Block, 1 N.C., Latch Mounting | PUR | NC Contact Block 800F PB, 22mm Contact Block, Standard, Screw Contact Block, 1 N.C., Latch Mounting | EA | EA |  | TRUE |  | P | DEL | 100
132750 | 7 | 6 | States | Champlin | Andrew Olson | TRUE | 2026-04-24T00:00:00 | 2026-08-25T00:00:00 | 2026-08-25T00:00:00 | 4 | 0 | 4 | 6.451 | 1070.87 | 55316-3157 | USA | D02 | 153 | VAN METER INC | 64180-1080 | 800F-X01 | NC Contact Block 800F PB, 22mm Contact Block, Standard, Screw Contact Block, 1 N.C., Latch Mounting | PUR | NC Contact Block 800F PB, 22mm Contact Block, Standard, Screw Contact Block, 1 N.C., Latch Mounting | EA | EA |  | TRUE |  | P | DEL | 100
132750 | 7 | 7 | States | Champlin | Andrew Olson | TRUE | 2026-04-24T00:00:00 | 2026-10-21T00:00:00 | 2026-10-21T00:00:00 | 6 | 0 | 6 | 6.451 | 1070.87 | 55316-3157 | USA | D02 | 153 | VAN METER INC | 64180-1080 | 800F-X01 | NC Contact Block 800F PB, 22mm Contact Block, Standard, Screw Contact Block, 1 N.C., Latch Mounting | PUR | NC Contact Block 800F PB, 22mm Contact Block, Standard, Screw Contact Block, 1 N.C., Latch Mounting | EA | EA |  | TRUE |  | P | DEL | 100
132750 | 8 | 7 | States | Champlin | Andrew Olson | TRUE | 2026-04-24T00:00:00 | 2026-08-03T00:00:00 | 2026-08-03T00:00:00 | 163 | 50 | 113 | 6.105 | 5628.81 | 55316-3157 | USA | D02 | 153 | VAN METER INC | 64180-1080 | 800F-X10 | N.O. Contact Block for use with 800F series | PUR | N.O. Contact Block for use with 800F series | EA | EA |  | TRUE |  | P | DEL | 100
132750 | 8 | 8 | States | Champlin | Andrew Olson | TRUE | 2026-04-24T00:00:00 | 2026-08-25T00:00:00 | 2026-08-25T00:00:00 | 124 | 0 | 124 | 6.105 | 5628.81 | 55316-3157 | USA | D02 | 153 | VAN METER INC | 64180-1080 | 800F-X10 | N.O. Contact Block for use with 800F series | PUR | N.O. Contact Block for use with 800F series | EA | EA |  | TRUE |  | P | DEL | 100
132750 | 8 | 9 | States | Champlin | Andrew Olson | TRUE | 2026-04-24T00:00:00 | 2026-09-04T00:00:00 | 2026-09-04T00:00:00 | 68 | 0 | 68 | 6.105 | 5628.81 | 55316-3157 | USA | D02 | 153 | VAN METER INC | 64180-1080 | 800F-X10 | N.O. Contact Block for use with 800F series | PUR | N.O. Contact Block for use with 800F series | EA | EA |  | TRUE |  | P | DEL | 100
132750 | 8 | 10 | States | Champlin | Andrew Olson | TRUE | 2026-04-24T00:00:00 | 2026-10-20T00:00:00 | 2026-10-20T00:00:00 | 78 | 0 | 78 | 6.105 | 5628.81 | 55316-3157 | USA | D02 | 153 | VAN METER INC | 64180-1080 | 800F-X10 | N.O. Contact Block for use with 800F series | PUR | N.O. Contact Block for use with 800F series | EA | EA |  | TRUE |  | P | DEL | 100
132750 | 8 | 11 | States | Champlin | Andrew Olson | TRUE | 2026-04-24T00:00:00 | 2026-11-04T00:00:00 | 2026-11-04T00:00:00 | 50 | 0 | 50 | 6.105 | 5628.81 | 55316-3157 | USA | D02 | 153 | VAN METER INC | 64180-1080 | 800F-X10 | N.O. Contact Block for use with 800F series | PUR | N.O. Contact Block for use with 800F series | EA | EA |  | TRUE |  | P | DEL | 100
132750 | 6 | 2 | States | Champlin | Andrew Olson | TRUE | 2026-04-24T00:00:00 | 2026-08-25T00:00:00 | 2026-08-25T00:00:00 | 1 | 0 | 1 | 19.828 | 257.76 | 55316-3157 | USA | D02 | 153 | VAN METER INC | 64180-1080 | 800FP-LF4- | Momentary Push Button, Illuminated: Round Plastic (Type 4/4X/13, IP66), Flush, Red, 22.5mm, Does not include power module | PUR | Momentary Push Button, Illuminated: Round Plastic (Type 4/4X/13, IP66), Flush, Red, 22.5mm, Does not include power module | EA | EA |  | TRUE |  | P | DEL | 100
132750 | 4 | 10 | States | Champlin | Andrew Olson | TRUE | 2026-04-24T00:00:00 | 2026-11-04T00:00:00 | 2026-11-04T00:00:00 | 6 | 0 | 6 | 44.376 | 17306.64 | 55316-3157 | USA | D02 | 153 | VAN METER INC | 64180-1080 | 800F-NUW | Pilot Light: 24-120V AC/DC (24-132V), White LED power module, 22.5mm | PUR | Pilot Light: 24-120V AC/DC (24-132V), White LED power module, 22.5mm | EA | EA |  | TRUE |  | P | DEL | 100
132750 | 4 | 9 | States | Champlin | Andrew Olson | TRUE | 2026-04-24T00:00:00 | 2026-10-20T00:00:00 | 2026-10-20T00:00:00 | 42 | 0 | 42 | 44.376 | 17306.64 | 55316-3157 | USA | D02 | 153 | VAN METER INC | 64180-1080 | 800F-NUW | Pilot Light: 24-120V AC/DC (24-132V), White LED power module, 22.5mm | PUR | Pilot Light: 24-120V AC/DC (24-132V), White LED power module, 22.5mm | EA | EA |  | TRUE |  | P | DEL | 100
132750 | 4 | 8 | States | Champlin | Andrew Olson | TRUE | 2026-04-24T00:00:00 | 2026-09-14T00:00:00 | 2026-09-14T00:00:00 | 4 | 0 | 4 | 44.376 | 17306.64 | 55316-3157 | USA | D02 | 153 | VAN METER INC | 64180-1080 | 800F-NUW | Pilot Light: 24-120V AC/DC (24-132V), White LED power module, 22.5mm | PUR | Pilot Light: 24-120V AC/DC (24-132V), White LED power module, 22.5mm | EA | EA |  | TRUE |  | P | DEL | 100
132750 | 4 | 7 | States | Champlin | Andrew Olson | TRUE | 2026-04-24T00:00:00 | 2026-08-31T00:00:00 | 2026-08-31T00:00:00 | 32 | 0 | 32 | 44.376 | 17306.64 | 55316-3157 | USA | D02 | 153 | VAN METER INC | 64180-1080 | 800F-NUW | Pilot Light: 24-120V AC/DC (24-132V), White LED power module, 22.5mm | PUR | Pilot Light: 24-120V AC/DC (24-132V), White LED power module, 22.5mm | EA | EA |  | TRUE |  | P | DEL | 100
132750 | 4 | 6 | States | Champlin | Andrew Olson | TRUE | 2026-04-24T00:00:00 | 2026-08-04T00:00:00 | 2026-08-04T00:00:00 | 96 | 0 | 96 | 44.376 | 17306.64 | 55316-3157 | USA | D02 | 153 | VAN METER INC | 64180-1080 | 800F-NUW | Pilot Light: 24-120V AC/DC (24-132V), White LED power module, 22.5mm | PUR | Pilot Light: 24-120V AC/DC (24-132V), White LED power module, 22.5mm | EA | EA |  | TRUE |  | P | DEL | 100
132750 | 4 | 5 | States | Champlin | Andrew Olson | TRUE | 2026-04-24T00:00:00 | 2026-07-27T00:00:00 | 2026-07-27T00:00:00 | 20 | 6 | 14 | 44.376 | 17306.64 | 55316-3157 | USA | D02 | 153 | VAN METER INC | 64180-1080 | 800F-NUW | Pilot Light: 24-120V AC/DC (24-132V), White LED power module, 22.5mm | PUR | Pilot Light: 24-120V AC/DC (24-132V), White LED power module, 22.5mm | EA | EA |  | TRUE |  | P | DEL | 100
132750 | 3 | 2 | States | Champlin | Andrew Olson | TRUE | 2026-04-24T00:00:00 | 2026-10-21T00:00:00 | 2026-10-21T00:00:00 | 3 | 0 | 3 | 45.904 | 734.46 | 55316-3157 | USA | D02 | 153 | VAN METER INC | 64180-1080 | 800F-AMRG | Protective Ring for 800FP-MP44 Emergency Stop Push Button | PUR | Protective Ring for 800FP-MP44 Emergency Stop Push Button | EA | EA |  | TRUE |  | P | DEL | 100
132750 | 3 | 1 | States | Champlin | Andrew Olson | TRUE | 2026-04-24T00:00:00 | 2026-08-31T00:00:00 | 2026-08-31T00:00:00 | 13 | 0 | 13 | 45.904 | 734.46 | 55316-3157 | USA | D02 | 153 | VAN METER INC | 64180-1080 | 800F-AMRG | Protective Ring for 800FP-MP44 Emergency Stop Push Button | PUR | Protective Ring for 800FP-MP44 Emergency Stop Push Button | EA | EA |  | TRUE |  | P | DEL | 100
132750 | 2 | 10 | States | Champlin | Andrew Olson | TRUE | 2026-04-24T00:00:00 | 2026-11-04T00:00:00 | 2026-11-04T00:00:00 | 12 | 0 | 12 | 2.97 | 1880.01 | 55316-3157 | USA | D02 | 153 | VAN METER INC | 64180-1080 | 800F-ALP | 800F Latch, Plastic Latch | PUR | 800F Latch, Plastic Latch | EA | EA |  | TRUE |  | P | DEL | 100
132750 | 2 | 9 | States | Champlin | Andrew Olson | TRUE | 2026-04-24T00:00:00 | 2026-10-20T00:00:00 | 2026-10-20T00:00:00 | 48 | 0 | 48 | 2.97 | 1880.01 | 55316-3157 | USA | D02 | 153 | VAN METER INC | 64180-1080 | 800F-ALP | 800F Latch, Plastic Latch | PUR | 800F Latch, Plastic Latch | EA | EA |  | TRUE |  | P | DEL | 100
132750 | 2 | 8 | States | Champlin | Andrew Olson | TRUE | 2026-04-24T00:00:00 | 2026-09-04T00:00:00 | 2026-09-04T00:00:00 | 52 | 0 | 52 | 2.97 | 1880.01 | 55316-3157 | USA | D02 | 153 | VAN METER INC | 64180-1080 | 800F-ALP | 800F Latch, Plastic Latch | PUR | 800F Latch, Plastic Latch | EA | EA |  | TRUE |  | P | DEL | 100
132750 | 2 | 7 | States | Champlin | Andrew Olson | TRUE | 2026-04-24T00:00:00 | 2026-08-25T00:00:00 | 2026-08-25T00:00:00 | 64 | 0 | 64 | 2.97 | 1880.01 | 55316-3157 | USA | D02 | 153 | VAN METER INC | 64180-1080 | 800F-ALP | 800F Latch, Plastic Latch | PUR | 800F Latch, Plastic Latch | EA | EA |  | TRUE |  | P | DEL | 100
132750 | 2 | 6 | States | Champlin | Andrew Olson | TRUE | 2026-04-24T00:00:00 | 2026-08-04T00:00:00 | 2026-08-04T00:00:00 | 120 | 0 | 120 | 2.97 | 1880.01 | 55316-3157 | USA | D02 | 153 | VAN METER INC | 64180-1080 | 800F-ALP | 800F Latch, Plastic Latch | PUR | 800F Latch, Plastic Latch | EA | EA |  | TRUE |  | P | DEL | 100
132750 | 2 | 5 | States | Champlin | Andrew Olson | TRUE | 2026-04-24T00:00:00 | 2026-07-27T00:00:00 | 2026-07-27T00:00:00 | 32 | 12 | 20 | 2.97 | 1880.01 | 55316-3157 | USA | D02 | 153 | VAN METER INC | 64180-1080 | 800F-ALP | 800F Latch, Plastic Latch | PUR | 800F Latch, Plastic Latch | EA | EA |  | TRUE |  | P | DEL | 100
132301 | 2 | 1 | States | Champlin | Andrew Olson | TRUE | 2026-04-07T00:00:00 | 2026-08-25T00:00:00 | 2026-08-25T00:00:00 | 50 | 0 | 50 | 6.105 | 305.25 | 55316-3157 | USA | D02 | 153 | VAN METER INC | 64180-1080 | 800F-X10 | N.O. Contact Block for use with 800F series | PUR | N.O. Contact Block for use with 800F series | EA | EA | WER | TRUE |  | P | DEL | 100
132301 | 1 | 2 | States | Champlin | Andrew Olson | TRUE | 2026-04-07T00:00:00 | 2026-10-21T00:00:00 | 2026-10-21T00:00:00 | 8 | 0 | 8 | 21.872 | 371.82 | 55316-3157 | USA | D02 | 153 | VAN METER INC | 64180-1080 | 700-HB33Z24-3-4 | GP Tall Square Base Relay, 15 AMP Standard Contact, 24V DC, 3 Change-Over Contact (Three P), Push-To-Test, Manual Override & Pilot | PUR | GP Tall Square Base Relay, 15 AMP Standard Contact, 24V DC, 3 Change-Over Contact (Three P), Push-To-Test, Manual Override & Pilot | EA | EA | WER | TRUE |  | P | DEL | 100
134307 | 5 | 1 | States | Dayton | Andrew Olson | TRUE | 2026-06-23T00:00:00 | 2026-10-19T00:00:00 |  | 6 | 0 | 6 | 985.574 | 5913.44 | 55369-6417 | USA | D02 | 153 | VAN METER INC | 64180-1080 | SPLCS-24L | SDX Pigtail Fusion Splice Module pre-loaded with quad LC adapters (Blue) and 24-fiber OS2 LC/UPC individual pigtails. Includes 40mm splice sleeves. Works with all SDX Enclosures | PUR | SDX Pigtail Fusion Splice Module pre-loaded with quad LC adapters (Blue) and 24-fiber OS2 LC/UPC individual pigtails. Includes 40mm splice sleeves. Works with all SDX Enclosures | EA | EA |  | FALSE |  | P | DEL | DAYTON
134307 | 4 | 1 | States | Dayton | Andrew Olson | TRUE | 2026-06-23T00:00:00 | 2026-10-19T00:00:00 |  | 63 | 0 | 63 | 9.082 | 572.17 | 55369-6417 | USA | D02 | 153 | VAN METER INC | 64180-1080 | 700-HN154 | Relay base for A-B P/N 700-HB33**** relays | PUR | Relay base for A-B P/N 700-HB33**** relays | EA | EA |  | FALSE |  | P | DEL | DAYTON
134307 | 3 | 1 | States | Dayton | Andrew Olson | TRUE | 2026-06-23T00:00:00 | 2026-10-19T00:00:00 |  | 63 | 0 | 63 | 22.802 | 1436.53 | 55369-6417 | USA | D02 | 153 | VAN METER INC | 64180-1080 | 700-HB33A1-3-4 | Relay, 3PDT, 120 VAC Coil | PUR | Relay, 3PDT, 120 VAC Coil | EA | EA |  | FALSE |  | P | DEL | DAYTON
134307 | 2 | 1 | States | Dayton | Andrew Olson | TRUE | 2026-06-23T00:00:00 | 2026-10-19T00:00:00 |  | 6 | 0 | 6 | 151.987 | 911.92 | 55369-6417 | USA | D02 | 153 | VAN METER INC | 64180-1080 | 5WSML-2C | Small SDX Wall-Mount Fiber Enclosure, empty with dual door, no lock | PUR | Small SDX Wall-Mount Fiber Enclosure, empty with dual door, no lock | EA | EA |  | FALSE |  | P | DEL | DAYTON
134307 | 1 | 1 | States | Dayton | Andrew Olson | TRUE | 2026-06-23T00:00:00 | 2026-10-19T00:00:00 |  | 6 | 0 | 6 | 20.147 | 120.88 | 55369-6417 | USA | D02 | 153 | VAN METER INC | 64180-1080 | 5L000-KAL | Lock and key set for use with all Opt-X® 1000 Rack-Mount and Wall-Mount Fiber Enclosures | PUR | Lock and key set for use with all Opt-X® 1000 Rack-Mount and Wall-Mount Fiber Enclosures | EA | EA |  | FALSE |  | P | DEL | DAYTON
134286 | 5 | 1 | States | Champlin | Andrew Olson | TRUE | 2026-06-23T00:00:00 | 2026-07-15T00:00:00 | 2026-07-15T00:00:00 | 60 | 12 | 48 | 17.73 | 1063.8 | 55316-3157 | USA | D02 | 153 | VAN METER INC | 64180-1080 | LP-CC-4 | TIME-DELAY FUSE: 600Vac, 150Vdc, 4A, 200 kAIC at 600Vac & 20 kAIC at 150Vdc - Eaton Bussmann Series LP-CC | FFB | TIME-DELAY FUSE: 600Vac, 150Vdc, 4A, 200 kAIC at 600Vac & 20 kAIC at 150Vdc - Eaton Bussmann Series LP-CC | EA | EA |  | TRUE |  | P | DEL | Dayton
134286 | 4 | 1 | States | Champlin | Andrew Olson | TRUE | 2026-06-23T00:00:00 | 2026-08-25T00:00:00 | 2026-08-25T00:00:00 | 8 | 0 | 8 | 299.457 | 2395.66 | 55316-3157 | USA | D02 | 153 | VAN METER INC | 64180-1080 | DWAE43L840-4-UNV | LED light, 4FT,Vaporlume | PUR | LED light, 4FT,Vaporlume | EA | EA |  | TRUE |  | P | DEL | DAYTON
132956 | 1 | 1 | States | Champlin | Andrew Olson | TRUE | 2026-05-04T00:00:00 | 2026-08-04T00:00:00 | 2026-08-04T00:00:00 | 3 | 0 | 3 | 6.451 | 193.53 | 55316-3157 | USA | D02 | 153 | VAN METER INC | 64180-1080 | 800F-X01 | NC Contact Block 800F PB, 22mm Contact Block, Standard, Screw Contact Block, 1 N.C., Latch Mounting | PUR | NC Contact Block 800F PB, 22mm Contact Block, Standard, Screw Contact Block, 1 N.C., Latch Mounting | EA | EA |  | TRUE |  | P | DEL | 100
132956 | 1 | 2 | States | Champlin | Andrew Olson | TRUE | 2026-05-04T00:00:00 | 2026-08-25T00:00:00 | 2026-08-25T00:00:00 | 9 | 0 | 9 | 6.451 | 193.53 | 55316-3157 | USA | D02 | 153 | VAN METER INC | 64180-1080 | 800F-X01 | NC Contact Block 800F PB, 22mm Contact Block, Standard, Screw Contact Block, 1 N.C., Latch Mounting | PUR | NC Contact Block 800F PB, 22mm Contact Block, Standard, Screw Contact Block, 1 N.C., Latch Mounting | EA | EA |  | TRUE |  | P | DEL | 100
132956 | 1 | 3 | States | Champlin | Andrew Olson | TRUE | 2026-05-04T00:00:00 | 2026-10-21T00:00:00 | 2026-10-21T00:00:00 | 8 | 0 | 8 | 6.451 | 193.53 | 55316-3157 | USA | D02 | 153 | VAN METER INC | 64180-1080 | 800F-X01 | NC Contact Block 800F PB, 22mm Contact Block, Standard, Screw Contact Block, 1 N.C., Latch Mounting | PUR | NC Contact Block 800F PB, 22mm Contact Block, Standard, Screw Contact Block, 1 N.C., Latch Mounting | EA | EA |  | TRUE |  | P | DEL | 100
132956 | 1 | 4 | States | Champlin | Andrew Olson | TRUE | 2026-05-04T00:00:00 | 2026-11-03T00:00:00 | 2026-11-03T00:00:00 | 4 | 0 | 4 | 6.451 | 193.53 | 55316-3157 | USA | D02 | 153 | VAN METER INC | 64180-1080 | 800F-X01 | NC Contact Block 800F PB, 22mm Contact Block, Standard, Screw Contact Block, 1 N.C., Latch Mounting | PUR | NC Contact Block 800F PB, 22mm Contact Block, Standard, Screw Contact Block, 1 N.C., Latch Mounting | EA | EA |  | TRUE |  | P | DEL | 100
132956 | 1 | 5 | States | Champlin | Andrew Olson | TRUE | 2026-05-04T00:00:00 | 2026-11-19T00:00:00 | 2026-11-19T00:00:00 | 4 | 0 | 4 | 6.451 | 193.53 | 55316-3157 | USA | D02 | 153 | VAN METER INC | 64180-1080 | 800F-X01 | NC Contact Block 800F PB, 22mm Contact Block, Standard, Screw Contact Block, 1 N.C., Latch Mounting | PUR | NC Contact Block 800F PB, 22mm Contact Block, Standard, Screw Contact Block, 1 N.C., Latch Mounting | EA | EA |  | TRUE |  | P | DEL | 100
132956 | 1 | 6 | States | Champlin | Andrew Olson | TRUE | 2026-05-04T00:00:00 | 2026-12-04T00:00:00 | 2026-12-04T00:00:00 | 2 | 0 | 2 | 6.451 | 193.53 | 55316-3157 | USA | D02 | 153 | VAN METER INC | 64180-1080 | 800F-X01 | NC Contact Block 800F PB, 22mm Contact Block, Standard, Screw Contact Block, 1 N.C., Latch Mounting | PUR | NC Contact Block 800F PB, 22mm Contact Block, Standard, Screw Contact Block, 1 N.C., Latch Mounting | EA | EA |  | TRUE |  | P | DEL | 100
132956 | 3 | 1 | States | Champlin | Andrew Olson | TRUE | 2026-05-04T00:00:00 | 2026-11-01T00:00:00 | 2026-11-01T00:00:00 | 1 | 0 | 1 | 29.212 | 29.21 | 55316-3157 | USA | D02 | 153 | VAN METER INC | 64180-1080 | CCMR010 | Fuse: 10A, Class CC time-delay, current limiting, 600VAC, 200kA interrupt cap, rejection type | PUR | Fuse: 10A, Class CC time-delay, current limiting, 600VAC, 200kA interrupt cap, rejection type | EA | EA |  | TRUE |  | P | DEL | 100
132956 | 4 | 1 | States | Champlin | Andrew Olson | TRUE | 2026-05-04T00:00:00 | 2026-11-01T00:00:00 | 2026-11-01T00:00:00 | 1 | 0 | 1 | 30.902 | 30.9 | 55316-3157 | USA | D02 | 153 | VAN METER INC | 64180-1080 | CCMR015 | Fuse: 15A, Class CC time-delay, current limiting, 600VAC, 200kA interrupt cap, rejection type | PUR | Fuse: 15A, Class CC time-delay, current limiting, 600VAC, 200kA interrupt cap, rejection type | EA | EA |  | TRUE |  | P | DEL | 100
132956 | 5 | 1 | States | Champlin | Andrew Olson | TRUE | 2026-05-04T00:00:00 | 2026-08-10T00:00:00 | 2026-08-10T00:00:00 | 4 | 0 | 4 | 30.902 | 123.61 | 55316-3157 | USA | D02 | 153 | VAN METER INC | 64180-1080 | CCMR030 | Fuse: 30A, Class CC time-delay, current limiting, 600VAC, 200kA interrupt cap, rejection type | PUR | Fuse: 30A, Class CC time-delay, current limiting, 600VAC, 200kA interrupt cap, rejection type | EA | EA |  | TRUE |  | P | DEL | 100
132751 | 1 | 4 | States | Champlin | Andrew Olson | TRUE | 2026-04-24T00:00:00 | 2026-06-22T00:00:00 | 2026-06-22T00:00:00 | 61 | 4 | 57 | 22.516 | 8488.53 | 55316-3157 | USA | D02 | 153 | VAN METER INC | 64180-1080 | 800FP-LSM26 | 2 Position Illuminated Selector Switch - Plastic, Maintained, Blue | PUR | 2 Position Illuminated Selector Switch - Plastic, Maintained, Blue | EA | EA |  | TRUE |  | P | DEL | 100
132751 | 1 | 5 | States | Champlin | Andrew Olson | TRUE | 2026-04-24T00:00:00 | 2026-07-06T00:00:00 | 2026-07-06T00:00:00 | 9 | 0 | 9 | 22.516 | 8488.53 | 55316-3157 | USA | D02 | 153 | VAN METER INC | 64180-1080 | 800FP-LSM26 | 2 Position Illuminated Selector Switch - Plastic, Maintained, Blue | PUR | 2 Position Illuminated Selector Switch - Plastic, Maintained, Blue | EA | EA |  | TRUE |  | P | DEL | 100
132751 | 1 | 6 | States | Champlin | Andrew Olson | TRUE | 2026-04-24T00:00:00 | 2026-07-27T00:00:00 | 2026-07-27T00:00:00 | 16 | 0 | 16 | 22.516 | 8488.53 | 55316-3157 | USA | D02 | 153 | VAN METER INC | 64180-1080 | 800FP-LSM26 | 2 Position Illuminated Selector Switch - Plastic, Maintained, Blue | PUR | 2 Position Illuminated Selector Switch - Plastic, Maintained, Blue | EA | EA |  | TRUE |  | P | DEL | 100
132751 | 1 | 7 | States | Champlin | Andrew Olson | TRUE | 2026-04-24T00:00:00 | 2026-08-04T00:00:00 | 2026-08-04T00:00:00 | 80 | 0 | 80 | 22.516 | 8488.53 | 55316-3157 | USA | D02 | 153 | VAN METER INC | 64180-1080 | 800FP-LSM26 | 2 Position Illuminated Selector Switch - Plastic, Maintained, Blue | PUR | 2 Position Illuminated Selector Switch - Plastic, Maintained, Blue | EA | EA |  | TRUE |  | P | DEL | 100
132751 | 1 | 8 | States | Champlin | Andrew Olson | TRUE | 2026-04-24T00:00:00 | 2026-08-31T00:00:00 | 2026-08-31T00:00:00 | 16 | 0 | 16 | 22.516 | 8488.53 | 55316-3157 | USA | D02 | 153 | VAN METER INC | 64180-1080 | 800FP-LSM26 | 2 Position Illuminated Selector Switch - Plastic, Maintained, Blue | PUR | 2 Position Illuminated Selector Switch - Plastic, Maintained, Blue | EA | EA |  | TRUE |  | P | DEL | 100
132751 | 1 | 9 | States | Champlin | Andrew Olson | TRUE | 2026-04-24T00:00:00 | 2026-09-14T00:00:00 | 2026-09-14T00:00:00 | 4 | 0 | 4 | 22.516 | 8488.53 | 55316-3157 | USA | D02 | 153 | VAN METER INC | 64180-1080 | 800FP-LSM26 | 2 Position Illuminated Selector Switch - Plastic, Maintained, Blue | PUR | 2 Position Illuminated Selector Switch - Plastic, Maintained, Blue | EA | EA |  | TRUE |  | P | DEL | 100
132751 | 1 | 10 | States | Champlin | Andrew Olson | TRUE | 2026-04-24T00:00:00 | 2026-10-20T00:00:00 | 2026-10-20T00:00:00 | 36 | 0 | 36 | 22.516 | 8488.53 | 55316-3157 | USA | D02 | 153 | VAN METER INC | 64180-1080 | 800FP-LSM26 | 2 Position Illuminated Selector Switch - Plastic, Maintained, Blue | PUR | 2 Position Illuminated Selector Switch - Plastic, Maintained, Blue | EA | EA |  | TRUE |  | P | DEL | 100
132751 | 1 | 11 | States | Champlin | Andrew Olson | TRUE | 2026-04-24T00:00:00 | 2026-11-04T00:00:00 | 2026-11-04T00:00:00 | 6 | 0 | 6 | 22.516 | 8488.53 | 55316-3157 | USA | D02 | 153 | VAN METER INC | 64180-1080 | 800FP-LSM26 | 2 Position Illuminated Selector Switch - Plastic, Maintained, Blue | PUR | 2 Position Illuminated Selector Switch - Plastic, Maintained, Blue | EA | EA |  | TRUE |  | P | DEL | 100
132751 | 3 | 3 | States | Champlin | Andrew Olson | TRUE | 2026-04-24T00:00:00 | 2026-08-31T00:00:00 | 2026-08-31T00:00:00 | 16 | 0 | 16 | 19.367 | 406.71 | 55316-3157 | USA | D02 | 153 | VAN METER INC | 64180-1080 | 800FP-SM22 | SOURCE PREFERRED SWITCH: 2-POSITION, MAINTAINED, 22.5MM, STANDARD KNOB | PUR | SOURCE PREFERRED SWITCH: 2-POSITION, MAINTAINED, 22.5MM, STANDARD KNOB | EA | EA |  | TRUE |  | P | DEL | 100
134438 | 10 | 1 | States | Champlin | Andrew Olson | TRUE | 2026-06-30T00:00:00 | 2026-08-06T00:00:00 | 2026-08-06T00:00:00 | 100 | 0 | 100 | 29.212 | 2921.2 | 55316-3157 | USA | D02 | 153 | VAN METER INC | 64180-1080 | CCMR004 | Fuse: 4A, time-delay, clss cc, current limiting, 600VAC | PUR | Fuse: 4A, time-delay, clss cc, current limiting, 600VAC | EA | EA |  | TRUE |  | P | DEL | 100
134438 | 9 | 1 | States | Champlin | Andrew Olson | TRUE | 2026-06-30T00:00:00 | 2026-08-24T00:00:00 | 2026-08-24T00:00:00 | 100 | 0 | 100 | 6.367 | 636.7 | 55316-3157 | USA | D02 | 153 | VAN METER INC | 64180-1080 | 800F-X01 | NC Contact Block 800F PB, 22mm Contact Block, Standard, Screw Contact Block, 1 N.C., Latch Mounting | PUR | NC Contact Block 800F PB, 22mm Contact Block, Standard, Screw Contact Block, 1 N.C., Latch Mounting | EA | EA |  | TRUE |  | P | DEL | 100
134438 | 8 | 1 | States | Champlin | Andrew Olson | TRUE | 2026-06-30T00:00:00 | 2026-08-24T00:00:00 | 2026-08-24T00:00:00 | 50 | 0 | 50 | 8.457 | 422.85 | 55316-3157 | USA | D02 | 153 | VAN METER INC | 64180-1080 | 800FP-P4 | Pilot Light: Plastic, Red, 22.5mm, Does not include power module | PUR | Pilot Light: Plastic, Red, 22.5mm, Does not include power module | EA | EA |  | TRUE |  | P | DEL | 100
134438 | 7 | 1 | States | Champlin | Andrew Olson | TRUE | 2026-06-30T00:00:00 | 2026-08-24T00:00:00 | 2026-08-24T00:00:00 | 50 | 0 | 50 | 8.457 | 422.85 | 55316-3157 | USA | D02 | 153 | VAN METER INC | 64180-1080 | 800FP-P3 | Pilot Light: Plastic, Green, 22.5mm, Does not include power module | PUR | Pilot Light: Plastic, Green, 22.5mm, Does not include power module | EA | EA |  | TRUE |  | P | DEL | 100
134438 | 6 | 1 | States | Champlin | Andrew Olson | TRUE | 2026-06-30T00:00:00 | 2026-08-24T00:00:00 | 2026-08-24T00:00:00 | 50 | 0 | 50 | 8.457 | 422.85 | 55316-3157 | USA | D02 | 153 | VAN METER INC | 64180-1080 | 800FP-P0 | Pilot Light: Plastic, Amber, 22.5mm, Does not include power module | PUR | Pilot Light: Plastic, Amber, 22.5mm, Does not include power module | EA | EA |  | TRUE |  | P | DEL | 100
134438 | 5 | 1 | States | Champlin | Andrew Olson | TRUE | 2026-06-30T00:00:00 | 2027-09-24T00:00:00 | 2026-09-24T00:00:00 | 100 | 0 | 100 | 22.516 | 2251.6 | 55316-3157 | USA | D02 | 153 | VAN METER INC | 64180-1080 | 800FP-LSM26 | 2 Position Illuminated Selector Switch - Plastic, Maintained, Blue | PUR | 2 Position Illuminated Selector Switch - Plastic, Maintained, Blue | EA | EA |  | TRUE |  | P | DEL | 100
134438 | 4 | 1 | States | Champlin | Andrew Olson | TRUE | 2026-06-30T00:00:00 | 2026-07-31T00:00:00 | 2026-07-31T00:00:00 | 100 | 0 | 100 | 43.993 | 4399.3 | 55316-3157 | USA | D02 | 153 | VAN METER INC | 64180-1080 | 800F-NUG | Pilot Light: 24-120V AC/DC (24-132V), Green LED power module, 22.5mm | PUR | Pilot Light: 24-120V AC/DC (24-132V), Green LED power module, 22.5mm | EA | EA |  | TRUE |  | P | DEL | 100
134438 | 3 | 1 | States | Champlin | Andrew Olson | TRUE | 2026-06-30T00:00:00 | 2026-08-25T00:00:00 | 2026-08-25T00:00:00 | 1 | 0 | 1 | 98.7 | 98.7 | 55316-3157 | USA | D02 | 153 | VAN METER INC | 64180-1080 | 700-HT3 | Plug In Tube-Based Multi Timer Relay - Used With 700-HN204, -HN205 & -HN153 | PUR | Plug In Tube-Based Multi Timer Relay - Used With 700-HN204, -HN205 & -HN153 | EA | EA |  | TRUE |  | P | DEL | 100
134438 | 2 | 1 | States | Champlin | Andrew Olson | TRUE | 2026-06-30T00:00:00 | 2026-10-12T00:00:00 | 2026-10-12T00:00:00 | 300 | 0 | 300 | 9.082 | 2724.6 | 55316-3157 | USA | D02 | 153 | VAN METER INC | 64180-1080 | 700-HN154 | Relay base for A-B P/N 700-HB33**** relays | PUR | Relay base for A-B P/N 700-HB33**** relays | EA | EA |  | TRUE |  | P | DEL | 100
134438 | 1 | 4 | States | Champlin | Andrew Olson | TRUE | 2026-06-30T00:00:00 | 2026-11-05T00:00:00 | 2026-11-05T00:00:00 | 500 | 0 | 500 | 21.459 | 21459 | 55316-3157 | USA | D02 | 153 | VAN METER INC | 64180-1080 | 700-HB33Z24-3-4 | GP Tall Square Base Relay, 15 AMP Standard Contact, 24V DC, 3 Change-Over Contact (Three P), Push-To-Test, Manual Override & Pilot | PUR | GP Tall Square Base Relay, 15 AMP Standard Contact, 24V DC, 3 Change-Over Contact (Three P), Push-To-Test, Manual Override & Pilot | EA | EA |  | TRUE |  | P | DEL | 100
134438 | 1 | 1 | States | Champlin | Andrew Olson | TRUE | 2026-06-30T00:00:00 | 2026-09-24T00:00:00 | 2026-09-24T00:00:00 | 500 | 0 | 500 | 21.459 | 21459 | 55316-3157 | USA | D02 | 153 | VAN METER INC | 64180-1080 | 700-HB33Z24-3-4 | GP Tall Square Base Relay, 15 AMP Standard Contact, 24V DC, 3 Change-Over Contact (Three P), Push-To-Test, Manual Override & Pilot | PUR | GP Tall Square Base Relay, 15 AMP Standard Contact, 24V DC, 3 Change-Over Contact (Three P), Push-To-Test, Manual Override & Pilot | EA | EA |  | TRUE |  | P | DEL | 100
132814 | 1 | 1 | States | Champlin | Andrew Olson | TRUE | 2026-04-28T00:00:00 | 2026-12-22T00:00:00 | 2026-12-22T00:00:00 | 50 | 0 | 50 | 6.105 | 305.25 | 55316-3157 | USA | D02 | 153 | VAN METER INC | 64180-1080 | 800F-X10 | N.O. Contact Block for use with 800F series | PUR | N.O. Contact Block for use with 800F series | EA | EA |  | TRUE |  | P | DEL | 100
132814 | 2 | 1 | States | Champlin | Andrew Olson | TRUE | 2026-04-28T00:00:00 | 2026-10-20T00:00:00 | 2026-10-20T00:00:00 | 18 | 0 | 18 | 27.046 | 973.66 | 55316-3157 | USA | D02 | 153 | VAN METER INC | 64180-1080 | CCMR010 | Fuse: 10A, Class CC time-delay, current limiting, 600VAC, 200kA interrupt cap, rejection type | PUR | Fuse: 10A, Class CC time-delay, current limiting, 600VAC, 200kA interrupt cap, rejection type | EA | EA |  | TRUE |  | P | DEL | 100
132814 | 2 | 2 | States | Champlin | Andrew Olson | TRUE | 2026-04-28T00:00:00 | 2026-11-04T00:00:00 | 2026-11-04T00:00:00 | 6 | 0 | 6 | 27.046 | 973.66 | 55316-3157 | USA | D02 | 153 | VAN METER INC | 64180-1080 | CCMR010 | Fuse: 10A, Class CC time-delay, current limiting, 600VAC, 200kA interrupt cap, rejection type | PUR | Fuse: 10A, Class CC time-delay, current limiting, 600VAC, 200kA interrupt cap, rejection type | EA | EA |  | TRUE |  | P | DEL | 100
132814 | 2 | 3 | States | Champlin | Andrew Olson | TRUE | 2026-04-28T00:00:00 | 2026-12-07T00:00:00 | 2026-12-07T00:00:00 | 12 | 0 | 12 | 27.046 | 973.66 | 55316-3157 | USA | D02 | 153 | VAN METER INC | 64180-1080 | CCMR010 | Fuse: 10A, Class CC time-delay, current limiting, 600VAC, 200kA interrupt cap, rejection type | PUR | Fuse: 10A, Class CC time-delay, current limiting, 600VAC, 200kA interrupt cap, rejection type | EA | EA |  | TRUE |  | P | DEL | 100
132814 | 3 | 3 | States | Champlin | Andrew Olson | TRUE | 2026-04-28T00:00:00 | 2026-12-07T00:00:00 | 2026-12-07T00:00:00 | 12 | 4 | 8 | 28.608 | 1029.89 | 55316-3157 | USA | D02 | 153 | VAN METER INC | 64180-1080 | CCMR015 | Fuse: 15A, Class CC time-delay, current limiting, 600VAC, 200kA interrupt cap, rejection type | PUR | Fuse: 15A, Class CC time-delay, current limiting, 600VAC, 200kA interrupt cap, rejection type | EA | EA |  | TRUE |  | P | DEL | 100
132814 | 4 | 2 | States | Champlin | Andrew Olson | TRUE | 2026-04-28T00:00:00 | 2026-08-10T00:00:00 | 2026-08-10T00:00:00 | 2 | 0 | 2 | 28.608 | 343.3 | 55316-3157 | USA | D02 | 153 | VAN METER INC | 64180-1080 | CCMR015 | Fuse: 15A, Class CC time-delay, current limiting, 600VAC, 200kA interrupt cap, rejection type | PUR | Fuse: 15A, Class CC time-delay, current limiting, 600VAC, 200kA interrupt cap, rejection type | EA | EA |  | TRUE |  | P | DEL | 100
132814 | 5 | 2 | States | Champlin | Andrew Olson | TRUE | 2026-04-28T00:00:00 | 2026-08-10T00:00:00 | 2026-08-10T00:00:00 | 1 | 0 | 1 | 108.794 | 217.59 | 55316-3157 | USA | D02 | 153 | VAN METER INC | 64180-1080 | DRUBGFI20 | Receptacle: GFCI, 120V, 20A, Din rail mount | PUR | Receptacle: GFCI, 120V, 20A, Din rail mount | EA | EA |  | TRUE |  | P | DEL | 100
134075 | 3 | 1 | States | Champlin | Andrew Olson | TRUE | 2026-06-15T00:00:00 | 2026-10-01T00:00:00 | 2026-10-01T00:00:00 | 5 | 0 | 5 | 213.97 | 1069.85 | 55316-3157 | USA | D02 | 153 | VAN METER INC | 64180-1080 | N1J12128 | NEMA 1 Box Metal, Steel Gray Hinged Door, Lid 12.000" L x 12.000" W (304.80mm x 304.80mm) X 8.000" (203.20mm) | PUR | NEMA 1 Box Metal, Steel Gray Hinged Door, Lid 12.000" L x 12.000" W (304.80mm x 304.80mm) X 8.000" (203.20mm) | EA | EA |  | TRUE |  | P | DEL | 100
134075 | 2 | 1 | States | Champlin | Andrew Olson | TRUE | 2026-06-15T00:00:00 | 2026-11-02T00:00:00 | 2026-11-02T00:00:00 | 1000 | 0 | 1000 | 22.516 | 22516 | 55316-3157 | USA | D02 | 153 | VAN METER INC | 64180-1080 | 800FP-LSM26 | 2 Position Illuminated Selector Switch - Plastic, Maintained, Blue | PUR | 2 Position Illuminated Selector Switch - Plastic, Maintained, Blue | EA | EA |  | TRUE |  | P | DEL | 100
134075 | 1 | 1 | States | Champlin | Andrew Olson | TRUE | 2026-06-15T00:00:00 | 2026-09-01T00:00:00 | 2026-09-01T00:00:00 | 1000 | 0 | 1000 | 2.93 | 2930 | 55316-3157 | USA | D02 | 153 | VAN METER INC | 64180-1080 | 800F-ALP | 800F Latch, Plastic Latch | PUR | 800F Latch, Plastic Latch | EA | EA |  | TRUE |  | P | DEL | 100
132303 | 4 | 2 | States | Champlin | Andrew Olson | TRUE | 2026-04-07T00:00:00 | 2026-11-04T00:00:00 | 2026-11-04T00:00:00 | 6 | 0 | 6 | 642.13 | 6421.3 | 55316-3157 | USA | D02 | 153 | VAN METER INC | 64180-1080 | DAH4001B | HOFFMAN HEATER | PUR | HOFFMAN HEATER | EA | EA | WER | TRUE |  | P | DEL | 100
132303 | 4 | 1 | States | Champlin | Andrew Olson | TRUE | 2026-04-07T00:00:00 | 2026-10-20T00:00:00 | 2026-10-20T00:00:00 | 4 | 0 | 4 | 642.13 | 6421.3 | 55316-3157 | USA | D02 | 153 | VAN METER INC | 64180-1080 | DAH4001B | HOFFMAN HEATER | PUR | HOFFMAN HEATER | EA | EA | WER | TRUE |  | P | DEL | 100
132303 | 3 | 2 | States | Champlin | Andrew Olson | TRUE | 2026-04-07T00:00:00 | 2026-08-03T00:00:00 | 2026-08-03T00:00:00 | 500 | 0 | 500 | 73.342 | 73342 | 55316-3157 | USA | D02 | 153 | VAN METER INC | 64180-1080 | CHCC2DIU | FUSE HOLDER: 2P 10X38MFH 30A 600V CLASS CC INDICATOR | PUR | FUSE HOLDER: 2P 10X38MFH 30A 600V CLASS CC INDICATOR | EA | EA | WER | TRUE |  | P | DEL | 100
132303 | 2 | 1 | States | Champlin | Andrew Olson | TRUE | 2026-04-07T00:00:00 | 2026-08-31T00:00:00 | 2026-08-31T00:00:00 | 161 | 0 | 161 | 35.399 | 5699.24 | 55316-3157 | USA | D02 | 153 | VAN METER INC | 64180-1080 | CHCC1DIU | FUSE HOLDER: 1P 10X38MFH 30A 600V CLASS CC INDICATOR | PUR | FUSE HOLDER: 1P 10X38MFH 30A 600V CLASS CC INDICATOR | EA | EA | WER | TRUE |  | P | DEL | 100
132303 | 1 | 2 | States | Champlin | Andrew Olson | TRUE | 2026-04-07T00:00:00 | 2026-11-04T00:00:00 | 2026-11-04T00:00:00 | 6 | 0 | 6 | 28.608 | 286.08 | 55316-3157 | USA | D02 | 153 | VAN METER INC | 64180-1080 | CCMR015 | Fuse: 15A, Class CC time-delay, current limiting, 600VAC, 200kA interrupt cap, rejection type | PUR | Fuse: 15A, Class CC time-delay, current limiting, 600VAC, 200kA interrupt cap, rejection type | EA | EA | WER | TRUE |  | P | DEL | 100
132303 | 1 | 1 | States | Champlin | Andrew Olson | TRUE | 2026-04-07T00:00:00 | 2026-10-20T00:00:00 | 2026-10-20T00:00:00 | 4 | 0 | 4 | 28.608 | 286.08 | 55316-3157 | USA | D02 | 153 | VAN METER INC | 64180-1080 | CCMR015 | Fuse: 15A, Class CC time-delay, current limiting, 600VAC, 200kA interrupt cap, rejection type | PUR | Fuse: 15A, Class CC time-delay, current limiting, 600VAC, 200kA interrupt cap, rejection type | EA | EA | WER | TRUE |  | P | DEL | 100
132575 | 3 | 1 | States | Champlin | Andrew Olson | TRUE | 2026-04-17T00:00:00 | 2026-12-22T00:00:00 | 2026-12-22T00:00:00 | 25 | 0 | 25 | 19.367 | 484.18 | 55316-3157 | USA | D02 | 153 | VAN METER INC | 64180-1080 | 800FP-SB32 | 800FP-SB32 Selector Switch: 3-Position, spring return from left and right, 22.5mm, standard | PUR | 800FP-SB32 Selector Switch: 3-Position, spring return from left and right, 22.5mm, standard | EA | EA |  | TRUE |  | P | DEL | 100
132306 | 5 | 1 | States | Dayton | Andrew Olson | TRUE | 2026-04-07T00:00:00 | 2026-11-20T00:00:00 | 2026-11-20T00:00:00 | 6 | 0 | 6 | 636.91 | 3821.46 | 55369-6417 | USA | D02 | 153 | VAN METER INC | 64180-1080 | DWAE51L840 | LED light, 4FT | PUR | LED light, 4FT | EA | EA | WER | TRUE |  | P | DEL | DAYTON
132306 | 4 | 5 | States | Dayton | Andrew Olson | TRUE | 2026-04-07T00:00:00 | 2026-12-22T00:00:00 | 2026-12-22T00:00:00 | 25 | 0 | 25 | 91.514 | 19400.97 | 55369-6417 | USA | D02 | 153 | VAN METER INC | 64180-1080 | DRUB15 | Receptacle: 120V, 15A, Din rail mount | PUR | Receptacle: 120V, 15A, Din rail mount | EA | EA | WER | TRUE |  | P | DEL | Dayton
132306 | 4 | 4 | States | Dayton | Andrew Olson | TRUE | 2026-04-07T00:00:00 | 2026-07-02T00:00:00 | 2026-06-02T00:00:00 | 56 | 30 | 26 | 91.514 | 19400.97 | 55369-6417 | USA | D02 | 153 | VAN METER INC | 64180-1080 | DRUB15 | Receptacle: 120V, 15A, Din rail mount | PUR | Receptacle: 120V, 15A, Din rail mount | EA | EA | WER | TRUE |  | P | DEL | Dayton
132306 | 3 | 3 | States | Dayton | Andrew Olson | TRUE | 2026-04-07T00:00:00 | 2026-11-20T00:00:00 | 2026-11-20T00:00:00 | 16 | 0 | 16 | 7602.43 | 243.28 | 55369-6417 | USA | D02 | 153 | VAN METER INC | 64180-1080 | CUBARESTR | 4/0 Bare copper wire | PUR | 4/0 Bare copper wire | EA | EA | WER | TRUE |  | P | DEL | DAYTON
132306 | 3 | 2 | States | Dayton | Andrew Olson | TRUE | 2026-04-07T00:00:00 | 2026-07-23T00:00:00 | 2026-07-23T00:00:00 | 12 | 0 | 12 | 7602.43 | 243.28 | 55369-6417 | USA | D02 | 153 | VAN METER INC | 64180-1080 | CUBARESTR | 4/0 Bare copper wire | PUR | 4/0 Bare copper wire | EA | EA | WER | TRUE |  | P | DEL | DAYTON
132306 | 2 | 1 | States | Dayton | Andrew Olson | TRUE | 2026-04-07T00:00:00 | 2026-11-20T00:00:00 | 2026-11-20T00:00:00 | 6 | 0 | 6 | 747.366 | 44.84 | 55369-6417 | USA | D02 | 153 | VAN METER INC | 64180-1080 | CTL40-38 | 4/0 CU STD BRL. 1 hole 3/8 inch bolt | PUR | 4/0 CU STD BRL. 1 hole 3/8 inch bolt | EA | EA | WER | TRUE |  | P | DEL | DAYTON
132306 | 1 | 1 | States | Dayton | Andrew Olson | TRUE | 2026-04-07T00:00:00 | 2026-11-20T00:00:00 | 2026-11-20T00:00:00 | 6 | 0 | 6 | 747.366 | 44.84 | 55369-6417 | USA | D02 | 153 | VAN METER INC | 64180-1080 | CTL40-12 | 4/0 CU STD BRL. 1 hole 1/2 inch bolt | PUR | 4/0 CU STD BRL. 1 hole 1/2 inch bolt | EA | EA | WER | TRUE |  | P | DEL | DAYTON
130523 | 1 | 1 | States | CHAMPLIN | Megan Swymeler | TRUE | 2025-12-31T00:00:00 |  |  | 60 | 0 | 60 | 823.137 | 49388.22 | 55316 | USA | D02 | 153 | VAN METER INC | 64180-1080 | 38RBA4-300E | Fuse, 38kV 300E-Rated, Clip-Lock Series, Max IR RMS Sym 16.8kA, Single barrel (use for 300E & 2x for 540E) | PUR | Fuse, 38kV 300E-Rated, Clip-Lock Series, Max IR RMS Sym 16.8kA, Single barrel (use for 300E & 2x for 540E) | EA | EA | WER | TRUE |  | P | DEL | 100
130523 | 2 | 1 | States | CHAMPLIN | Megan Swymeler | TRUE | 2025-12-31T00:00:00 |  |  | 78 | 17 | 61 | 2302.595 | 179602.41 | 55316 | USA | D02 | 153 | VAN METER INC | 64180-1080 | 38RBA4-IDH | Fuse holders, 35kV, 38kV max, 150kV BIL, disconnect indicating, Eaton Cutler-Hammer (use for 300E) | PUR | Fuse holders, 35kV, 38kV max, 150kV BIL, disconnect indicating, Eaton Cutler-Hammer (use for 300E) | EA | EA | WER | TRUE |  | P | DEL | 100
130523 | 5 | 1 | States | CHAMPLIN | Megan Swymeler | TRUE | 2025-12-31T00:00:00 |  |  | 90 | 0 | 90 | 400.861 | 36077.49 | 55316 | USA | D02 | 153 | VAN METER INC | 64180-1080 | RBA4-FLTR | Fuse filters, Eaton Cutler-Hammer (use for 300E & 2x for 540E) | PUR | Fuse filters, Eaton Cutler-Hammer (use for 300E & 2x for 540E) | EA | EA | WER | TRUE |  | P | DEL | 100
132305 | 2 | 3 | States | Dayton | Andrew Olson | TRUE | 2026-04-07T00:00:00 | 2026-05-22T00:00:00 | 2026-05-22T00:00:00 | 29 | 0 | 29 | 341.1081 | 12962.11 | 55369-6417 | USA | D02 | 153 | VAN METER INC | 64180-1080 | FLK-050-CLKT | 2 IN 50MM C-RANGE IR WINDOW FLUKE | PUR | 2 IN 50MM C-RANGE IR WINDOW FLUKE | EA | EA |  | TRUE |  | P | DEL | 100
132305 | 2 | 2 | States | Dayton | Andrew Olson | TRUE | 2026-04-07T00:00:00 | 2026-05-14T00:00:00 | 2026-05-14T00:00:00 | 2 | 0 | 2 | 341.1081 | 12962.11 | 55369-6417 | USA | D02 | 153 | VAN METER INC | 64180-1080 | FLK-050-CLKT | 2 IN 50MM C-RANGE IR WINDOW FLUKE | PUR | 2 IN 50MM C-RANGE IR WINDOW FLUKE | EA | EA |  | TRUE |  | P | DEL | 100
134663 | 1 | 1 | States | Champlin | Andrew Olson | TRUE | 2026-07-10T00:00:00 | 2026-07-17T00:00:00 | 2026-07-17T00:00:00 | 12 | 0 | 12 | 10.385 | 124.62 | 55316-3157 | USA | D02 | 153 | VAN METER INC | 64180-1080 | 800FP-F2 | PUSHBUTTON BLACK, FLUSH MOUNT, 22.5MM, INCLUDES MOUNTING RING, MOMENTARY | MEC | PUSHBUTTON BLACK, FLUSH MOUNT, 22.5MM, INCLUDES MOUNTING RING, MOMENTARY | EA | EA |  | TRUE |  | P | DEL | 100
134663 | 2 | 1 | States | Champlin | Andrew Olson | TRUE | 2026-07-10T00:00:00 | 2026-07-17T00:00:00 | 2026-07-17T00:00:00 | 2 | 0 | 2 | 10.385 | 20.77 | 55316-3157 | USA | D02 | 153 | VAN METER INC | 64180-1080 | 800FP-F3 | PUSHBUTTON GREEN, FLUSH MOUNT, 22.5MM, INCLUDES MOUNTING RING, MOMENTARY | MEC | PUSHBUTTON GREEN, FLUSH MOUNT, 22.5MM, INCLUDES MOUNTING RING, MOMENTARY | EA | EA |  | TRUE |  | P | DEL | 100
134663 | 3 | 1 | States | Champlin | Andrew Olson | TRUE | 2026-07-10T00:00:00 | 2026-07-17T00:00:00 | 2026-07-17T00:00:00 | 100 | 0 | 100 | 22.516 | 2251.6 | 55316-3157 | USA | D02 | 153 | VAN METER INC | 64180-1080 | 800FP-LSM26 | 2 Position Illuminated Selector Switch - Plastic, Maintained, Blue | PUR | 2 Position Illuminated Selector Switch - Plastic, Maintained, Blue | EA | EA |  | TRUE |  | P | DEL | 100
134663 | 4 | 1 | States | Champlin | Andrew Olson | TRUE | 2026-07-10T00:00:00 | 2026-07-17T00:00:00 | 2026-07-17T00:00:00 | 150 | 0 | 150 | 8.457 | 1268.55 | 55316-3157 | USA | D02 | 153 | VAN METER INC | 64180-1080 | 800FP-P0 | Pilot Light: Plastic, Amber, 22.5mm, Does not include power module | PUR | Pilot Light: Plastic, Amber, 22.5mm, Does not include power module | EA | EA |  | TRUE |  | P | DEL | 100
134663 | 5 | 1 | States | Champlin | Andrew Olson | TRUE | 2026-07-10T00:00:00 | 2026-07-17T00:00:00 | 2026-07-17T00:00:00 | 50 | 0 | 50 | 8.457 | 422.85 | 55316-3157 | USA | D02 | 153 | VAN METER INC | 64180-1080 | 800FP-P3 | Pilot Light: Plastic, Green, 22.5mm, Does not include power module | PUR | Pilot Light: Plastic, Green, 22.5mm, Does not include power module | EA | EA |  | TRUE |  | P | DEL | 100
134663 | 6 | 1 | States | Champlin | Andrew Olson | TRUE | 2026-07-10T00:00:00 | 2026-07-17T00:00:00 | 2026-07-17T00:00:00 | 2 | 0 | 2 | 54.437 | 108.87 | 55316-3157 | USA | D02 | 153 | VAN METER INC | 64180-1080 | 800FP-P4PN3R | 24 V DC RED LED | MEC | 24 V DC RED LED | EA | EA |  | TRUE |  | P | DEL | 100
134663 | 7 | 1 | States | Champlin | Andrew Olson | TRUE | 2026-07-10T00:00:00 | 2026-07-17T00:00:00 | 2026-07-17T00:00:00 | 50 | 0 | 50 | 6.367 | 318.35 | 55316-3157 | USA | D02 | 153 | VAN METER INC | 64180-1080 | 800F-X01 | NC Contact Block 800F PB, 22mm Contact Block, Standard, Screw Contact Block, 1 N.C., Latch Mounting | PUR | NC Contact Block 800F PB, 22mm Contact Block, Standard, Screw Contact Block, 1 N.C., Latch Mounting | EA | EA |  | TRUE |  | P | DEL | 100
134663 | 8 | 1 | States | Champlin | Andrew Olson | TRUE | 2026-07-10T00:00:00 | 2026-08-03T00:00:00 | 2026-08-03T00:00:00 | 350 | 0 | 350 | 29.212 | 20448.4 | 55316-3157 | USA | D02 | 153 | VAN METER INC | 64180-1080 | CCMR002 | Fuse: 2A, Class CC time-delay, current limiting, 600VAC, 200kA interrupt cap, rejection type | PUR | Fuse: 2A, Class CC time-delay, current limiting, 600VAC, 200kA interrupt cap, rejection type | EA | EA |  | TRUE |  | P | DEL | 100
134663 | 8 | 2 | States | Champlin | Andrew Olson | TRUE | 2026-07-10T00:00:00 | 2026-09-03T00:00:00 | 2026-09-03T00:00:00 | 350 | 0 | 350 | 29.212 | 20448.4 | 55316-3157 | USA | D02 | 153 | VAN METER INC | 64180-1080 | CCMR002 | Fuse: 2A, Class CC time-delay, current limiting, 600VAC, 200kA interrupt cap, rejection type | PUR | Fuse: 2A, Class CC time-delay, current limiting, 600VAC, 200kA interrupt cap, rejection type | EA | EA |  | TRUE |  | P | DEL | 100
134663 | 10 | 1 | States | Champlin | Andrew Olson | TRUE | 2026-07-10T00:00:00 | 2026-07-17T00:00:00 | 2026-07-17T00:00:00 | 4 | 0 | 4 | 29.212 | 116.85 | 55316-3157 | USA | D02 | 153 | VAN METER INC | 64180-1080 | CCMR010 | Fuse: 10A, Class CC time-delay, current limiting, 600VAC, 200kA interrupt cap, rejection type | PUR | Fuse: 10A, Class CC time-delay, current limiting, 600VAC, 200kA interrupt cap, rejection type | EA | EA |  | TRUE |  | P | DEL | 100
133345 | 10 | 2 | States | Champlin | Andrew Olson | TRUE | 2026-05-18T00:00:00 | 2026-10-26T00:00:00 | 2026-10-26T00:00:00 | 1000 | 0 | 1000 | 6.105 | 9157.5 | 55316-3157 | USA | D02 | 153 | VAN METER INC | 64180-1080 | 800F-X10 | N.O. Contact Block for use with 800F series | PUR | N.O. Contact Block for use with 800F series | EA | EA |  | TRUE |  | P | DEL | 100
133345 | 10 | 1 | States | Champlin | Andrew Olson | TRUE | 2026-05-18T00:00:00 | 2026-09-24T00:00:00 | 2026-09-24T00:00:00 | 500 | 0 | 500 | 6.105 | 9157.5 | 55316-3157 | USA | D02 | 153 | VAN METER INC | 64180-1080 | 800F-X10 | N.O. Contact Block for use with 800F series | PUR | N.O. Contact Block for use with 800F series | EA | EA |  | TRUE |  | P | DEL | 100
133345 | 9 | 1 | States | Champlin | Andrew Olson | TRUE | 2026-05-18T00:00:00 | 2026-08-31T00:00:00 | 2026-08-31T00:00:00 | 100 | 0 | 100 | 8.57 | 857 | 55316-3157 | USA | D02 | 153 | VAN METER INC | 64180-1080 | 800FP-P4 | Pilot Light: Plastic, Red, 22.5mm, Does not include power module | PUR | Pilot Light: Plastic, Red, 22.5mm, Does not include power module | EA | EA |  | TRUE |  | P | DEL | 100
133345 | 7 | 1 | States | Champlin | Andrew Olson | TRUE | 2026-05-18T00:00:00 | 2026-10-26T00:00:00 | 2026-10-26T00:00:00 | 50 | 0 | 50 | 8.57 | 428.5 | 55316-3157 | USA | D02 | 153 | VAN METER INC | 64180-1080 | 800FP-P3 | Pilot Light: Plastic, Green, 22.5mm, Does not include power module | PUR | Pilot Light: Plastic, Green, 22.5mm, Does not include power module | EA | EA |  | TRUE |  | P | DEL | 100
133345 | 6 | 1 | States | Champlin | Andrew Olson | TRUE | 2026-05-18T00:00:00 | 2026-08-25T00:00:00 | 2026-08-25T00:00:00 | 210 | 0 | 210 | 22.817 | 4791.57 | 55316-3157 | USA | D02 | 153 | VAN METER INC | 64180-1080 | 800FP-LSM26 | 2 Position Illuminated Selector Switch - Plastic, Maintained, Blue | PUR | 2 Position Illuminated Selector Switch - Plastic, Maintained, Blue | EA | EA |  | TRUE |  | P | DEL | 100
133345 | 5 | 2 | States | Champlin | Andrew Olson | TRUE | 2026-05-18T00:00:00 | 2026-11-04T00:00:00 | 2026-11-04T00:00:00 | 1000 | 0 | 1000 | 44.376 | 88752 | 55316-3157 | USA | D02 | 153 | VAN METER INC | 64180-1080 | 800F-NUW | Pilot Light: 24-120V AC/DC (24-132V), White LED power module, 22.5mm | PUR | Pilot Light: 24-120V AC/DC (24-132V), White LED power module, 22.5mm | EA | EA |  | TRUE |  | P | DEL | 100
133345 | 5 | 1 | States | Champlin | Andrew Olson | TRUE | 2026-05-18T00:00:00 | 2026-08-25T00:00:00 | 2026-08-25T00:00:00 | 1000 | 0 | 1000 | 44.376 | 88752 | 55316-3157 | USA | D02 | 153 | VAN METER INC | 64180-1080 | 800F-NUW | Pilot Light: 24-120V AC/DC (24-132V), White LED power module, 22.5mm | PUR | Pilot Light: 24-120V AC/DC (24-132V), White LED power module, 22.5mm | EA | EA |  | TRUE |  | P | DEL | 100
133345 | 4 | 3 | States | Champlin | Andrew Olson | TRUE | 2026-05-18T00:00:00 | 2026-10-21T00:00:00 | 2026-10-21T00:00:00 | 100 | 0 | 100 | 44.58 | 13374 | 55316-3157 | USA | D02 | 153 | VAN METER INC | 64180-1080 | 800F-NUR | Pilot Light: 24-120V AC/DC (24-132V), Red LED power module, 22.5mm | PUR | Pilot Light: 24-120V AC/DC (24-132V), Red LED power module, 22.5mm | EA | EA |  | TRUE |  | P | DEL | 100
133345 | 4 | 2 | States | Champlin | Andrew Olson | TRUE | 2026-05-18T00:00:00 | 2026-08-03T00:00:00 | 2026-08-03T00:00:00 | 100 | 0 | 100 | 44.58 | 13374 | 55316-3157 | USA | D02 | 153 | VAN METER INC | 64180-1080 | 800F-NUR | Pilot Light: 24-120V AC/DC (24-132V), Red LED power module, 22.5mm | PUR | Pilot Light: 24-120V AC/DC (24-132V), Red LED power module, 22.5mm | EA | EA |  | TRUE |  | P | DEL | 100
133345 | 3 | 1 | States | Champlin | Andrew Olson | TRUE | 2026-05-18T00:00:00 | 2026-10-21T00:00:00 | 2026-10-21T00:00:00 | 100 | 0 | 100 | 44.58 | 4458 | 55316-3157 | USA | D02 | 153 | VAN METER INC | 64180-1080 | 800F-NUG | Pilot Light: 24-120V AC/DC (24-132V), Green LED power module, 22.5mm | PUR | Pilot Light: 24-120V AC/DC (24-132V), Green LED power module, 22.5mm | EA | EA |  | TRUE |  | P | DEL | 100
133345 | 2 | 1 | States | Champlin | Andrew Olson | TRUE | 2026-05-18T00:00:00 | 2026-10-19T00:00:00 | 2026-10-19T00:00:00 | 4 | 0 | 4 | 2311.123 | 9244.49 | 55316-3157 | USA | D02 | 153 | VAN METER INC | 64180-1080 | 38RBA4-IDH | Fuse holders, 35kV, 38kV max, 150kV BIL, disconnect indicating, Eaton Cutler-Hammer (use for 300E) | PUR | Fuse holders, 35kV, 38kV max, 150kV BIL, disconnect indicating, Eaton Cutler-Hammer (use for 300E) | EA | EA |  | TRUE |  | P | DEL | 100
133345 | 1 | 1 | States | Champlin | Andrew Olson | TRUE | 2026-05-18T00:00:00 | 2026-11-09T00:00:00 | 2026-11-09T00:00:00 | 1 | 0 | 1 | 433.802 | 433.8 | 55316-3157 | USA | D02 | 153 | VAN METER INC | 64180-1080 | 15CLPT-.5 | Eaton Bussmann series CLPT fuse, 15.5 MAX KV, 0.5E, Single barrel, Current limiting | PUR | Eaton Bussmann series CLPT fuse, 15.5 MAX KV, 0.5E, Single barrel, Current limiting | EA | EA |  | TRUE |  | P | DEL | 100
133727 | 11 | 1 | States | Champlin | Andrew Olson | TRUE | 2026-05-29T00:00:00 | 2026-10-26T00:00:00 | 2026-10-26T00:00:00 | 3 | 0 | 3 | 15.535 | 46.61 | 55316-3157 | USA | D02 | 153 | VAN METER INC | 64180-1080 | SPLMT-HKT | Splice tray mounting hardware kit | PUR | Splice tray mounting hardware kit | EA | EA |  | TRUE |  | P | DEL | 100
133727 | 10 | 1 | States | Champlin | Andrew Olson | TRUE | 2026-05-29T00:00:00 | 2026-10-26T00:00:00 | 2026-10-26T00:00:00 | 2 | 0 | 2 | 213.97 | 427.94 | 55316-3157 | USA | D02 | 153 | VAN METER INC | 64180-1080 | N1J12128 | NEMA 1 Box Metal, Steel Gray Hinged Door, Lid 12.000" L x 12.000" W (304.80mm x 304.80mm) X 8.000" (203.20mm) | PUR | NEMA 1 Box Metal, Steel Gray Hinged Door, Lid 12.000" L x 12.000" W (304.80mm x 304.80mm) X 8.000" (203.20mm) | EA | EA |  | TRUE |  | P | DEL | 100
133727 | 9 | 1 | States | Champlin | Andrew Olson | TRUE | 2026-05-29T00:00:00 | 2026-10-26T00:00:00 | 2026-10-26T00:00:00 | 16 | 0 | 16 | 346.772 | 5548.35 | 55316-3157 | USA | D02 | 153 | VAN METER INC | 64180-1080 | E750 | SolaHD Control Transformer, Encapsulated, Series: SBE, 240/480 VAC Primary, 120 VAC Secondary, 0.75 kVA Power, 50/60 Hz Frequency, 1 ph, Lead Wire Connection, Surface Mounting, 105 deg C Insulation, IP20 Enclosure, 131 deg F | PUR | SolaHD Control Transformer, Encapsulated, Series: SBE, 240/480 VAC Primary, 120 VAC Secondary, 0.75 kVA Power, 50/60 Hz Frequency, 1 ph, Lead Wire Connection, Surface Mounting, 105 deg C Insulation, IP20 Enclosure, 131 deg F | EA | EA |  | TRUE |  | P | DEL | 100
133727 | 8 | 1 | States | Champlin | Andrew Olson | TRUE | 2026-05-29T00:00:00 | 2026-10-26T00:00:00 | 2026-10-26T00:00:00 | 8 | 0 | 8 | 169.017 | 1352.14 | 55316-3157 | USA | D02 | 153 | VAN METER INC | 64180-1080 | E250 | Control transformer, 250VA, 240/480V primary, 120V secondary | PUR | Control transformer, 250VA, 240/480V primary, 120V secondary | EA | EA |  | TRUE |  | P | DEL | 100
133727 | 6 | 1 | States | Champlin | Andrew Olson | TRUE | 2026-05-29T00:00:00 | 2026-10-26T00:00:00 | 2026-10-26T00:00:00 | 3 | 0 | 3 | 29.212 | 87.64 | 55316-3157 | USA | D02 | 153 | VAN METER INC | 64180-1080 | CCMR-1 | Fuse: 1A, time-delay, clss cc, current limiting, 600VAC | PUR | Fuse: 1A, time-delay, clss cc, current limiting, 600VAC | EA | EA |  | TRUE |  | P | DEL | 100
133727 | 4 | 1 | States | Champlin | Andrew Olson | TRUE | 2026-05-29T00:00:00 | 2026-10-26T00:00:00 | 2026-10-26T00:00:00 | 32 | 0 | 32 | 29.212 | 934.78 | 55316-3157 | USA | D02 | 153 | VAN METER INC | 64180-1080 | CCMR003 | Fuse: 3A, Class CC time-delay, current limiting, 600VAC, 200kA interrupt cap, rejection type | PUR | Fuse: 3A, Class CC time-delay, current limiting, 600VAC, 200kA interrupt cap, rejection type | EA | EA |  | TRUE |  | P | DEL | 100
133727 | 3 | 1 | States | Champlin | Andrew Olson | TRUE | 2026-05-29T00:00:00 | 2026-10-26T00:00:00 | 2026-10-26T00:00:00 | 200 | 0 | 200 | 29.212 | 5842.4 | 55316-3157 | USA | D02 | 153 | VAN METER INC | 64180-1080 | CCMR002 | Fuse: 2A, Class CC time-delay, current limiting, 600VAC, 200kA interrupt cap, rejection type | PUR | Fuse: 2A, Class CC time-delay, current limiting, 600VAC, 200kA interrupt cap, rejection type | EA | EA |  | TRUE |  | P | DEL | 100
133727 | 2 | 1 | States | Champlin | Andrew Olson | TRUE | 2026-05-29T00:00:00 | 2026-10-26T00:00:00 | 2026-10-26T00:00:00 | 50 | 0 | 50 | 19.111 | 955.55 | 55316-3157 | USA | D02 | 153 | VAN METER INC | 64180-1080 | 800FP-SM22 | SOURCE PREFERRED SWITCH: 2-POSITION, MAINTAINED, 22.5MM, STANDARD KNOB | PUR | SOURCE PREFERRED SWITCH: 2-POSITION, MAINTAINED, 22.5MM, STANDARD KNOB | EA | EA |  | TRUE |  | P | DEL | 100
132038 | 3 | 1 | States | Champlin | Andrew Olson | TRUE | 2026-03-25T00:00:00 | 2026-08-05T00:00:00 | 2026-07-01T00:00:00 | 50 | 0 | 50 | 121.761 | 6088.05 | 55316-3157 | USA | D02 | 153 | VAN METER INC | 64180-1080 | CHCC3DIU | FUSE HOLDER: 3P 10X38MFH 30A 600V CLASS CC INDICATOR | PUR | FUSE HOLDER: 3P 10X38MFH 30A 600V CLASS CC INDICATOR | EA | EA | WER | TRUE |  | P | DEL | 100
132421 | 1 | 2 | States | Champlin | Andrew Olson | TRUE | 2026-04-10T00:00:00 | 2026-10-21T00:00:00 | 2026-10-21T00:00:00 | 8 | 0 | 8 | 21.872 | 196.85 | 55316-3157 | USA | D02 | 153 | VAN METER INC | 64180-1080 | 700-HB33Z24-3-4 | GP Tall Square Base Relay, 15 AMP Standard Contact, 24V DC, 3 Change-Over Contact (Three P), Push-To-Test, Manual Override & Pilot | PUR | GP Tall Square Base Relay, 15 AMP Standard Contact, 24V DC, 3 Change-Over Contact (Three P), Push-To-Test, Manual Override & Pilot | EA | EA |  | TRUE |  | P | DEL | 100
132421 | 2 | 8 | States | Champlin | Andrew Olson | TRUE | 2026-04-10T00:00:00 | 2026-11-04T00:00:00 | 2026-11-04T00:00:00 | 6 | 0 | 6 | 44.376 | 3461.33 | 55316-3157 | USA | D02 | 153 | VAN METER INC | 64180-1080 | 800F-NUW | Pilot Light: 24-120V AC/DC (24-132V), White LED power module, 22.5mm | PUR | Pilot Light: 24-120V AC/DC (24-132V), White LED power module, 22.5mm | EA | EA |  | TRUE |  | P | DEL | 100
132421 | 4 | 5 | States | Champlin | Andrew Olson | TRUE | 2026-04-10T00:00:00 | 2026-09-24T00:00:00 | 2026-09-24T00:00:00 | 6 | 0 | 6 | 22.817 | 889.86 | 55316-3157 | USA | D02 | 153 | VAN METER INC | 64180-1080 | 800FP-LSM26 | 2 Position Illuminated Selector Switch - Plastic, Maintained, Blue | PUR | 2 Position Illuminated Selector Switch - Plastic, Maintained, Blue | EA | EA |  | TRUE |  | P | DEL | 100
132421 | 4 | 6 | States | Champlin | Andrew Olson | TRUE | 2026-04-10T00:00:00 | 2026-09-24T00:00:00 | 2026-09-24T00:00:00 | 6 | 0 | 6 | 22.817 | 889.86 | 55316-3157 | USA | D02 | 153 | VAN METER INC | 64180-1080 | 800FP-LSM26 | 2 Position Illuminated Selector Switch - Plastic, Maintained, Blue | PUR | 2 Position Illuminated Selector Switch - Plastic, Maintained, Blue | EA | EA |  | TRUE |  | P | DEL | 100
133298 | 2 | 1 | States | Dayton | Andrew Olson | TRUE | 2026-05-15T00:00:00 | 2026-10-12T00:00:00 | 2026-10-12T00:00:00 | 18 | 0 | 18 | 639.567 | 11512.21 | 55369-6417 | USA | D02 | 153 | VAN METER INC | 64180-1080 | 38RBA4-250E | FUSE, RBA 400 38KV 250E | PUR | FUSE, RBA 400 38KV 250E | EA | EA |  | TRUE |  | P | DEL | DAYTON
133298 | 1 | 1 | States | Dayton | Andrew Olson | TRUE | 2026-05-15T00:00:00 | 2026-11-13T00:00:00 | 2026-11-13T00:00:00 | 9 | 0 | 9 | 826.185 | 7435.67 | 55369-6417 | USA | D02 | 153 | VAN METER INC | 64180-1080 | 38RBA4-175E | FUSE, RBA 400 38KV 175E | PUR | FUSE, RBA 400 38KV 175E | EA | EA |  | TRUE |  | P | DEL | DAYTON
134056 | 2 | 1 | States | Dayton | Andrew Olson | TRUE | 2026-06-12T00:00:00 | 2026-09-14T00:00:00 | 2026-09-14T00:00:00 | 96 | 0 | 96 | 705.288 | 67707.65 | 55369-6417 | USA | D02 | 153 | VAN METER INC | 64180-1080 | 36ABGN223.15 | CPT Fuses | PUR | Primary Fuse | EA | EA |  | TRUE |  | P | DEL | DAYTON
133139 | 2 | 1 | States | Champlin | Andrew Olson | TRUE | 2026-05-11T00:00:00 | 2026-07-20T00:00:00 | 2026-07-20T00:00:00 | 390 | 0 | 390 | 9.257 | 3610.23 | 55316-3157 | USA | D02 | 153 | VAN METER INC | 64180-1080 | 700-HN154 | Relay base for A-B P/N 700-HB33**** relays | PUR | Relay base for A-B P/N 700-HB33**** relays | EA | EA |  | TRUE |  | P | DEL | 100
133139 | 7 | 1 | States | Champlin | Andrew Olson | TRUE | 2026-05-11T00:00:00 | 2026-09-24T00:00:00 | 2026-09-24T00:00:00 | 446 | 0 | 446 | 44.376 | 19791.7 | 55316-3157 | USA | D02 | 153 | VAN METER INC | 64180-1080 | 800F-NUW | Pilot Light: 24-120V AC/DC (24-132V), White LED power module, 22.5mm | PUR | Pilot Light: 24-120V AC/DC (24-132V), White LED power module, 22.5mm | EA | EA |  | TRUE |  | P | DEL | 100
133139 | 8 | 1 | States | Champlin | Andrew Olson | TRUE | 2026-05-11T00:00:00 | 2026-09-24T00:00:00 | 2026-09-24T00:00:00 | 220 | 0 | 220 | 22.817 | 5019.74 | 55316-3157 | USA | D02 | 153 | VAN METER INC | 64180-1080 | 800FP-LSM26 | 2 Position Illuminated Selector Switch - Plastic, Maintained, Blue | PUR | 2 Position Illuminated Selector Switch - Plastic, Maintained, Blue | EA | EA |  | TRUE |  | P | DEL | 100
133139 | 10 | 1 | States | Champlin | Andrew Olson | TRUE | 2026-05-11T00:00:00 | 2026-10-21T00:00:00 | 2026-10-21T00:00:00 | 283 | 0 | 283 | 6.105 | 1727.72 | 55316-3157 | USA | D02 | 153 | VAN METER INC | 64180-1080 | 800F-X10 | N.O. Contact Block for use with 800F series | PUR | N.O. Contact Block for use with 800F series | EA | EA |  | TRUE |  | P | DEL | 100
133343 | 4 | 1 | States | Dayton | Andrew Olson | TRUE | 2026-05-18T00:00:00 | 2026-10-26T00:00:00 | 2026-10-26T00:00:00 | 30 | 0 | 30 | 8.457 | 253.71 | 55369-6417 | USA | D02 | 153 | VAN METER INC | 64180-1080 | 800FP-P4 | Pilot Light: Plastic, Red, 22.5mm, Does not include power module | PUR | Pilot Light: Plastic, Red, 22.5mm, Does not include power module | EA | EA |  | TRUE |  | P | DEL | DAYTON
133343 | 3 | 1 | States | Dayton | Andrew Olson | TRUE | 2026-05-18T00:00:00 | 2026-10-26T00:00:00 | 2026-10-26T00:00:00 | 30 | 0 | 30 | 8.457 | 253.71 | 55369-6417 | USA | D02 | 153 | VAN METER INC | 64180-1080 | 800FP-P3 | Pilot Light: Plastic, Green, 22.5mm, Does not include power module | PUR | Pilot Light: Plastic, Green, 22.5mm, Does not include power module | EA | EA |  | TRUE |  | P | DEL | DAYTON
133343 | 2 | 1 | States | Dayton | Andrew Olson | TRUE | 2026-05-18T00:00:00 | 2026-10-26T00:00:00 | 2026-10-26T00:00:00 | 30 | 0 | 30 | 43.993 | 1319.79 | 55369-6417 | USA | D02 | 153 | VAN METER INC | 64180-1080 | 800F-NUR | Pilot Light: 24-120V AC/DC (24-132V), Red LED power module, 22.5mm | PUR | Pilot Light: 24-120V AC/DC (24-132V), Red LED power module, 22.5mm | EA | EA |  | TRUE |  | P | DEL | DAYTON
133343 | 1 | 1 | States | Dayton | Andrew Olson | TRUE | 2026-05-18T00:00:00 | 2026-10-26T00:00:00 | 2026-10-26T00:00:00 | 30 | 0 | 30 | 43.993 | 1319.79 | 55369-6417 | USA | D02 | 153 | VAN METER INC | 64180-1080 | 800F-NUG | Pilot Light: 24-120V AC/DC (24-132V), Green LED power module, 22.5mm | PUR | Pilot Light: 24-120V AC/DC (24-132V), Green LED power module, 22.5mm | EA | EA |  | TRUE |  | P | DEL | DAYTON
131832 | 8 | 3 | States | Dayton | Andrew Olson | TRUE | 2026-03-18T00:00:00 | 2026-07-02T00:00:00 | 2026-07-02T00:00:00 | 82 | 0 | 82 | 236.277 | 897.85 | 55369-6417 | USA | D02 | 153 | VAN METER INC | 64180-1080 | DOT443 | 3/4" aluminum conduit | PUR | 3/4" aluminum conduit | EA | EA | WER | TRUE |  | P | DEL | DAYTON
131832 | 8 | 4 | States | Dayton | Andrew Olson | TRUE | 2026-03-18T00:00:00 | 2026-07-02T00:00:00 | 2026-07-02T00:00:00 | 82 | 0 | 82 | 236.277 | 897.85 | 55369-6417 | USA | D02 | 153 | VAN METER INC | 64180-1080 | DOT443 | 3/4" aluminum conduit | PUR | 3/4" aluminum conduit | EA | EA | WER | TRUE |  | P | DEL | DAYTON
131832 | 8 | 5 | States | Dayton | Andrew Olson | TRUE | 2026-03-18T00:00:00 | 2026-08-03T00:00:00 | 2026-08-03T00:00:00 | 50 | 0 | 50 | 236.277 | 897.85 | 55369-6417 | USA | D02 | 153 | VAN METER INC | 64180-1080 | DOT443 | 3/4" aluminum conduit | PUR | 3/4" aluminum conduit | EA | EA | WER | TRUE |  | P | DEL | DAYTON
131832 | 10 | 4 | States | Dayton | Andrew Olson | TRUE | 2026-03-18T00:00:00 | 2026-07-02T00:00:00 | 2026-07-02T00:00:00 | 6 | 0 | 6 | 215.896 | 6476.88 | 55369-6417 | USA | D02 | 153 | VAN METER INC | 64180-1080 | DWAE51L840 | LED light, 4FT | PUR | LED light, 4FT | EA | EA | WER | TRUE |  | P | DEL | DAYTON
131832 | 10 | 5 | States | Dayton | Andrew Olson | TRUE | 2026-03-18T00:00:00 | 2026-07-02T00:00:00 | 2026-07-02T00:00:00 | 6 | 0 | 6 | 215.896 | 6476.88 | 55369-6417 | USA | D02 | 153 | VAN METER INC | 64180-1080 | DWAE51L840 | LED light, 4FT | PUR | LED light, 4FT | EA | EA | WER | TRUE |  | P | DEL | DAYTON
131832 | 11 | 5 | States | Dayton | Andrew Olson | TRUE | 2026-03-18T00:00:00 | 2026-07-02T00:00:00 | 2026-07-02T00:00:00 | 4 | 0 | 4 | 21.24 | 403.56 | 55369-6417 | USA | D02 | 153 | VAN METER INC | 64180-1080 | GFNT2-I | GFI Receptacle: 125V 20A 5-20R Duplex GFI receptacle | PUR | GFI Receptacle: 125V 20A 5-20R Duplex GFI receptacle | EA | EA | WER | TRUE |  | P | DEL | DAYTON
131832 | 11 | 4 | States | Dayton | Andrew Olson | TRUE | 2026-03-18T00:00:00 | 2026-07-02T00:00:00 | 2026-07-02T00:00:00 | 3 | 0 | 3 | 21.24 | 403.56 | 55369-6417 | USA | D02 | 153 | VAN METER INC | 64180-1080 | GFNT2-I | GFI Receptacle: 125V 20A 5-20R Duplex GFI receptacle | PUR | GFI Receptacle: 125V 20A 5-20R Duplex GFI receptacle | EA | EA | WER | TRUE |  | P | DEL | DAYTON
131832 | 11 | 3 | States | Dayton | Andrew Olson | TRUE | 2026-03-18T00:00:00 | 2026-07-02T00:00:00 | 2026-07-02T00:00:00 | 4 | 0 | 4 | 21.24 | 403.56 | 55369-6417 | USA | D02 | 153 | VAN METER INC | 64180-1080 | GFNT2-I | GFI Receptacle: 125V 20A 5-20R Duplex GFI receptacle | PUR | GFI Receptacle: 125V 20A 5-20R Duplex GFI receptacle | EA | EA | WER | TRUE |  | P | DEL | DAYTON
131832 | 11 | 2 | States | Dayton | Andrew Olson | TRUE | 2026-03-18T00:00:00 | 2026-07-02T00:00:00 | 2026-07-02T00:00:00 | 3 | 0 | 3 | 21.24 | 403.56 | 55369-6417 | USA | D02 | 153 | VAN METER INC | 64180-1080 | GFNT2-I | GFI Receptacle: 125V 20A 5-20R Duplex GFI receptacle | PUR | GFI Receptacle: 125V 20A 5-20R Duplex GFI receptacle | EA | EA | WER | TRUE |  | P | DEL | DAYTON
131832 | 8 | 2 | States | Dayton | Andrew Olson | TRUE | 2026-03-18T00:00:00 | 2026-07-02T00:00:00 | 2026-07-02T00:00:00 | 82 | 0 | 82 | 236.277 | 897.85 | 55369-6417 | USA | D02 | 153 | VAN METER INC | 64180-1080 | DOT443 | 3/4" aluminum conduit | PUR | 3/4" aluminum conduit | EA | EA | WER | TRUE |  | P | DEL | DAYTON
131832 | 7 | 5 | States | Dayton | Andrew Olson | TRUE | 2026-03-18T00:00:00 | 2026-07-02T00:00:00 | 2026-07-02T00:00:00 | 48 | 0 | 48 | 746.337 | 1492.67 | 55369-6417 | USA | D02 | 153 | VAN METER INC | 64180-1080 | DOT439 | 2" aluminum conduit | PUR | 2" aluminum conduit | EA | EA | WER | TRUE |  | P | DEL | DAYTON
131832 | 7 | 4 | States | Dayton | Andrew Olson | TRUE | 2026-03-18T00:00:00 | 2026-07-02T00:00:00 | 2026-07-02T00:00:00 | 36 | 0 | 36 | 746.337 | 1492.67 | 55369-6417 | USA | D02 | 153 | VAN METER INC | 64180-1080 | DOT439 | 2" aluminum conduit | PUR | 2" aluminum conduit | EA | EA | WER | TRUE |  | P | DEL | DAYTON
131832 | 7 | 3 | States | Dayton | Andrew Olson | TRUE | 2026-03-18T00:00:00 | 2026-07-02T00:00:00 | 2026-07-02T00:00:00 | 36 | 0 | 36 | 746.337 | 1492.67 | 55369-6417 | USA | D02 | 153 | VAN METER INC | 64180-1080 | DOT439 | 2" aluminum conduit | PUR | 2" aluminum conduit | EA | EA | WER | TRUE |  | P | DEL | DAYTON
131832 | 7 | 2 | States | Dayton | Andrew Olson | TRUE | 2026-03-18T00:00:00 | 2026-07-02T00:00:00 | 2026-07-02T00:00:00 | 36 | 0 | 36 | 746.337 | 1492.67 | 55369-6417 | USA | D02 | 153 | VAN METER INC | 64180-1080 | DOT439 | 2" aluminum conduit | PUR | 2" aluminum conduit | EA | EA | WER | TRUE |  | P | DEL | DAYTON
131832 | 4 | 5 | States | Dayton | Andrew Olson | TRUE | 2026-03-18T00:00:00 | 2026-07-02T00:00:00 | 2026-07-02T00:00:00 | 8 | 0 | 8 | 747.366 | 239.16 | 55369-6417 | USA | D02 | 153 | VAN METER INC | 64180-1080 | CTL40-12 | 4/0 CU STD BRL. 1 hole 1/2 inch bolt | PUR | 4/0 CU STD BRL. 1 hole 1/2 inch bolt | EA | EA | WER | TRUE |  | P | DEL | DAYTON
131832 | 4 | 4 | States | Dayton | Andrew Olson | TRUE | 2026-03-18T00:00:00 | 2026-07-02T00:00:00 | 2026-07-02T00:00:00 | 6 | 2 | 4 | 747.366 | 239.16 | 55369-6417 | USA | D02 | 153 | VAN METER INC | 64180-1080 | CTL40-12 | 4/0 CU STD BRL. 1 hole 1/2 inch bolt | PUR | 4/0 CU STD BRL. 1 hole 1/2 inch bolt | EA | EA | WER | TRUE |  | P | DEL | DAYTON
131832 | 1 | 4 | States | Dayton | Andrew Olson | TRUE | 2026-03-18T00:00:00 | 2026-07-02T00:00:00 | 2026-07-02T00:00:00 | 6 | 3 | 3 | 459.641 | 64.35 | 55369-6417 | USA | D02 | 153 | VAN METER INC | 64180-1080 | 814C | 4 in. Square Cover, Exposed Work, 1 GFCI and 1 Toggle Switch | PUR | 4 in. Square Cover, Exposed Work, 1 GFCI and 1 Toggle Switch | EA | EA | WER | TRUE |  | P | DEL | DAYTON
133042 | 1 | 1 | States | Dayton | Andrew Olson | TRUE | 2026-05-07T00:00:00 | 2026-08-25T00:00:00 | 2026-08-25T00:00:00 | 73 | 0 | 73 | 2.97 | 1906.74 | 55369-6417 | USA | D02 | 153 | VAN METER INC | 64180-1080 | 800F-ALP | 800F Latch, Plastic Latch | PUR | 800F Latch, Plastic Latch | EA | EA |  | TRUE |  | P | DEL | DAYTON
133042 | 1 | 2 | States | Dayton | Andrew Olson | TRUE | 2026-05-07T00:00:00 | 2026-09-24T00:00:00 | 2026-09-24T00:00:00 | 569 | 0 | 569 | 2.97 | 1906.74 | 55369-6417 | USA | D02 | 153 | VAN METER INC | 64180-1080 | 800F-ALP | 800F Latch, Plastic Latch | PUR | 800F Latch, Plastic Latch | EA | EA |  | TRUE |  | P | DEL | DAYTON
133042 | 2 | 1 | States | Dayton | Andrew Olson | TRUE | 2026-05-07T00:00:00 | 2026-10-23T00:00:00 | 2026-10-23T00:00:00 | 106 | 0 | 106 | 39.09 | 4143.54 | 55369-6417 | USA | D02 | 153 | VAN METER INC | 64180-1080 | 800F-NUG | Pilot Light: 24-120V AC/DC (24-132V), Green LED power module, 22.5mm | PUR | Pilot Light: 24-120V AC/DC (24-132V), Green LED power module, 22.5mm | EA | EA |  | TRUE |  | P | DEL | DAYTON
133042 | 3 | 1 | States | Dayton | Andrew Olson | TRUE | 2026-05-07T00:00:00 | 2026-10-23T00:00:00 | 2026-10-23T00:00:00 | 111 | 0 | 111 | 39.09 | 4338.99 | 55369-6417 | USA | D02 | 153 | VAN METER INC | 64180-1080 | 800F-NUR | Pilot Light: 24-120V AC/DC (24-132V), Red LED power module, 22.5mm | PUR | Pilot Light: 24-120V AC/DC (24-132V), Red LED power module, 22.5mm | EA | EA |  | TRUE |  | P | DEL | DAYTON
133042 | 4 | 1 | States | Dayton | Andrew Olson | TRUE | 2026-05-07T00:00:00 | 2026-08-25T00:00:00 | 2026-08-25T00:00:00 | 178 | 0 | 178 | 44.376 | 7898.93 | 55369-6417 | USA | D02 | 153 | VAN METER INC | 64180-1080 | 800F-NUW | Pilot Light: 24-120V AC/DC (24-132V), White LED power module, 22.5mm | PUR | Pilot Light: 24-120V AC/DC (24-132V), White LED power module, 22.5mm | EA | EA |  | TRUE |  | P | DEL | DAYTON
133042 | 5 | 1 | States | Dayton | Andrew Olson | TRUE | 2026-05-07T00:00:00 | 2026-10-23T00:00:00 | 2026-10-23T00:00:00 | 90 | 0 | 90 | 8.57 | 771.3 | 55369-6417 | USA | D02 | 153 | VAN METER INC | 64180-1080 | 800FP-P3 | Pilot Light: Plastic, Green, 22.5mm, Does not include power module | PUR | Pilot Light: Plastic, Green, 22.5mm, Does not include power module | EA | EA |  | TRUE |  | P | DEL | DAYTON
133042 | 6 | 1 | States | Dayton | Andrew Olson | TRUE | 2026-05-07T00:00:00 | 2026-10-23T00:00:00 | 2026-10-23T00:00:00 | 107 | 0 | 107 | 8.57 | 916.99 | 55369-6417 | USA | D02 | 153 | VAN METER INC | 64180-1080 | 800FP-P4 | Pilot Light: Plastic, Red, 22.5mm, Does not include power module | PUR | Pilot Light: Plastic, Red, 22.5mm, Does not include power module | EA | EA |  | TRUE |  | P | DEL | DAYTON
133042 | 7 | 1 | States | Dayton | Andrew Olson | TRUE | 2026-05-07T00:00:00 | 2026-08-25T00:00:00 | 2026-08-25T00:00:00 | 166 | 0 | 166 | 6.271 | 1040.99 | 55369-6417 | USA | D02 | 153 | VAN METER INC | 64180-1080 | 800FP-P6 | BLUE PILOT LIGHT | PUR | BLUE PILOT LIGHT | EA | EA |  | TRUE |  | P | DEL | Dayton
133042 | 8 | 1 | States | Dayton | Andrew Olson | TRUE | 2026-05-07T00:00:00 | 2026-10-23T00:00:00 | 2026-10-23T00:00:00 | 224 | 0 | 224 | 380.093 | 85140.83 | 55369-6417 | USA | D02 | 153 | VAN METER INC | 64180-1080 | FLK-075-CLKT | Fluke FLK-075-CLKT IR Window | PUR | Fluke FLK-075-CLKT IR Window | EA | EA |  | TRUE |  | P | DEL | DAYTON
132809 | 1 | 1 | States | Dayton | Andrew Olson | TRUE | 2026-04-28T00:00:00 | 2026-08-03T00:00:00 | 2026-08-03T00:00:00 | 1 | 0 | 1 | 706.488 | 706.49 | 55369-6417 | USA | D02 | 153 | VAN METER INC | 64180-1080 | 1133819 | QUINT-HP-BAT/PB/48DC/7.0AH/PT | PUR | QUINT-HP-BAT/PB/48DC/7.0AH/PT | EA | EA |  | TRUE |  | P | DEL | Dayton
132809 | 2 | 1 | States | Dayton | Andrew Olson | TRUE | 2026-04-28T00:00:00 | 2026-08-03T00:00:00 | 2026-08-03T00:00:00 | 1 | 0 | 1 | 3128.148 | 3128.15 | 55369-6417 | USA | D02 | 153 | VAN METER INC | 64180-1080 | 1136804 | QUINT-HP-UPS/120AC/1.5KVA/PT | PUR | QUINT-HP-UPS/120AC/1.5KVA/PT | EA | EA |  | TRUE |  | P | DEL | Dayton
132809 | 3 | 2 | States | Dayton | Andrew Olson | TRUE | 2026-04-28T00:00:00 | 2026-06-01T00:00:00 | 2026-06-01T00:00:00 | 32 | 0 | 32 | 73.342 | 3227.05 | 55369-6417 | USA | D02 | 153 | VAN METER INC | 64180-1080 | CHCC2DIU | FUSE HOLDER: 2P 10X38MFH 30A 600V CLASS CC INDICATOR | PUR | FUSE HOLDER: 2P 10X38MFH 30A 600V CLASS CC INDICATOR | EA | EA |  | TRUE |  | P | DEL | Dayton
132809 | 4 | 1 | States | Dayton | Andrew Olson | TRUE | 2026-04-28T00:00:00 | 2026-08-03T00:00:00 | 2026-08-03T00:00:00 | 12 | 0 | 12 | 121.761 | 5357.48 | 55369-6417 | USA | D02 | 153 | VAN METER INC | 64180-1080 | CHCC3DIU | FUSE HOLDER: 3P 10X38MFH 30A 600V CLASS CC INDICATOR | PUR | FUSE HOLDER: 3P 10X38MFH 30A 600V CLASS CC INDICATOR | EA | EA |  | TRUE |  | P | DEL | DAYTON
132809 | 4 | 2 | States | Dayton | Andrew Olson | TRUE | 2026-04-28T00:00:00 | 2026-08-03T00:00:00 | 2026-08-03T00:00:00 | 32 | 0 | 32 | 121.761 | 5357.48 | 55369-6417 | USA | D02 | 153 | VAN METER INC | 64180-1080 | CHCC3DIU | FUSE HOLDER: 3P 10X38MFH 30A 600V CLASS CC INDICATOR | PUR | FUSE HOLDER: 3P 10X38MFH 30A 600V CLASS CC INDICATOR | EA | EA |  | TRUE |  | P | DEL | DAYTON
132809 | 5 | 1 | States | Dayton | Andrew Olson | TRUE | 2026-04-28T00:00:00 | 2026-08-03T00:00:00 | 2026-08-03T00:00:00 | 1 | 0 | 1 | 156.949 | 156.95 | 55369-6417 | USA | D02 | 153 | VAN METER INC | 64180-1080 | DRUBGFI20 | Receptacle: GFCI, 120V, 20A, Din rail mount | PUR | Receptacle: GFCI, 120V, 20A, Din rail mount | EA | EA |  | TRUE |  | P | DEL | Dayton
132307 | 1 | 1 | States | Dayton | Andrew Olson | TRUE | 2026-04-07T00:00:00 | 2026-08-24T00:00:00 | 2026-08-24T00:00:00 | 7 | 0 | 7 | 4784.37 | 33490.59 | 55369-6417 | USA | D02 | 153 | VAN METER INC | 64180-1080 | 5CLE-450E | 5.5kV, 40kA, 450A E-Rated medium voltage fuses for feeder circuit, switchgear and transformer protection | PUR | 5.5kV, 40kA, 450A E-Rated medium voltage fuses for feeder circuit, switchgear and transformer protection | EA | EA |  | TRUE |  | P | DEL | DAYTON
130592 | 2 | 2 | States | Champlin | Andrew Olson | TRUE | 2026-01-07T00:00:00 | 2026-06-22T00:00:00 | 2026-06-22T00:00:00 | 99 | 63 | 36 | 118.667 | 24564.07 | 55316 | USA | D02 | 153 | VAN METER INC | 64180-1080 | PH150MLI | CONTROL POWER TRANSFORMER 150VA, 480VAC PRIMARY, 120VAC SECONDARY | PUR | CONTROL POWER TRANSFORMER 150VA, 480VAC PRIMARY, 120VAC SECONDARY | EA | EA |  | TRUE |  | P | DEL | 100
132501 | 1 | 4 | States | Champlin | Andrew Olson | TRUE | 2026-04-15T00:00:00 | 2026-09-24T00:00:00 | 2026-09-24T00:00:00 | 12 | 0 | 12 | 2.97 | 175.23 | 55316-3157 | USA | D02 | 153 | VAN METER INC | 64180-1080 | 800F-ALP | 800F Latch, Plastic Latch | PUR | 800F Latch, Plastic Latch | EA | EA |  | TRUE |  | P | DEL | 100
132501 | 1 | 5 | States | Champlin | Andrew Olson | TRUE | 2026-04-15T00:00:00 | 2026-09-24T00:00:00 | 2026-09-24T00:00:00 | 7 | 0 | 7 | 2.97 | 175.23 | 55316-3157 | USA | D02 | 153 | VAN METER INC | 64180-1080 | 800F-ALP | 800F Latch, Plastic Latch | PUR | 800F Latch, Plastic Latch | EA | EA |  | TRUE |  | P | DEL | 100
132501 | 2 | 7 | States | Champlin | Andrew Olson | TRUE | 2026-04-15T00:00:00 | 2026-09-24T00:00:00 | 2026-09-24T00:00:00 | 6 | 0 | 6 | 44.376 | 4348.85 | 55316-3157 | USA | D02 | 153 | VAN METER INC | 64180-1080 | 800F-NUW | Pilot Light: 24-120V AC/DC (24-132V), White LED power module, 22.5mm | PUR | Pilot Light: 24-120V AC/DC (24-132V), White LED power module, 22.5mm | EA | EA |  | TRUE |  | P | DEL | 100
132501 | 2 | 8 | States | Champlin | Andrew Olson | TRUE | 2026-04-15T00:00:00 | 2026-09-24T00:00:00 | 2026-09-24T00:00:00 | 6 | 0 | 6 | 44.376 | 4348.85 | 55316-3157 | USA | D02 | 153 | VAN METER INC | 64180-1080 | 800F-NUW | Pilot Light: 24-120V AC/DC (24-132V), White LED power module, 22.5mm | PUR | Pilot Light: 24-120V AC/DC (24-132V), White LED power module, 22.5mm | EA | EA |  | TRUE |  | P | DEL | 100
133297 | 1 | 1 | States | Champlin | Andrew Olson | TRUE | 2026-05-15T00:00:00 | 2026-11-13T00:00:00 | 2026-11-13T00:00:00 | 18 | 0 | 18 | 826.185 | 14871.33 | 55316-3157 | USA | D02 | 153 | VAN METER INC | 64180-1080 | 38RBA4-300E | Fuse, 38kV 300E-Rated, Clip-Lock Series, Max IR RMS Sym 16.8kA, Single barrel (use for 300E & 2x for 540E) | PUR | Fuse, 38kV 300E-Rated, Clip-Lock Series, Max IR RMS Sym 16.8kA, Single barrel (use for 300E & 2x for 540E) | EA | EA |  | TRUE |  | P | DEL | DAYTON
133248 | 1 | 1 | States | Champlin | Andrew Olson | TRUE | 2026-05-13T00:00:00 | 2026-08-31T00:00:00 | 2026-08-31T00:00:00 | 34 | 0 | 34 | 73.38 | 2494.92 | 55316-3157 | USA | D02 | 153 | VAN METER INC | 64180-1080 | 800FP-LMP44 | Illuminated Mushroom Operators, Push-Pull, 40mm, Round Plastic (Type 4/4X/13, IP66), Red | PUR | Illuminated Mushroom Operators, Push-Pull, 40mm, Round Plastic (Type 4/4X/13, IP66), Red | EA | EA |  | TRUE |  | P | DEL | 100
133248 | 2 | 1 | States | Champlin | Andrew Olson | TRUE | 2026-05-13T00:00:00 | 2026-10-26T00:00:00 | 2026-10-26T00:00:00 | 146 | 0 | 146 | 22.817 | 3331.28 | 55316-3157 | USA | D02 | 153 | VAN METER INC | 64180-1080 | 800FP-LSM26 | 2 Position Illuminated Selector Switch - Plastic, Maintained, Blue | PUR | 2 Position Illuminated Selector Switch - Plastic, Maintained, Blue | EA | EA |  | TRUE |  | P | DEL | 100
133248 | 3 | 1 | States | Champlin | Andrew Olson | TRUE | 2026-05-13T00:00:00 | 2026-08-26T00:00:00 | 2026-08-26T00:00:00 | 96 | 0 | 96 | 8.57 | 822.72 | 55316-3157 | USA | D02 | 153 | VAN METER INC | 64180-1080 | 800FP-P3 | Pilot Light: Plastic, Green, 22.5mm, Does not include power module | PUR | Pilot Light: Plastic, Green, 22.5mm, Does not include power module | EA | EA |  | TRUE |  | P | DEL | 100
133248 | 4 | 1 | States | Champlin | Andrew Olson | TRUE | 2026-05-13T00:00:00 | 2026-08-26T00:00:00 | 2026-08-26T00:00:00 | 96 | 0 | 96 | 8.57 | 822.72 | 55316-3157 | USA | D02 | 153 | VAN METER INC | 64180-1080 | 800FP-P4 | Pilot Light: Plastic, Red, 22.5mm, Does not include power module | PUR | Pilot Light: Plastic, Red, 22.5mm, Does not include power module | EA | EA |  | TRUE |  | P | DEL | 100
133248 | 6 | 1 | States | Champlin | Andrew Olson | TRUE | 2026-05-13T00:00:00 | 2026-08-31T00:00:00 | 2026-08-31T00:00:00 | 34 | 0 | 34 | 19.367 | 658.48 | 55316-3157 | USA | D02 | 153 | VAN METER INC | 64180-1080 | 800FP-SM22 | SOURCE PREFERRED SWITCH: 2-POSITION, MAINTAINED, 22.5MM, STANDARD KNOB | PUR | SOURCE PREFERRED SWITCH: 2-POSITION, MAINTAINED, 22.5MM, STANDARD KNOB | EA | EA |  | TRUE |  | P | DEL | 100
133248 | 7 | 1 | States | Champlin | Andrew Olson | TRUE | 2026-05-13T00:00:00 | 2026-08-26T00:00:00 | 2026-08-26T00:00:00 | 288 | 0 | 288 | 27.046 | 7789.25 | 55316-3157 | USA | D02 | 153 | VAN METER INC | 64180-1080 | CCMR002 | Fuse: 2A, Class CC time-delay, current limiting, 600VAC, 200kA interrupt cap, rejection type | PUR | Fuse: 2A, Class CC time-delay, current limiting, 600VAC, 200kA interrupt cap, rejection type | EA | EA |  | TRUE |  | P | DEL | 100
133248 | 8 | 1 | States | Champlin | Andrew Olson | TRUE | 2026-05-13T00:00:00 | 2026-10-26T00:00:00 | 2026-10-26T00:00:00 | 32 | 0 | 32 | 27.046 | 865.47 | 55316-3157 | USA | D02 | 153 | VAN METER INC | 64180-1080 | CCMR003 | Fuse: 3A, Class CC time-delay, current limiting, 600VAC, 200kA interrupt cap, rejection type | PUR | Fuse: 3A, Class CC time-delay, current limiting, 600VAC, 200kA interrupt cap, rejection type | EA | EA |  | TRUE |  | P | DEL | 100
133248 | 11 | 1 | States | Champlin | Andrew Olson | TRUE | 2026-05-13T00:00:00 | 2026-10-12T00:00:00 | 2026-10-12T00:00:00 | 10 | 0 | 10 | 169.017 | 1690.17 | 55316-3157 | USA | D02 | 153 | VAN METER INC | 64180-1080 | E250 | Control transformer, 250VA, 240/480V primary, 120V secondary | PUR | Control transformer, 250VA, 240/480V primary, 120V secondary | EA | EA |  | TRUE |  | P | DEL | 100
133248 | 12 | 1 | States | Champlin | Andrew Olson | TRUE | 2026-05-13T00:00:00 | 2026-10-26T00:00:00 | 2026-10-26T00:00:00 | 26 | 0 | 26 | 346.772 | 9016.07 | 55316-3157 | USA | D02 | 153 | VAN METER INC | 64180-1080 | E750 | SolaHD Control Transformer, Encapsulated, Series: SBE, 240/480 VAC Primary, 120 VAC Secondary, 0.75 kVA Power, 50/60 Hz Frequency, 1 ph, Lead Wire Connection, Surface Mounting, 105 deg C Insulation, IP20 Enclosure, 131 deg F | PUR | SolaHD Control Transformer, Encapsulated, Series: SBE, 240/480 VAC Primary, 120 VAC Secondary, 0.75 kVA Power, 50/60 Hz Frequency, 1 ph, Lead Wire Connection, Surface Mounting, 105 deg C Insulation, IP20 Enclosure, 131 deg F | EA | EA |  | TRUE |  | P | DEL | 100
133248 | 13 | 1 | States | Champlin | Andrew Olson | TRUE | 2026-05-13T00:00:00 | 2026-08-26T00:00:00 | 2026-08-26T00:00:00 | 6 | 0 | 6 | 15.535 | 93.21 | 55316-3157 | USA | D02 | 153 | VAN METER INC | 64180-1080 | SPLMT-HKT | Splice tray mounting hardware kit | PUR | Splice tray mounting hardware kit | EA | EA |  | TRUE |  | P | DEL | 100
134146 | 1 | 1 | States | Dayton | Andrew Olson | TRUE | 2026-06-16T00:00:00 | 2026-12-21T00:00:00 | 2026-12-21T00:00:00 | 250 | 0 | 250 | 2.93 | 732.5 | 55369-6417 | USA | D02 | 153 | VAN METER INC | 64180-1080 | 800F-ALP | 800F Latch, Plastic Latch | PUR | 800F Latch, Plastic Latch | EA | EA |  | TRUE |  | P | DEL | DAYTON
134146 | 2 | 1 | States | Dayton | Andrew Olson | TRUE | 2026-06-16T00:00:00 | 2026-10-23T00:00:00 | 2026-10-23T00:00:00 | 200 | 0 | 200 | 43.993 | 8798.6 | 55369-6417 | USA | D02 | 153 | VAN METER INC | 64180-1080 | 800F-NUG | Pilot Light: 24-120V AC/DC (24-132V), Green LED power module, 22.5mm | PUR | Pilot Light: 24-120V AC/DC (24-132V), Green LED power module, 22.5mm | EA | EA |  | TRUE |  | P | DEL | DAYTON
134146 | 3 | 1 | States | Dayton | Andrew Olson | TRUE | 2026-06-16T00:00:00 | 2026-10-23T00:00:00 | 2026-10-23T00:00:00 | 150 | 0 | 150 | 43.993 | 6598.95 | 55369-6417 | USA | D02 | 153 | VAN METER INC | 64180-1080 | 800F-NUR | Pilot Light: 24-120V AC/DC (24-132V), Red LED power module, 22.5mm | PUR | Pilot Light: 24-120V AC/DC (24-132V), Red LED power module, 22.5mm | EA | EA |  | TRUE |  | P | DEL | DAYTON
134146 | 4 | 1 | States | Dayton | Andrew Olson | TRUE | 2026-06-16T00:00:00 | 2026-11-02T00:00:00 | 2026-11-02T00:00:00 | 300 | 0 | 300 | 43.79 | 13137 | 55369-6417 | USA | D02 | 153 | VAN METER INC | 64180-1080 | 800F-NUW | Pilot Light: 24-120V AC/DC (24-132V), White LED power module, 22.5mm | PUR | Pilot Light: 24-120V AC/DC (24-132V), White LED power module, 22.5mm | EA | EA |  | TRUE |  | P | DEL | DAYTON
134146 | 5 | 1 | States | Dayton | Andrew Olson | TRUE | 2026-06-16T00:00:00 | 2026-11-02T00:00:00 | 2026-11-02T00:00:00 | 150 | 0 | 150 | 8.457 | 1268.55 | 55369-6417 | USA | D02 | 153 | VAN METER INC | 64180-1080 | 800FP-P0 | Pilot Light: Plastic, Amber, 22.5mm, Does not include power module | PUR | Pilot Light: Plastic, Amber, 22.5mm, Does not include power module | EA | EA |  | TRUE |  | P | DEL | DAYTON
134146 | 6 | 1 | States | Dayton | Andrew Olson | TRUE | 2026-06-16T00:00:00 | 2026-09-24T00:00:00 | 2026-09-24T00:00:00 | 250 | 0 | 250 | 8.457 | 2114.25 | 55369-6417 | USA | D02 | 153 | VAN METER INC | 64180-1080 | 800FP-P3 | Pilot Light: Plastic, Green, 22.5mm, Does not include power module | PUR | Pilot Light: Plastic, Green, 22.5mm, Does not include power module | EA | EA |  | TRUE |  | P | DEL | DAYTON
134146 | 7 | 1 | States | Dayton | Andrew Olson | TRUE | 2026-06-16T00:00:00 | 2026-09-24T00:00:00 | 2026-09-24T00:00:00 | 250 | 0 | 250 | 8.457 | 2114.25 | 55369-6417 | USA | D02 | 153 | VAN METER INC | 64180-1080 | 800FP-P4 | Pilot Light: Plastic, Red, 22.5mm, Does not include power module | PUR | Pilot Light: Plastic, Red, 22.5mm, Does not include power module | EA | EA |  | TRUE |  | P | DEL | DAYTON
134545 | 1 | 1 | States | Champlin | Andrew Olson | TRUE | 2026-07-06T00:00:00 | 2026-07-07T00:00:00 | 2026-07-07T00:00:00 | 96 | 24 | 72 | 25.612 | 2458.75 | 55316-3157 | USA | D02 | 153 | VAN METER INC | 64180-1080 | CHCC1DI-48U | 1P CLASS CC FINGER SAFE FUSE HOLDER, 30A, 48VDC, 33KA NOMINAL RATING, FUSE BLOWN INDICATION 15-48V DC | FFB | 1P CLASS CC FINGER SAFE FUSE HOLDER, 30A, 48VDC, 33KA NOMINAL RATING, FUSE BLOWN INDICATION 15-48V DC | EA | EA |  | TRUE |  | P | DEL | 100
134545 | 4 | 1 | States | Champlin | Andrew Olson | TRUE | 2026-07-06T00:00:00 | 2026-08-03T00:00:00 | 2026-08-03T00:00:00 | 85 | 0 | 85 | 18.435 | 1566.98 | 55316-3157 | USA | D02 | 153 | VAN METER INC | 64180-1080 | FNQ-R-20 | 20A, CLASS CC FUSE, TYPE R, TIME-DELAY, CURRENT-LIMITING, REJECTION TYPE, 200/20kA @ 600VAC/300VDC | PUR | 20A, CLASS CC FUSE, TYPE R, TIME-DELAY, CURRENT-LIMITING, REJECTION TYPE, 200/20kA @ 600VAC/300VDC | EA | EA |  | TRUE |  | P | DEL | 100
134545 | 5 | 1 | States | Champlin | Andrew Olson | TRUE | 2026-07-06T00:00:00 | 2026-07-07T00:00:00 | 2026-07-07T00:00:00 | 450 | 235 | 215 | 19.553 | 8798.85 | 55316-3157 | USA | D02 | 153 | VAN METER INC | 64180-1080 | FNQ-R-8/10 | FUSE - CLASS CC TIME DELAY 600VAC 8/10AMPS | PUR | FUSE - CLASS CC TIME DELAY 600VAC 8/10AMPS | EA | EA |  | TRUE |  | P | DEL | 100
134545 | 9 | 1 | States | Champlin | Andrew Olson | TRUE | 2026-07-06T00:00:00 | 2026-07-07T00:00:00 | 2026-07-07T00:00:00 | 32 | 28 | 4 | 17.731 | 567.39 | 55316-3157 | USA | D02 | 153 | VAN METER INC | 64180-1080 | LP-CC-2 | TIME-DELAY FUSE: 600Vac, 300Vdc, 2A, 200 kAIC at 600Vac & 20 kAIC at 300Vdc - Eaton Bussmann Series LP-CC | FFB | TIME-DELAY FUSE: 600Vac, 300Vdc, 2A, 200 kAIC at 600Vac & 20 kAIC at 300Vdc - Eaton Bussmann Series LP-CC | EA | EA |  | TRUE |  | P | DEL | 100
134545 | 10 | 1 | States | Champlin | Andrew Olson | TRUE | 2026-07-06T00:00:00 | 2026-07-07T00:00:00 | 2026-07-07T00:00:00 | 20 | 0 | 20 | 17.731 | 354.62 | 55316-3157 | USA | D02 | 153 | VAN METER INC | 64180-1080 | LP-CC-4 | TIME-DELAY FUSE: 600Vac, 150Vdc, 4A, 200 kAIC at 600Vac & 20 kAIC at 150Vdc - Eaton Bussmann Series LP-CC | FFB | TIME-DELAY FUSE: 600Vac, 150Vdc, 4A, 200 kAIC at 600Vac & 20 kAIC at 150Vdc - Eaton Bussmann Series LP-CC | EA | EA |  | TRUE |  | P | DEL | 100
132634 | 10 | 3 | States | Champlin | Andrew Olson | TRUE | 2026-04-21T00:00:00 | 2026-10-21T00:00:00 | 2026-10-21T00:00:00 | 33 | 0 | 33 | 346.772 | 13524.11 | 55316-3157 | USA | D02 | 153 | VAN METER INC | 64180-1080 | E750 | SolaHD Control Transformer, Encapsulated, Series: SBE, 240/480 VAC Primary, 120 VAC Secondary, 0.75 kVA Power, 50/60 Hz Frequency, 1 ph, Lead Wire Connection, Surface Mounting, 105 deg C Insulation, IP20 Enclosure, 131 deg F | PUR | SolaHD Control Transformer, Encapsulated, Series: SBE, 240/480 VAC Primary, 120 VAC Secondary, 0.75 kVA Power, 50/60 Hz Frequency, 1 ph, Lead Wire Connection, Surface Mounting, 105 deg C Insulation, IP20 Enclosure, 131 deg F | EA | EA |  | TRUE |  | P | DEL | 100
132634 | 10 | 2 | States | Champlin | Andrew Olson | TRUE | 2026-04-21T00:00:00 | 2026-09-14T00:00:00 | 2026-09-14T00:00:00 | 4 | 0 | 4 | 346.772 | 13524.11 | 55316-3157 | USA | D02 | 153 | VAN METER INC | 64180-1080 | E750 | SolaHD Control Transformer, Encapsulated, Series: SBE, 240/480 VAC Primary, 120 VAC Secondary, 0.75 kVA Power, 50/60 Hz Frequency, 1 ph, Lead Wire Connection, Surface Mounting, 105 deg C Insulation, IP20 Enclosure, 131 deg F | PUR | SolaHD Control Transformer, Encapsulated, Series: SBE, 240/480 VAC Primary, 120 VAC Secondary, 0.75 kVA Power, 50/60 Hz Frequency, 1 ph, Lead Wire Connection, Surface Mounting, 105 deg C Insulation, IP20 Enclosure, 131 deg F | EA | EA |  | TRUE |  | P | DEL | 100
132634 | 10 | 1 | States | Champlin | Andrew Olson | TRUE | 2026-04-21T00:00:00 | 2026-08-04T00:00:00 | 2026-08-04T00:00:00 | 2 | 0 | 2 | 346.772 | 13524.11 | 55316-3157 | USA | D02 | 153 | VAN METER INC | 64180-1080 | E750 | SolaHD Control Transformer, Encapsulated, Series: SBE, 240/480 VAC Primary, 120 VAC Secondary, 0.75 kVA Power, 50/60 Hz Frequency, 1 ph, Lead Wire Connection, Surface Mounting, 105 deg C Insulation, IP20 Enclosure, 131 deg F | PUR | SolaHD Control Transformer, Encapsulated, Series: SBE, 240/480 VAC Primary, 120 VAC Secondary, 0.75 kVA Power, 50/60 Hz Frequency, 1 ph, Lead Wire Connection, Surface Mounting, 105 deg C Insulation, IP20 Enclosure, 131 deg F | EA | EA |  | TRUE |  | P | DEL | 100
132634 | 8 | 2 | States | Champlin | Andrew Olson | TRUE | 2026-04-21T00:00:00 | 2026-10-21T00:00:00 | 2026-10-21T00:00:00 | 30 | 0 | 30 | 27.046 | 1352.3 | 55316-3157 | USA | D02 | 153 | VAN METER INC | 64180-1080 | CCMR007 | Fuse: 7A, Class CC time-delay, current limiting, 600VAC, 200kA interrupt cap, rejection type | PUR | Fuse: 7A, Class CC time-delay, current limiting, 600VAC, 200kA interrupt cap, rejection type | EA | EA |  | TRUE |  | P | DEL | 100
132634 | 8 | 1 | States | Champlin | Andrew Olson | TRUE | 2026-04-21T00:00:00 | 2026-08-03T00:00:00 | 2026-08-03T00:00:00 | 20 | 0 | 20 | 27.046 | 1352.3 | 55316-3157 | USA | D02 | 153 | VAN METER INC | 64180-1080 | CCMR007 | Fuse: 7A, Class CC time-delay, current limiting, 600VAC, 200kA interrupt cap, rejection type | PUR | Fuse: 7A, Class CC time-delay, current limiting, 600VAC, 200kA interrupt cap, rejection type | EA | EA |  | TRUE |  | P | DEL | 100
132634 | 6 | 6 | States | Champlin | Andrew Olson | TRUE | 2026-04-21T00:00:00 | 2026-08-03T00:00:00 | 2026-08-03T00:00:00 | 27 | 0 | 27 | 27.046 | 6085.35 | 55316-3157 | USA | D02 | 153 | VAN METER INC | 64180-1080 | CCMR002 | Fuse: 2A, Class CC time-delay, current limiting, 600VAC, 200kA interrupt cap, rejection type | PUR | Fuse: 2A, Class CC time-delay, current limiting, 600VAC, 200kA interrupt cap, rejection type | EA | EA |  | TRUE |  | P | DEL | 100
132634 | 6 | 5 | States | Champlin | Andrew Olson | TRUE | 2026-04-21T00:00:00 | 2026-08-03T00:00:00 | 2026-08-03T00:00:00 | 12 | 0 | 12 | 27.046 | 6085.35 | 55316-3157 | USA | D02 | 153 | VAN METER INC | 64180-1080 | CCMR002 | Fuse: 2A, Class CC time-delay, current limiting, 600VAC, 200kA interrupt cap, rejection type | PUR | Fuse: 2A, Class CC time-delay, current limiting, 600VAC, 200kA interrupt cap, rejection type | EA | EA |  | TRUE |  | P | DEL | 100
132634 | 6 | 4 | States | Champlin | Andrew Olson | TRUE | 2026-04-21T00:00:00 | 2026-08-03T00:00:00 | 2026-08-03T00:00:00 | 48 | 0 | 48 | 27.046 | 6085.35 | 55316-3157 | USA | D02 | 153 | VAN METER INC | 64180-1080 | CCMR002 | Fuse: 2A, Class CC time-delay, current limiting, 600VAC, 200kA interrupt cap, rejection type | PUR | Fuse: 2A, Class CC time-delay, current limiting, 600VAC, 200kA interrupt cap, rejection type | EA | EA |  | TRUE |  | P | DEL | 100
132634 | 6 | 3 | States | Champlin | Andrew Olson | TRUE | 2026-04-21T00:00:00 | 2026-08-03T00:00:00 | 2026-08-03T00:00:00 | 48 | 0 | 48 | 27.046 | 6085.35 | 55316-3157 | USA | D02 | 153 | VAN METER INC | 64180-1080 | CCMR002 | Fuse: 2A, Class CC time-delay, current limiting, 600VAC, 200kA interrupt cap, rejection type | PUR | Fuse: 2A, Class CC time-delay, current limiting, 600VAC, 200kA interrupt cap, rejection type | EA | EA |  | TRUE |  | P | DEL | 100
132634 | 5 | 3 | States | Champlin | Andrew Olson | TRUE | 2026-04-21T00:00:00 | 2026-08-04T00:00:00 | 2026-08-04T00:00:00 | 25 | 0 | 25 | 19.367 | 1452.53 | 55316-3157 | USA | D02 | 153 | VAN METER INC | 64180-1080 | 800FP-SB32 | 800FP-SB32 Selector Switch: 3-Position, spring return from left and right, 22.5mm, standard | PUR | 800FP-SB32 Selector Switch: 3-Position, spring return from left and right, 22.5mm, standard | EA | EA |  | TRUE |  | P | DEL | 100
132634 | 5 | 2 | States | Champlin | Andrew Olson | TRUE | 2026-04-21T00:00:00 | 2026-08-04T00:00:00 | 2026-08-04T00:00:00 | 25 | 0 | 25 | 19.367 | 1452.53 | 55316-3157 | USA | D02 | 153 | VAN METER INC | 64180-1080 | 800FP-SB32 | 800FP-SB32 Selector Switch: 3-Position, spring return from left and right, 22.5mm, standard | PUR | 800FP-SB32 Selector Switch: 3-Position, spring return from left and right, 22.5mm, standard | EA | EA |  | TRUE |  | P | DEL | 100
132634 | 5 | 1 | States | Champlin | Andrew Olson | TRUE | 2026-04-21T00:00:00 | 2026-08-04T00:00:00 | 2026-08-04T00:00:00 | 25 | 0 | 25 | 19.367 | 1452.53 | 55316-3157 | USA | D02 | 153 | VAN METER INC | 64180-1080 | 800FP-SB32 | 800FP-SB32 Selector Switch: 3-Position, spring return from left and right, 22.5mm, standard | PUR | 800FP-SB32 Selector Switch: 3-Position, spring return from left and right, 22.5mm, standard | EA | EA |  | TRUE |  | P | DEL | 100
132634 | 4 | 4 | States | Champlin | Andrew Olson | TRUE | 2026-04-21T00:00:00 | 2026-12-22T00:00:00 | 2026-12-22T00:00:00 | 1 | 0 | 1 | 8.57 | 342.8 | 55316-3157 | USA | D02 | 153 | VAN METER INC | 64180-1080 | 800FP-P4 | Pilot Light: Plastic, Red, 22.5mm, Does not include power module | PUR | Pilot Light: Plastic, Red, 22.5mm, Does not include power module | EA | EA |  | TRUE |  | P | DEL | 100
132634 | 4 | 3 | States | Champlin | Andrew Olson | TRUE | 2026-04-21T00:00:00 | 2026-08-04T00:00:00 | 2026-08-04T00:00:00 | 12 | 0 | 12 | 8.57 | 342.8 | 55316-3157 | USA | D02 | 153 | VAN METER INC | 64180-1080 | 800FP-P4 | Pilot Light: Plastic, Red, 22.5mm, Does not include power module | PUR | Pilot Light: Plastic, Red, 22.5mm, Does not include power module | EA | EA |  | TRUE |  | P | DEL | 100
132634 | 4 | 2 | States | Champlin | Andrew Olson | TRUE | 2026-04-21T00:00:00 | 2026-08-04T00:00:00 | 2026-08-04T00:00:00 | 16 | 0 | 16 | 8.57 | 342.8 | 55316-3157 | USA | D02 | 153 | VAN METER INC | 64180-1080 | 800FP-P4 | Pilot Light: Plastic, Red, 22.5mm, Does not include power module | PUR | Pilot Light: Plastic, Red, 22.5mm, Does not include power module | EA | EA |  | TRUE |  | P | DEL | 100
132634 | 4 | 1 | States | Champlin | Andrew Olson | TRUE | 2026-04-21T00:00:00 | 2026-08-04T00:00:00 | 2026-08-04T00:00:00 | 11 | 0 | 11 | 8.57 | 342.8 | 55316-3157 | USA | D02 | 153 | VAN METER INC | 64180-1080 | 800FP-P4 | Pilot Light: Plastic, Red, 22.5mm, Does not include power module | PUR | Pilot Light: Plastic, Red, 22.5mm, Does not include power module | EA | EA |  | TRUE |  | P | DEL | 100
132634 | 3 | 1 | States | Champlin | Andrew Olson | TRUE | 2026-04-21T00:00:00 | 2026-09-04T00:00:00 | 2026-09-04T00:00:00 | 9 | 0 | 9 | 8.57 | 77.13 | 55316-3157 | USA | D02 | 153 | VAN METER INC | 64180-1080 | 800FP-P3 | Pilot Light: Plastic, Green, 22.5mm, Does not include power module | PUR | Pilot Light: Plastic, Green, 22.5mm, Does not include power module | EA | EA |  | TRUE |  | P | DEL | 100
132634 | 2 | 6 | States | Champlin | Andrew Olson | TRUE | 2026-04-21T00:00:00 | 2026-08-04T00:00:00 | 2026-08-04T00:00:00 | 6 | 0 | 6 | 22.516 | 1823.8 | 55316-3157 | USA | D02 | 153 | VAN METER INC | 64180-1080 | 800FP-LSM26 | 2 Position Illuminated Selector Switch - Plastic, Maintained, Blue | PUR | 2 Position Illuminated Selector Switch - Plastic, Maintained, Blue | EA | EA |  | TRUE |  | P | DEL | 100
132634 | 2 | 5 | States | Champlin | Andrew Olson | TRUE | 2026-04-21T00:00:00 | 2026-08-04T00:00:00 | 2026-08-04T00:00:00 | 36 | 0 | 36 | 22.516 | 1823.8 | 55316-3157 | USA | D02 | 153 | VAN METER INC | 64180-1080 | 800FP-LSM26 | 2 Position Illuminated Selector Switch - Plastic, Maintained, Blue | PUR | 2 Position Illuminated Selector Switch - Plastic, Maintained, Blue | EA | EA |  | TRUE |  | P | DEL | 100
132634 | 1 | 1 | States | Champlin | Andrew Olson | TRUE | 2026-04-21T00:00:00 | 2026-08-31T00:00:00 | 2026-08-31T00:00:00 | 16 | 0 | 16 | 73.38 | 1174.08 | 55316-3157 | USA | D02 | 153 | VAN METER INC | 64180-1080 | 800FP-LMP44 | Illuminated Mushroom Operators, Push-Pull, 40mm, Round Plastic (Type 4/4X/13, IP66), Red | PUR | Illuminated Mushroom Operators, Push-Pull, 40mm, Round Plastic (Type 4/4X/13, IP66), Red | EA | EA |  | TRUE |  | P | DEL | 100
134391 | 1 | 1 | States | Champlin | Andrew Olson | TRUE | 2026-06-29T00:00:00 | 2026-07-20T00:00:00 | 2026-07-20T00:00:00 | 40 | 0 | 40 | 28.71 | 1148.4 | 55316-3157 | USA | N30 | 155 | NATIONAL PRECISION | 92817 | SOUTHCO-62-42-251- 3_62_LOCKING_LEVER_CLF | #62-42-251-2, 8-12BK-8 DOOR LATCH | PUR | #62-42-251-2, 8-12BK-8 DOOR LATCH | EA | EA |  | TRUE |  | P | FXG | 100
134525 | 1 | 1 | States | Dayton | Andrew Olson | TRUE | 2026-07-06T00:00:00 | 2026-08-31T00:00:00 | 2026-08-31T00:00:00 | 100 | 0 | 100 | 8.17 | 817 | 55369-6417 | USA | N30 | 155 | NATIONAL PRECISION | 92817 | N6-4E-422-20 | SOUTHCO HINGE, SMALL LEAF, 38 mm (1.50 IN) LONG | PUR | SOUTHCO HINGE, SMALL LEAF, 38 mm (1.50 IN) LONG | EA | EA |  | TRUE |  | P | FXG | DAYTON
133022 | 1 | 3 | States | Champlin | Andrew Olson | TRUE | 2026-05-06T00:00:00 | 2026-07-27T00:00:00 | 2026-07-27T00:00:00 | 238 | 0 | 238 | 25.76 | 24523.52 | 55316-3157 | USA | N30 | 155 | NATIONAL PRECISION | 92817 | Southco-62-42-251-3_62_Locking_Lever_clf | MEDIUM FLUSH MOUNT COMPRESSION LATCH, BLACK POWDER COATED, CH751, GRIP IN .63 - 1.02, OUT 1.81 - 2.20 - SIERRA PN 8-12BK-8 | PUR | MEDIUM FLUSH MOUNT COMPRESSION LATCH, BLACK POWDER COATED, CH751, GRIP IN .63 - 1.02, OUT 1.81 - 2.20 - SIERRA PN 8-12BK-8 | EA | EA |  | TRUE |  | P | FXG | 100
134511 | 1 | 1 | States | Dayton | Robert Boulka | TRUE | 2026-07-02T00:00:00 | 2026-07-23T00:00:00 |  | 440 | 0 | 440 | 6 | 28176 | 55369-6417 | USA | D05 | 157 | GARELICK STEEL | 55458 | ANG-.312X2.5X2.5-6 | Angle Iron 2.5 X 2.5 X .312 @ 6"L | ORM | Angle Iron 2.5 X 2.5 X .312 @ 6"L | EA | EA |  | FALSE |  | P | DEL | DAYTON
134511 | 2 | 1 | States | Dayton | Robert Boulka | TRUE | 2026-07-02T00:00:00 | 2026-07-23T00:00:00 |  | 315 | 0 | 315 | 389 | 1209012 | 55369-6417 | USA | D05 | 157 | GARELICK STEEL | 55458 | CHA-C12X20.7-161 | C-Channel C12 X 20.17 @ 161"L | ORM | C-Channel C12 X 20.17 @ 161"L | EA | EA |  | FALSE |  | P | DEL | DAYTON
134511 | 2 | 2 | States | Dayton | Robert Boulka | TRUE | 2026-07-02T00:00:00 | 2026-07-27T00:00:00 |  | 483 | 0 | 483 | 389 | 1209012 | 55369-6417 | USA | D05 | 157 | GARELICK STEEL | 55458 | CHA-C12X20.7-161 | C-Channel C12 X 20.17 @ 161"L | ORM | C-Channel C12 X 20.17 @ 161"L | EA | EA |  | FALSE |  | P | DEL | DAYTON
134511 | 2 | 3 | States | Dayton | Robert Boulka | TRUE | 2026-07-02T00:00:00 | 2026-08-25T00:00:00 |  | 525 | 0 | 525 | 389 | 1209012 | 55369-6417 | USA | D05 | 157 | GARELICK STEEL | 55458 | CHA-C12X20.7-161 | C-Channel C12 X 20.17 @ 161"L | ORM | C-Channel C12 X 20.17 @ 161"L | EA | EA |  | FALSE |  | P | DEL | DAYTON
134511 | 2 | 4 | States | Dayton | Robert Boulka | TRUE | 2026-07-02T00:00:00 | 2026-09-24T00:00:00 |  | 588 | 0 | 588 | 389 | 1209012 | 55369-6417 | USA | D05 | 157 | GARELICK STEEL | 55458 | CHA-C12X20.7-161 | C-Channel C12 X 20.17 @ 161"L | ORM | C-Channel C12 X 20.17 @ 161"L | EA | EA |  | FALSE |  | P | DEL | DAYTON
134511 | 2 | 5 | States | Dayton | Robert Boulka | TRUE | 2026-07-02T00:00:00 | 2026-10-26T00:00:00 |  | 945 | 0 | 945 | 389 | 1209012 | 55369-6417 | USA | D05 | 157 | GARELICK STEEL | 55458 | CHA-C12X20.7-161 | C-Channel C12 X 20.17 @ 161"L | ORM | C-Channel C12 X 20.17 @ 161"L | EA | EA |  | FALSE |  | P | DEL | DAYTON
134511 | 2 | 6 | States | Dayton | Robert Boulka | TRUE | 2026-07-02T00:00:00 | 2026-11-20T00:00:00 |  | 252 | 0 | 252 | 389 | 1209012 | 55369-6417 | USA | D05 | 157 | GARELICK STEEL | 55458 | CHA-C12X20.7-161 | C-Channel C12 X 20.17 @ 161"L | ORM | C-Channel C12 X 20.17 @ 161"L | EA | EA |  | FALSE |  | P | DEL | DAYTON
134511 | 3 | 1 | States | Dayton | Robert Boulka | TRUE | 2026-07-02T00:00:00 | 2026-07-23T00:00:00 |  | 120 | 0 | 120 | 259 | 306656 | 55369-6417 | USA | D05 | 157 | GARELICK STEEL | 55458 | CHA-C12X20.7-327.44 | C-Channel C12 X 20.7 @ 327.44"L | ORM | C-Channel C12 X 20.7 @ 327.44"L | EA | EA |  | FALSE |  | P | DEL | DAYTON
134511 | 3 | 2 | States | Dayton | Robert Boulka | TRUE | 2026-07-02T00:00:00 | 2026-07-27T00:00:00 |  | 184 | 0 | 184 | 259 | 306656 | 55369-6417 | USA | D05 | 157 | GARELICK STEEL | 55458 | CHA-C12X20.7-327.44 | C-Channel C12 X 20.7 @ 327.44"L | ORM | C-Channel C12 X 20.7 @ 327.44"L | EA | EA |  | FALSE |  | P | DEL | DAYTON
134511 | 3 | 3 | States | Dayton | Robert Boulka | TRUE | 2026-07-02T00:00:00 | 2026-08-25T00:00:00 |  | 200 | 0 | 200 | 259 | 306656 | 55369-6417 | USA | D05 | 157 | GARELICK STEEL | 55458 | CHA-C12X20.7-327.44 | C-Channel C12 X 20.7 @ 327.44"L | ORM | C-Channel C12 X 20.7 @ 327.44"L | EA | EA |  | FALSE |  | P | DEL | DAYTON
134511 | 3 | 4 | States | Dayton | Robert Boulka | TRUE | 2026-07-02T00:00:00 | 2026-09-24T00:00:00 |  | 224 | 0 | 224 | 259 | 306656 | 55369-6417 | USA | D05 | 157 | GARELICK STEEL | 55458 | CHA-C12X20.7-327.44 | C-Channel C12 X 20.7 @ 327.44"L | ORM | C-Channel C12 X 20.7 @ 327.44"L | EA | EA |  | FALSE |  | P | DEL | DAYTON
134511 | 3 | 5 | States | Dayton | Robert Boulka | TRUE | 2026-07-02T00:00:00 | 2026-10-26T00:00:00 |  | 360 | 0 | 360 | 259 | 306656 | 55369-6417 | USA | D05 | 157 | GARELICK STEEL | 55458 | CHA-C12X20.7-327.44 | C-Channel C12 X 20.7 @ 327.44"L | ORM | C-Channel C12 X 20.7 @ 327.44"L | EA | EA |  | FALSE |  | P | DEL | DAYTON
134511 | 3 | 6 | States | Dayton | Robert Boulka | TRUE | 2026-07-02T00:00:00 | 2026-11-20T00:00:00 |  | 96 | 0 | 96 | 259 | 306656 | 55369-6417 | USA | D05 | 157 | GARELICK STEEL | 55458 | CHA-C12X20.7-327.44 | C-Channel C12 X 20.7 @ 327.44"L | ORM | C-Channel C12 X 20.7 @ 327.44"L | EA | EA |  | FALSE |  | P | DEL | DAYTON
134511 | 1 | 2 | States | Dayton | Robert Boulka | TRUE | 2026-07-02T00:00:00 | 2026-08-03T00:00:00 |  | 736 | 0 | 736 | 6 | 28176 | 55369-6417 | USA | D05 | 157 | GARELICK STEEL | 55458 | ANG-.312X2.5X2.5-6 | Angle Iron 2.5 X 2.5 X .312 @ 6"L | ORM | Angle Iron 2.5 X 2.5 X .312 @ 6"L | EA | EA |  | FALSE |  | P | DEL | DAYTON
134511 | 1 | 3 | States | Dayton | Robert Boulka | TRUE | 2026-07-02T00:00:00 | 2026-09-01T00:00:00 |  | 800 | 0 | 800 | 6 | 28176 | 55369-6417 | USA | D05 | 157 | GARELICK STEEL | 55458 | ANG-.312X2.5X2.5-6 | Angle Iron 2.5 X 2.5 X .312 @ 6"L | ORM | Angle Iron 2.5 X 2.5 X .312 @ 6"L | EA | EA |  | FALSE |  | P | DEL | DAYTON
134511 | 1 | 4 | States | Dayton | Robert Boulka | TRUE | 2026-07-02T00:00:00 | 2026-10-01T00:00:00 |  | 896 | 0 | 896 | 6 | 28176 | 55369-6417 | USA | D05 | 157 | GARELICK STEEL | 55458 | ANG-.312X2.5X2.5-6 | Angle Iron 2.5 X 2.5 X .312 @ 6"L | ORM | Angle Iron 2.5 X 2.5 X .312 @ 6"L | EA | EA |  | FALSE |  | P | DEL | DAYTON
134511 | 1 | 5 | States | Dayton | Robert Boulka | TRUE | 2026-07-02T00:00:00 | 2026-11-01T00:00:00 |  | 1440 | 0 | 1440 | 6 | 28176 | 55369-6417 | USA | D05 | 157 | GARELICK STEEL | 55458 | ANG-.312X2.5X2.5-6 | Angle Iron 2.5 X 2.5 X .312 @ 6"L | ORM | Angle Iron 2.5 X 2.5 X .312 @ 6"L | EA | EA |  | FALSE |  | P | DEL | DAYTON
134511 | 1 | 6 | States | Dayton | Robert Boulka | TRUE | 2026-07-02T00:00:00 | 2026-12-01T00:00:00 |  | 384 | 0 | 384 | 6 | 28176 | 55369-6417 | USA | D05 | 157 | GARELICK STEEL | 55458 | ANG-.312X2.5X2.5-6 | Angle Iron 2.5 X 2.5 X .312 @ 6"L | ORM | Angle Iron 2.5 X 2.5 X .312 @ 6"L | EA | EA |  | FALSE |  | P | DEL | DAYTON
133858 | 1 | 1 | States | CENTRAL SANDBLASTING CO | Robert Boulka | TRUE | 2026-06-04T00:00:00 | 2026-06-24T00:00:00 | 2026-06-24T00:00:00 | 8 | 0 | 8 | 499 | 3992 | 55112 | USA | D05 | 157 | GARELICK STEEL | 55458 | CHA-C10X15.3-240.31 | C-Channel C10 X 15.3 @ 240.31"L | ORM | C-Channel C10 X 15.3 @ 240.31"L | EA | EA |  | TRUE |  | P | DEL | DAYTON
133858 | 2 | 1 | States | CENTRAL SANDBLASTING CO | Robert Boulka | TRUE | 2026-06-04T00:00:00 | 2026-06-24T00:00:00 | 2026-06-24T00:00:00 | 2 | 0 | 2 | 126 | 252 | 55112 | USA | D05 | 157 | GARELICK STEEL | 55458 | CHA-C10X15.3-48 | C-Channel C10 X 15.3 @ 48"L | ORM | C-Channel C10 X 15.3 @ 48"L | EA | EA |  | TRUE |  | P | DEL | DAYTON
134049 | 2 | 1 | States | CENTRAL SANDBLASTING CO | Robert Boulka | TRUE | 2026-06-12T00:00:00 | 2026-07-02T00:00:00 | 2026-07-02T00:00:00 | 2 | 0 | 2 | 259 | 518 | 55112 | USA | D05 | 157 | GARELICK STEEL | 55458 | CHA-C10x15.3-288.375 | C-Channel C10 X 15.3 @ 288.375"L | PUR | C-Channel C10 X 15.3 @ 288.375"L | EA | EA |  | TRUE |  | P | DEL | 100
134049 | 1 | 1 | States | CENTRAL SANDBLASTING CO | Robert Boulka | TRUE | 2026-06-12T00:00:00 | 2026-07-02T00:00:00 | 2026-07-02T00:00:00 | 4 | 0 | 4 | 259 | 1036 | 55112 | USA | D05 | 157 | GARELICK STEEL | 55458 | CHA-C10x15.3-240.3125 | C-Channel C10 X 15.3 @ 240.3125"L | PUR | C-Channel C10 X 15.3 @ 240.3125"L | EA | EA |  | TRUE |  | P | DEL | 100
132950 | 1 | 6 | States | Dayton | Robert Boulka | TRUE | 2026-05-04T00:00:00 | 2026-07-15T00:00:00 | 2026-07-15T00:00:00 | 5354.93 | 0 | 5354.93 | 0.6795 | 39505.75 | 55369-6417 | USA | D05 | 157 | GARELICK STEEL | 55458 | HRS-7GA-60x144 | HOT ROLLED P&O SHEET .187 (7 GA) X 60" X 144" | CRS | HOT ROLLED P&O SHEET .187 (7 GA) X 60" X 144" | SF | LB |  | TRUE |  | P | DEL | Dayton
132950 | 1 | 7 | States | Dayton | Robert Boulka | TRUE | 2026-05-04T00:00:00 | 2026-07-15T00:00:00 | 2026-07-15T00:00:00 | 5354.93 | 0 | 5354.93 | 0.6795 | 39505.75 | 55369-6417 | USA | D05 | 157 | GARELICK STEEL | 55458 | HRS-7GA-60x144 | HOT ROLLED P&O SHEET .187 (7 GA) X 60" X 144" | CRS | HOT ROLLED P&O SHEET .187 (7 GA) X 60" X 144" | SF | LB |  | TRUE |  | P | DEL | Dayton
132950 | 1 | 8 | States | Dayton | Robert Boulka | TRUE | 2026-05-04T00:00:00 | 2026-07-15T00:00:00 | 2026-07-15T00:00:00 | 10709.93 | 0 | 10709.93 | 0.6795 | 39505.75 | 55369-6417 | USA | D05 | 157 | GARELICK STEEL | 55458 | HRS-7GA-60x144 | HOT ROLLED P&O SHEET .187 (7 GA) X 60" X 144" | CRS | HOT ROLLED P&O SHEET .187 (7 GA) X 60" X 144" | SF | LB |  | TRUE |  | P | DEL | Dayton
132950 | 1 | 9 | States | Dayton | Robert Boulka | TRUE | 2026-05-04T00:00:00 | 2026-07-15T00:00:00 | 2026-07-15T00:00:00 | 10709.93 | 0 | 10709.93 | 0.6795 | 39505.75 | 55369-6417 | USA | D05 | 157 | GARELICK STEEL | 55458 | HRS-7GA-60x144 | HOT ROLLED P&O SHEET .187 (7 GA) X 60" X 144" | CRS | HOT ROLLED P&O SHEET .187 (7 GA) X 60" X 144" | SF | LB |  | TRUE |  | P | DEL | Dayton
132983 | 1 | 2 | States | CENTRAL SANDBLASTING CO | Robert Boulka | TRUE | 2026-05-05T00:00:00 | 2026-06-03T00:00:00 | 2026-06-03T00:00:00 | 42 | 25 | 17 | 219 | 27594 | 55112 | USA | D05 | 157 | GARELICK STEEL | 55458 | MC 10x22x64.1 | Steel Channel (64.1" length) | PUR | Steel Channel (64.1" length) | EA | EA |  | TRUE |  | P | DEL | Dayton
132983 | 2 | 1 | States | CENTRAL SANDBLASTING CO | Robert Boulka | TRUE | 2026-05-05T00:00:00 | 2026-06-03T00:00:00 | 2026-06-03T00:00:00 | 6 | 0 | 6 | 935 | 8415 | 55112 | USA | D05 | 157 | GARELICK STEEL | 55458 | MC 10x28.5x187.37 | Steel Channel (187.37" length) | PUR | Steel Channel (187.37" length) | EA | EA |  | TRUE |  | P | DEL | Dayton
132983 | 2 | 2 | States | CENTRAL SANDBLASTING CO | Robert Boulka | TRUE | 2026-05-05T00:00:00 | 2026-06-03T00:00:00 | 2026-06-03T00:00:00 | 3 | 0 | 3 | 935 | 8415 | 55112 | USA | D05 | 157 | GARELICK STEEL | 55458 | MC 10x28.5x187.37 | Steel Channel (187.37" length) | PUR | Steel Channel (187.37" length) | EA | EA |  | TRUE |  | P | DEL | Dayton
132983 | 3 | 1 | States | CENTRAL SANDBLASTING CO | Robert Boulka | TRUE | 2026-05-05T00:00:00 | 2026-06-03T00:00:00 | 2026-06-03T00:00:00 | 12 | 0 | 12 | 935 | 16830 | 55112 | USA | D05 | 157 | GARELICK STEEL | 55458 | MC 10x28.5x194 | Steel Channel (194" length) | PUR | Steel Channel (194" length) | EA | EA |  | TRUE |  | P | DEL | Dayton
132983 | 3 | 2 | States | CENTRAL SANDBLASTING CO | Robert Boulka | TRUE | 2026-05-05T00:00:00 | 2026-06-03T00:00:00 | 2026-06-03T00:00:00 | 6 | 0 | 6 | 935 | 16830 | 55112 | USA | D05 | 157 | GARELICK STEEL | 55458 | MC 10x28.5x194 | Steel Channel (194" length) | PUR | Steel Channel (194" length) | EA | EA |  | TRUE |  | P | DEL | Dayton
132983 | 4 | 1 | States | CENTRAL SANDBLASTING CO | Robert Boulka | TRUE | 2026-05-05T00:00:00 | 2026-06-03T00:00:00 | 2026-06-03T00:00:00 | 24 | 0 | 24 | 659 | 23724 | 55112 | USA | D05 | 157 | GARELICK STEEL | 55458 | MC 10x28.6x138 | Steel Channel (138" length) | PUR | Steel Channel (138" length) | EA | EA |  | TRUE |  | P | DEL | Dayton
132983 | 4 | 2 | States | CENTRAL SANDBLASTING CO | Robert Boulka | TRUE | 2026-05-05T00:00:00 | 2026-06-03T00:00:00 | 2026-06-03T00:00:00 | 12 | 0 | 12 | 659 | 23724 | 55112 | USA | D05 | 157 | GARELICK STEEL | 55458 | MC 10x28.6x138 | Steel Channel (138" length) | PUR | Steel Channel (138" length) | EA | EA |  | TRUE |  | P | DEL | Dayton
134854 | 2 | 1 | States | Champlin | Robert Boulka | TRUE | 2026-07-17T00:00:00 | 2026-07-28T00:00:00 | 2026-07-28T00:00:00 | 4590 | 0 | 4590 | 0.85 | 3901.5 | 55316-3157 | USA | D05 | 157 | GARELICK STEEL | 55458 | HRS-7GA-48X120 | HOT ROLLED P&O SHEET .187 (7 GA) X 48" X 120" | CRS | HOT ROLLED P&O SHEET .187 (7 GA) X 48" X 120" | SF | LB |  | TRUE |  | P | DEL | 100
134854 | 1 | 1 | States | Champlin | Robert Boulka | TRUE | 2026-07-17T00:00:00 | 2026-07-28T00:00:00 | 2026-07-28T00:00:00 | 39175.69 | 0 | 39175.69 | 0.85 | 33299.34 | 55316-3157 | USA | D05 | 157 | GARELICK STEEL | 55458 | HRS-.250-48X96 | HOT ROLLED P&O SHEET 1/4 X 48" X 96" | CRS | HOT ROLLED P&O SHEET 1/4 X 48" X 96" | SF | LB |  | TRUE |  | P | DEL | 100
134667 | 1 | 1 | States | Champlin | Robert Boulka | TRUE | 2026-07-10T00:00:00 | 2026-07-27T00:00:00 | 2026-07-27T00:00:00 | 3672 | 0 | 3672 | 0.6495 | 2384.96 | 55316-3157 | USA | D05 | 157 | GARELICK STEEL | 55458 | HRS-7GA-48X120 | HOT ROLLED P&O SHEET .187 (7 GA) X 48" X 120" | CRS | HOT ROLLED P&O SHEET .187 (7 GA) X 48" X 120" | SF | LB |  | TRUE |  | P | DEL | 100
134495 | 1 | 1 | States | Champlin | Holly Davis | TRUE | 2026-07-01T00:00:00 | 2026-08-28T00:00:00 | 2026-09-15T00:00:00 | 6 | 0 | 6 | 164.21 | 985.26 | 55316-3157 | USA | N30 | 203 | AMRAN LLC | 77478 | CT237-302 | Current transformer, 3000:5 (SEL-787 CT input) | PUR | Current transformer, 3000:5 (SEL-787 CT input) | EA | EA |  | TRUE |  | P | FXON | 100
134389 | 2 | 3 | States | Champlin | Holly Davis | TRUE | 2026-06-29T00:00:00 | 2027-09-24T00:00:00 |  | 128 | 0 | 128 | 72.18 | 23675.04 | 55316-3157 | USA | N30 | 203 | AMRAN LLC | 77478 | PT104-480 | Potential transformer, 480:120V, 0.6W, 1.2X, 150VA | PUR | Potential transformer, 480:120V, 0.6W, 1.2X, 150VA | EA | EA |  | FALSE |  | P | FXON | 100
134389 | 2 | 2 | States | Champlin | Holly Davis | TRUE | 2026-06-29T00:00:00 | 2027-07-26T00:00:00 |  | 100 | 0 | 100 | 72.18 | 23675.04 | 55316-3157 | USA | N30 | 203 | AMRAN LLC | 77478 | PT104-480 | Potential transformer, 480:120V, 0.6W, 1.2X, 150VA | PUR | Potential transformer, 480:120V, 0.6W, 1.2X, 150VA | EA | EA |  | FALSE |  | P | FXON | 100
134389 | 2 | 1 | States | Champlin | Holly Davis | TRUE | 2026-06-29T00:00:00 | 2027-05-25T00:00:00 |  | 100 | 0 | 100 | 72.18 | 23675.04 | 55316-3157 | USA | N30 | 203 | AMRAN LLC | 77478 | PT104-480 | Potential transformer, 480:120V, 0.6W, 1.2X, 150VA | PUR | Potential transformer, 480:120V, 0.6W, 1.2X, 150VA | EA | EA |  | FALSE |  | P | FXON | 100
134389 | 1 | 4 | States | Champlin | Holly Davis | TRUE | 2026-06-29T00:00:00 | 2027-09-24T00:00:00 |  | 72 | 0 | 72 | 243.74 | 70197.12 | 55316-3157 | USA | N30 | 203 | AMRAN LLC | 77478 | CT237-502 | Current Transformers, 4000:5, 8.66" x 9.06" square with 6.30" x 6.30" window | PUR | Current Transformers, 4000:5, 8.66" x 9.06" square with 6.30" x 6.30" window | EA | EA |  | FALSE |  | P | FXON | 100
134389 | 1 | 3 | States | Champlin | Holly Davis | TRUE | 2026-06-29T00:00:00 | 2027-08-25T00:00:00 |  | 72 | 0 | 72 | 243.74 | 70197.12 | 55316-3157 | USA | N30 | 203 | AMRAN LLC | 77478 | CT237-502 | Current Transformers, 4000:5, 8.66" x 9.06" square with 6.30" x 6.30" window | PUR | Current Transformers, 4000:5, 8.66" x 9.06" square with 6.30" x 6.30" window | EA | EA |  | FALSE |  | P | FXON | 100
134389 | 1 | 2 | States | Champlin | Holly Davis | TRUE | 2026-06-29T00:00:00 | 2027-07-26T00:00:00 |  | 72 | 0 | 72 | 243.74 | 70197.12 | 55316-3157 | USA | N30 | 203 | AMRAN LLC | 77478 | CT237-502 | Current Transformers, 4000:5, 8.66" x 9.06" square with 6.30" x 6.30" window | PUR | Current Transformers, 4000:5, 8.66" x 9.06" square with 6.30" x 6.30" window | EA | EA |  | FALSE |  | P | FXON | 100
134389 | 1 | 1 | States | Champlin | Holly Davis | TRUE | 2026-06-29T00:00:00 | 2027-05-25T00:00:00 |  | 72 | 0 | 72 | 243.74 | 70197.12 | 55316-3157 | USA | N30 | 203 | AMRAN LLC | 77478 | CT237-502 | Current Transformers, 4000:5, 8.66" x 9.06" square with 6.30" x 6.30" window | PUR | Current Transformers, 4000:5, 8.66" x 9.06" square with 6.30" x 6.30" window | EA | EA |  | FALSE |  | P | FXON | 100
133578 | 1 | 1 | States | Champlin | Holly Davis | TRUE | 2026-05-22T00:00:00 | 2026-08-20T00:00:00 | 2026-08-20T00:00:00 | 72 | 0 | 72 | 243.74 | 70197.12 | 55316-3157 | USA | N30 | 203 | AMRAN LLC | 77478 | CT237-502 | Current Transformers, 4000:5, 8.66" x 9.06" square with 6.30" x 6.30" window | PUR | Current Transformers, 4000:5, 8.66" x 9.06" square with 6.30" x 6.30" window | EA | EA |  | FALSE |  | P | FXON | 100
133578 | 1 | 2 | States | Champlin | Holly Davis | TRUE | 2026-05-22T00:00:00 | 2026-09-24T00:00:00 |  | 72 | 0 | 72 | 243.74 | 70197.12 | 55316-3157 | USA | N30 | 203 | AMRAN LLC | 77478 | CT237-502 | Current Transformers, 4000:5, 8.66" x 9.06" square with 6.30" x 6.30" window | PUR | Current Transformers, 4000:5, 8.66" x 9.06" square with 6.30" x 6.30" window | EA | EA |  | FALSE |  | P | FXON | 100
133578 | 1 | 3 | States | Champlin | Holly Davis | TRUE | 2026-05-22T00:00:00 | 2026-12-22T00:00:00 |  | 144 | 0 | 144 | 243.74 | 70197.12 | 55316-3157 | USA | N30 | 203 | AMRAN LLC | 77478 | CT237-502 | Current Transformers, 4000:5, 8.66" x 9.06" square with 6.30" x 6.30" window | PUR | Current Transformers, 4000:5, 8.66" x 9.06" square with 6.30" x 6.30" window | EA | EA |  | FALSE |  | P | FXON | 100
134166 | 1 | 3 | States | Champlin | Holly Davis | TRUE | 2026-06-17T00:00:00 | 2027-04-15T00:00:00 | 2026-04-15T00:00:00 | 100 | 0 | 100 | 72.18 | 21654 | 55316-3157 | USA | N30 | 203 | AMRAN LLC | 77478 | PT104-480 | Potential transformer, 480:120V, 0.6W, 1.2X, 150VA | PUR | Potential transformer, 480:120V, 0.6W, 1.2X, 150VA | EA | EA |  | TRUE |  | P | FXON | 100
134166 | 1 | 2 | States | Champlin | Holly Davis | TRUE | 2026-06-17T00:00:00 | 2027-04-15T00:00:00 | 2026-04-15T00:00:00 | 100 | 0 | 100 | 72.18 | 21654 | 55316-3157 | USA | N30 | 203 | AMRAN LLC | 77478 | PT104-480 | Potential transformer, 480:120V, 0.6W, 1.2X, 150VA | PUR | Potential transformer, 480:120V, 0.6W, 1.2X, 150VA | EA | EA |  | TRUE |  | P | FXON | 100
134166 | 1 | 1 | States | Champlin | Holly Davis | TRUE | 2026-06-17T00:00:00 | 2027-04-15T00:00:00 | 2026-04-15T00:00:00 | 100 | 0 | 100 | 72.18 | 21654 | 55316-3157 | USA | N30 | 203 | AMRAN LLC | 77478 | PT104-480 | Potential transformer, 480:120V, 0.6W, 1.2X, 150VA | PUR | Potential transformer, 480:120V, 0.6W, 1.2X, 150VA | EA | EA |  | TRUE |  | P | FXON | 100
133194 | 1 | 1 | States | Dayton | Holly Davis | TRUE | 2026-05-11T00:00:00 | 2026-11-20T00:00:00 | 2026-11-20T00:00:00 | 204 | 0 | 204 | 162.79 | 66418.32 | 55369-6417 | USA | N30 | 203 | AMRAN LLC | 77478 | CT342-601 | Current Transformer: 600:5, C100 | PUR | Current Transformer: 600:5, C100 | EA | EA |  | TRUE |  | P | FXON | dayton
133194 | 1 | 2 | States | Dayton | Holly Davis | TRUE | 2026-05-11T00:00:00 | 2026-11-27T00:00:00 | 2026-11-27T00:00:00 | 204 | 0 | 204 | 162.79 | 66418.32 | 55369-6417 | USA | N30 | 203 | AMRAN LLC | 77478 | CT342-601 | Current Transformer: 600:5, C100 | PUR | Current Transformer: 600:5, C100 | EA | EA |  | TRUE |  | P | FXON | dayton
133194 | 2 | 1 | States | Dayton | Holly Davis | TRUE | 2026-05-11T00:00:00 | 2026-11-04T00:00:00 | 2026-11-04T00:00:00 | 378 | 0 | 378 | 215.86 | 81595.08 | 55369-6417 | USA | N30 | 203 | AMRAN LLC | 77478 | CT354-122 | 1200:5 CT, C200 | PUR | 1200:5 CT, C200 | EA | EA |  | TRUE |  | P | FXON | DAYTON
133194 | 3 | 1 | States | Dayton | Holly Davis | TRUE | 2026-05-11T00:00:00 | 2026-08-20T00:00:00 | 2026-07-20T00:00:00 | 3 | 0 | 3 | 218.84 | 656.52 | 55369-6417 | USA | N30 | 203 | AMRAN LLC | 77478 | CT354-202 | 2000:5 CT, C200 | PUR | 2000:5 CT, C200 | EA | EA |  | TRUE |  | P | FXON | DAYTON
134267 | 1 | 1 | States | Champlin | Holly Davis | TRUE | 2026-06-22T00:00:00 | 2027-03-01T00:00:00 |  | 306 | 0 | 306 | 75.4 | 23072.4 | 55316-3157 | USA | N30 | 203 | AMRAN LLC | 77478 | PT100-480 | Potential transformer, 480:120V, 0.6W, 1.2X, 150VA | PUR | Potential transformer, 480:120V, 0.6W, 1.2X, 150VA | EA | EA |  | FALSE |  | P | FXON | 100
132021 | 4 | 2 | States | Dayton | Holly Davis | TRUE | 2026-03-24T00:00:00 | 2026-07-30T00:00:00 | 2026-07-30T00:00:00 | 18 | 0 | 18 | 399.04 | 14365.44 | 55369-6417 | USA | N30 | 203 | AMRAN LLC | 77478 | CT345-122MR | CT, Multi ratio, 1200:5, C400 | PUR | CT, Multi ratio, 1200:5, C400 | EA | EA |  | TRUE |  | P | FXON | DAYTON
132021 | 4 | 1 | States | Dayton | Holly Davis | TRUE | 2026-03-24T00:00:00 | 2026-07-30T00:00:00 | 2026-07-30T00:00:00 | 18 | 0 | 18 | 399.04 | 14365.44 | 55369-6417 | USA | N30 | 203 | AMRAN LLC | 77478 | CT345-122MR | CT, Multi ratio, 1200:5, C400 | PUR | CT, Multi ratio, 1200:5, C400 | EA | EA |  | TRUE |  | P | FXON | DAYTON
132021 | 3 | 1 | States | Dayton | Holly Davis | TRUE | 2026-03-24T00:00:00 | 2026-07-30T00:00:00 | 2026-07-30T00:00:00 | 24 | 0 | 24 | 185.82 | 4459.68 | 55369-6417 | USA | N30 | 203 | AMRAN LLC | 77478 | CT343-500 | Current Transformer, 50:5 Single Ratio accuracy class - | PUR | Current Transformer, 50:5 Single Ratio accuracy class - | EA | EA |  | TRUE |  | P | FXON | DAYTON
132021 | 2 | 1 | States | Dayton | Holly Davis | TRUE | 2026-03-24T00:00:00 | 2026-07-30T00:00:00 | 2026-07-30T00:00:00 | 3 | 0 | 3 | 254.09 | 762.27 | 55369-6417 | USA | N30 | 203 | AMRAN LLC | 77478 | CT343-122MR | CT MULTI RATIO 1200:5 | PUR | CT MULTI RATIO 1200:5 | EA | EA |  | TRUE |  | P | FXON | DAYTON
132021 | 1 | 1 | States | Dayton | Holly Davis | TRUE | 2026-03-24T00:00:00 | 2026-08-03T00:00:00 | 2026-08-03T00:00:00 | 27 | 0 | 27 | 232.04 | 6265.08 | 55369-6417 | USA | N30 | 203 | AMRAN LLC | 77478 | CT343-122 | Current Transformer, 1200:5 Single Ratio accuracy class C100 | PUR | Current Transformer, 1200:5 Single Ratio accuracy class C100 | EA | EA |  | TRUE |  | P | FXON | DAYTON
132021 | 5 | 1 | States | Dayton | Holly Davis | TRUE | 2026-03-24T00:00:00 | 2026-08-04T00:00:00 | 2026-08-04T00:00:00 | 102 | 0 | 102 | 358.33 | 70949.34 | 55369-6417 | USA | N30 | 203 | AMRAN LLC | 77478 | CT345-601MR | CT, Multi ratio, 600:5, C200 | PUR | CT, Multi ratio, 600:5, C200 | EA | EA |  | TRUE |  | P | FXON | DAYTON
132021 | 5 | 2 | States | Dayton | Holly Davis | TRUE | 2026-03-24T00:00:00 | 2026-08-04T00:00:00 | 2026-08-04T00:00:00 | 96 | 0 | 96 | 358.33 | 70949.34 | 55369-6417 | USA | N30 | 203 | AMRAN LLC | 77478 | CT345-601MR | CT, Multi ratio, 600:5, C200 | PUR | CT, Multi ratio, 600:5, C200 | EA | EA |  | TRUE |  | P | FXON | DAYTON
132021 | 6 | 1 | States | Dayton | Holly Davis | TRUE | 2026-03-24T00:00:00 | 2026-08-04T00:00:00 | 2026-08-04T00:00:00 | 12 | 0 | 12 | 264.51 | 7141.77 | 55369-6417 | USA | N30 | 203 | AMRAN LLC | 77478 | CT354-302MR | CT, Multi ratio, 3000:5, C200 | PUR | CT, Multi ratio, 3000:5, C200 | EA | EA |  | TRUE |  | P | FXON | DAYTON
132021 | 6 | 2 | States | Dayton | Holly Davis | TRUE | 2026-03-24T00:00:00 | 2026-08-04T00:00:00 | 2026-08-04T00:00:00 | 15 | 0 | 15 | 264.51 | 7141.77 | 55369-6417 | USA | N30 | 203 | AMRAN LLC | 77478 | CT354-302MR | CT, Multi ratio, 3000:5, C200 | PUR | CT, Multi ratio, 3000:5, C200 | EA | EA |  | TRUE |  | P | FXON | DAYTON
134123 | 2 | 1 | States | Dayton | Holly Davis | TRUE | 2026-06-15T00:00:00 | 2026-11-23T00:00:00 | 2026-11-23T00:00:00 | 36 | 0 | 36 | 215.86 | 34321.74 | 55369-6417 | USA | N30 | 203 | AMRAN LLC | 77478 | CT354-122 | 1200:5 CT, C200 | PUR | 1200:5 CT, C200 | EA | EA |  | TRUE |  | P | FXON | DAYTON
134123 | 2 | 2 | States | Dayton | Holly Davis | TRUE | 2026-06-15T00:00:00 | 2026-11-23T00:00:00 | 2026-11-23T00:00:00 | 72 | 0 | 72 | 215.86 | 34321.74 | 55369-6417 | USA | N30 | 203 | AMRAN LLC | 77478 | CT354-122 | 1200:5 CT, C200 | PUR | 1200:5 CT, C200 | EA | EA |  | TRUE |  | P | FXON | DAYTON
134123 | 2 | 3 | States | Dayton | Holly Davis | TRUE | 2026-06-15T00:00:00 | 2026-11-23T00:00:00 | 2026-11-23T00:00:00 | 51 | 0 | 51 | 215.86 | 34321.74 | 55369-6417 | USA | N30 | 203 | AMRAN LLC | 77478 | CT354-122 | 1200:5 CT, C200 | PUR | 1200:5 CT, C200 | EA | EA |  | TRUE |  | P | FXON | DAYTON
134123 | 3 | 1 | States | Dayton | Holly Davis | TRUE | 2026-06-15T00:00:00 | 2026-12-07T00:00:00 | 2026-12-07T00:00:00 | 39 | 0 | 39 | 240.84 | 41906.16 | 55369-6417 | USA | N30 | 203 | AMRAN LLC | 77478 | CT354-122MR | 1200:5 C200 Current Transformer, Acutran | PUR | 1200:5 C200 Current Transformer, Acutran | EA | EA |  | TRUE |  | P | FXON | DAYTON
134123 | 3 | 2 | States | Dayton | Holly Davis | TRUE | 2026-06-15T00:00:00 | 2026-12-07T00:00:00 | 2026-12-07T00:00:00 | 78 | 0 | 78 | 240.84 | 41906.16 | 55369-6417 | USA | N30 | 203 | AMRAN LLC | 77478 | CT354-122MR | 1200:5 C200 Current Transformer, Acutran | PUR | 1200:5 C200 Current Transformer, Acutran | EA | EA |  | TRUE |  | P | FXON | DAYTON
134123 | 3 | 3 | States | Dayton | Holly Davis | TRUE | 2026-06-15T00:00:00 | 2026-12-07T00:00:00 | 2026-12-07T00:00:00 | 57 | 0 | 57 | 240.84 | 41906.16 | 55369-6417 | USA | N30 | 203 | AMRAN LLC | 77478 | CT354-122MR | 1200:5 C200 Current Transformer, Acutran | PUR | 1200:5 C200 Current Transformer, Acutran | EA | EA |  | TRUE |  | P | FXON | DAYTON
134123 | 4 | 1 | States | Dayton | Holly Davis | TRUE | 2026-06-15T00:00:00 | 2026-10-26T00:00:00 | 2026-10-26T00:00:00 | 27 | 0 | 27 | 758.28 | 20473.56 | 55369-6417 | USA | N30 | 203 | AMRAN LLC | 77478 | V21.1-12471FG1 | Voltage Transformer: 12470:120, 1000 VA, One Bushing, w/ 0.5E Primary Fuse and grounding clips | CTRA | Voltage Transformer: 12470:120, 1000 VA, One Bushing, w/ 0.5E Primary Fuse and grounding clips | EA | EA |  | TRUE |  | P | FXON | DAYTON
129943 | 1 | 2 | States | Dayton | Holly Davis | TRUE | 2025-11-19T00:00:00 | 2026-06-10T00:00:00 | 2026-03-16T00:00:00 | 48 | 0 | 48 | 240.07 | 23046.72 | 55369 | USA | N30 | 203 | AMRAN LLC | 77478 | CT342-122MR | Current Transformer: 1200:5, C200, Multi Ratio | PUR | Current Transformer: 1200:5, C200, Multi Ratio | EA | EA |  | TRUE |  | P | FXON | DAYTON
129943 | 1 | 1 | States | Dayton | Holly Davis | TRUE | 2025-11-19T00:00:00 | 2026-06-16T00:00:00 | 2026-02-09T00:00:00 | 48 | 0 | 48 | 240.07 | 23046.72 | 55369 | USA | N30 | 203 | AMRAN LLC | 77478 | CT342-122MR | Current Transformer: 1200:5, C200, Multi Ratio | PUR | Current Transformer: 1200:5, C200, Multi Ratio | EA | EA |  | TRUE |  | P | FXON | DAYTON
132940 | 1 | 1 | States | Champlin | Holly Davis | TRUE | 2026-05-01T00:00:00 | 2026-08-28T00:00:00 | 2026-08-28T00:00:00 | 216 | 0 | 216 | 101.39 | 21900.24 | 55316-3157 | USA | N30 | 203 | AMRAN LLC | 77478 | PT104-480 | Potential transformer, 480:120V, 0.6W, 1.2X, 150VA | PUR | Potential transformer, 480:120V, 0.6W, 1.2X, 150VA | EA | EA |  | TRUE |  | P | FXON | 100
131645 | 2 | 1 | States | Champlin | Holly Davis | TRUE | 2026-03-06T00:00:00 | 2026-07-30T00:00:00 | 2026-07-30T00:00:00 | 9 | 0 | 9 | 243.13 | 2188.17 | 55316-3157 | USA | N30 | 203 | AMRAN LLC | 77478 | CT343-402A | Current Transformer: 4000:5A, Single Ratio, C400 Relay Class, 0.3% Accuracy Class, 6.5" window | MEC | Current Transformer: 4000:5A, Single Ratio, C400 Relay Class, 0.3% Accuracy Class, 6.5" window | EA | EA |  | TRUE |  | P | FXON | 100
132716 | 4 | 2 | States | Champlin | Holly Davis | TRUE | 2026-04-23T00:00:00 | 2027-01-04T00:00:00 | 2027-01-04T00:00:00 | 3 | 0 | 3 | 130.99 | 1178.91 | 55316-3157 | USA | N30 | 203 | AMRAN LLC | 77478 | CT550-5x4-05000 | SUMMING CT, (4) TO 5A, | PUR | SUMMING CT, (4) TO 5A, | EA | EA |  | TRUE |  | P | FXON | 100
132716 | 4 | 1 | States | Champlin | Holly Davis | TRUE | 2026-04-23T00:00:00 | 2027-01-04T00:00:00 | 2027-01-04T00:00:00 | 6 | 0 | 6 | 130.99 | 1178.91 | 55316-3157 | USA | N30 | 203 | AMRAN LLC | 77478 | CT550-5x4-05000 | SUMMING CT, (4) TO 5A, | PUR | SUMMING CT, (4) TO 5A, | EA | EA |  | TRUE |  | P | FXON | 100
132716 | 3 | 2 | States | Champlin | Holly Davis | TRUE | 2026-04-23T00:00:00 | 2026-11-16T00:00:00 | 2026-11-16T00:00:00 | 12 | 0 | 12 | 152.48 | 3659.52 | 55316-3157 | USA | N30 | 203 | AMRAN LLC | 77478 | CT401-402 | Metering CT 4000:5, C50 | SRPP | Metering CT 4000:5, C50 | EA | EA |  | TRUE |  | P | FXON | 100
132716 | 3 | 1 | States | Champlin | Holly Davis | TRUE | 2026-04-23T00:00:00 | 2026-11-16T00:00:00 | 2026-11-16T00:00:00 | 12 | 0 | 12 | 152.48 | 3659.52 | 55316-3157 | USA | N30 | 203 | AMRAN LLC | 77478 | CT401-402 | Metering CT 4000:5, C50 | SRPP | Metering CT 4000:5, C50 | EA | EA |  | TRUE |  | P | FXON | 100
132716 | 1 | 1 | States | Champlin | Holly Davis | TRUE | 2026-04-23T00:00:00 | 2026-10-01T00:00:00 | 2026-10-01T00:00:00 | 9 | 0 | 9 | 82.77 | 744.93 | 55316-3157 | USA | N30 | 203 | AMRAN LLC | 77478 | 240-252 | Current transformers, 2500:5, C50 class | PUR | Current transformers, 2500:5, C50 class | EA | EA |  | TRUE |  | P | FXON | 100
132375 | 1 | 1 | States | Dayton | Holly Davis | TRUE | 2026-04-09T00:00:00 | 2026-12-22T00:00:00 | 2026-12-22T00:00:00 | 30 | 0 | 30 | 216.27 | 6488.1 | 55369-6417 | USA | N30 | 203 | AMRAN LLC | 77478 | CT111-151 | Current Transformer, 150:5, Single Ratio, class C20, 7.02" Window | PUR | Current Transformer, 150:5, Single Ratio, class C20, 7.02" Window | EA | EA |  | TRUE |  | P | FXON | DAYTON
132375 | 2 | 1 | States | Dayton | Holly Davis | TRUE | 2026-04-09T00:00:00 | 2026-12-22T00:00:00 | 2026-12-22T00:00:00 | 3 | 0 | 3 | 219.11 | 657.33 | 55369-6417 | USA | N30 | 203 | AMRAN LLC | 77478 | CT111-201 | Current Transformer, 200:5, Single Ratio, class C20, 7.02" Window | PUR | Current Transformer, 200:5, Single Ratio, class C20, 7.02" Window | EA | EA |  | TRUE |  | P | FXON | DAYTON
132375 | 4 | 1 | States | Dayton | Holly Davis | TRUE | 2026-04-09T00:00:00 | 2026-07-31T00:00:00 | 2026-06-29T00:00:00 | 102 | 0 | 102 | 358.33 | 36549.66 | 55369-6417 | USA | N30 | 203 | AMRAN LLC | 77478 | CT345-601MR | CT, Multi ratio, 600:5, C200 | PUR | CT, Multi ratio, 600:5, C200 | EA | EA |  | TRUE |  | P | FXON | DAYTON
132375 | 3 | 1 | States | Dayton | Holly Davis | TRUE | 2026-04-09T00:00:00 | 2026-12-22T00:00:00 | 2026-12-22T00:00:00 | 21 | 0 | 21 | 230.13 | 4832.73 | 55369-6417 | USA | N30 | 203 | AMRAN LLC | 77478 | CT111-401 | Current Transformer, 400:5, Single Ratio, class C50, 7.02" Window | PUR | Current Transformer, 400:5, Single Ratio, class C50, 7.02" Window | EA | EA |  | TRUE |  | P | FXON | DAYTON
134796 | 1 | 2 | States | Dayton | Holly Davis | TRUE | 2026-07-15T00:00:00 | 2026-12-04T00:00:00 |  | 138 | 0 | 138 | 0 | 0 | 55369-6417 | USA | N30 | 203 | AMRAN LLC | 77478 | CT340-122 | 1200:5 CT, C200 | PUR | 1200:5 CT, C200 | EA | EA |  | FALSE |  | P | FXON | DAYTON
134796 | 1 | 1 | States | Dayton | Holly Davis | TRUE | 2026-07-15T00:00:00 | 2026-12-04T00:00:00 |  | 240 | 0 | 240 | 0 | 0 | 55369-6417 | USA | N30 | 203 | AMRAN LLC | 77478 | CT340-122 | 1200:5 CT, C200 | PUR | 1200:5 CT, C200 | EA | EA |  | FALSE |  | P | FXON | DAYTON
132697 | 1 | 1 | States | Dayton | Holly Davis | TRUE | 2026-04-22T00:00:00 | 2026-11-09T00:00:00 | 2026-11-09T00:00:00 | 12 | 0 | 12 | 158.31 | 1899.72 | 55369-6417 | USA | N30 | 203 | AMRAN LLC | 77478 | CT342-151 | CURRENT TRANSFORMER; CLASS C20, 150:5A | PUR | CURRENT TRANSFORMER; CLASS C20, 150:5A | EA | EA |  | TRUE |  | P | FXON | DAYTON
133468 | 1 | 1 | States | Champlin | Holly Davis | TRUE | 2026-05-20T00:00:00 | 2026-06-12T00:00:00 | 2026-06-12T00:00:00 | 2 | 0 | 2 | 758.28 | 1516.56 | 55316-3157 | USA | N30 | 203 | AMRAN LLC | 77478 | V21.1-12471FG1 | Voltage Transformer: 12470:120, 1000 VA, One Bushing, w/ 0.5E Primary Fuse and grounding clips | CTRA | Voltage Transformer: 12470:120, 1000 VA, One Bushing, w/ 0.5E Primary Fuse and grounding clips | EA | EA |  | TRUE |  | P | FXON | 100
131513 | 2 | 2 | States | Champlin | Holly Davis | TRUE | 2026-02-27T00:00:00 | 2026-08-28T00:00:00 | 2026-07-31T00:00:00 | 2 | 0 | 2 | 91.44 | 548.64 | 55316 | USA | N30 | 203 | AMRAN LLC | 77478 | CT401-102 | Metering CT 800:5, C50 | PUR | Metering CT 800:5, C50 | EA | EA |  | TRUE |  | P | FXON | 100
133780 | 1 | 1 | States | Champlin | Holly Davis | TRUE | 2026-06-02T00:00:00 | 2027-01-11T00:00:00 | 2027-01-11T00:00:00 | 500 | 0 | 500 | 72.18 | 36090 | 55316-3157 | USA | N30 | 203 | AMRAN LLC | 77478 | PT104-480 | Potential transformer, 480:120V, 0.6W, 1.2X, 150VA | PUR | Potential transformer, 480:120V, 0.6W, 1.2X, 150VA | EA | EA |  | TRUE |  | P | FXON | 100
134292 | 2 | 1 | States | Dayton | Holly Davis | TRUE | 2026-06-23T00:00:00 | 2026-11-24T00:00:00 | 2026-11-24T00:00:00 | 297 | 0 | 297 | 218.84 | 64995.48 | 55369-6417 | USA | N30 | 203 | AMRAN LLC | 77478 | CT354-202 | 2000:5 CT, C200 | PUR | 2000:5 CT, C200 | EA | EA |  | TRUE |  | P | FXON | DAYTON
134292 | 1 | 1 | States | Dayton | Holly Davis | TRUE | 2026-06-23T00:00:00 | 2027-02-23T00:00:00 | 2026-02-23T00:00:00 | 18 | 0 | 18 | 358.33 | 6449.94 | 55369-6417 | USA | N30 | 203 | AMRAN LLC | 77478 | CT345-601MR | CT, Multi ratio, 600:5, C200 | PUR | CT, Multi ratio, 600:5, C200 | EA | EA |  | TRUE |  | P | FXON | DAYTON
133127 | 1 | 1 | States | Champlin | Holly Davis | TRUE | 2026-05-09T00:00:00 | 2026-07-18T00:00:00 | 2026-07-18T00:00:00 | 159 | 0 | 159 | 101.39 | 140222.37 | 55316-3157 | USA | N30 | 203 | AMRAN LLC | 77478 | PT104-480 | Potential transformer, 480:120V, 0.6W, 1.2X, 150VA | PUR | Potential transformer, 480:120V, 0.6W, 1.2X, 150VA | EA | EA |  | TRUE |  | P | FXON | 100
133127 | 1 | 2 | States | Champlin | Holly Davis | TRUE | 2026-05-09T00:00:00 | 2026-08-14T00:00:00 | 2026-08-14T00:00:00 | 504 | 0 | 504 | 101.39 | 140222.37 | 55316-3157 | USA | N30 | 203 | AMRAN LLC | 77478 | PT104-480 | Potential transformer, 480:120V, 0.6W, 1.2X, 150VA | PUR | Potential transformer, 480:120V, 0.6W, 1.2X, 150VA | EA | EA |  | TRUE |  | P | FXON | 100
133127 | 1 | 3 | States | Champlin | Holly Davis | TRUE | 2026-05-09T00:00:00 | 2026-09-11T00:00:00 | 2026-09-11T00:00:00 | 210 | 0 | 210 | 101.39 | 140222.37 | 55316-3157 | USA | N30 | 203 | AMRAN LLC | 77478 | PT104-480 | Potential transformer, 480:120V, 0.6W, 1.2X, 150VA | PUR | Potential transformer, 480:120V, 0.6W, 1.2X, 150VA | EA | EA |  | TRUE |  | P | FXON | 100
133127 | 1 | 4 | States | Champlin | Holly Davis | TRUE | 2026-05-09T00:00:00 | 2026-07-17T00:00:00 | 2026-07-17T00:00:00 | 168 | 0 | 168 | 101.39 | 140222.37 | 55316-3157 | USA | N30 | 203 | AMRAN LLC | 77478 | PT104-480 | Potential transformer, 480:120V, 0.6W, 1.2X, 150VA | PUR | Potential transformer, 480:120V, 0.6W, 1.2X, 150VA | EA | EA |  | TRUE |  | P | FXON | 100
133127 | 1 | 5 | States | Champlin | Holly Davis | TRUE | 2026-05-09T00:00:00 | 2026-09-17T00:00:00 | 2026-09-17T00:00:00 | 252 | 0 | 252 | 101.39 | 140222.37 | 55316-3157 | USA | N30 | 203 | AMRAN LLC | 77478 | PT104-480 | Potential transformer, 480:120V, 0.6W, 1.2X, 150VA | PUR | Potential transformer, 480:120V, 0.6W, 1.2X, 150VA | EA | EA |  | TRUE |  | P | FXON | 100
133127 | 1 | 6 | States | Champlin | Holly Davis | TRUE | 2026-05-09T00:00:00 | 2026-10-26T00:00:00 | 2026-10-26T00:00:00 | 90 | 0 | 90 | 101.39 | 140222.37 | 55316-3157 | USA | N30 | 203 | AMRAN LLC | 77478 | PT104-480 | Potential transformer, 480:120V, 0.6W, 1.2X, 150VA | PUR | Potential transformer, 480:120V, 0.6W, 1.2X, 150VA | EA | EA |  | TRUE |  | P | FXON | 100
134454 | 1 | 1 | States | Champlin | Holly Davis | TRUE | 2026-06-30T00:00:00 | 2027-07-26T00:00:00 |  | 100 | 0 | 100 | 72.18 | 21654 | 55316-3157 | USA | N30 | 203 | AMRAN LLC | 77478 | PT104-480 | Potential transformer, 480:120V, 0.6W, 1.2X, 150VA | PUR | Potential transformer, 480:120V, 0.6W, 1.2X, 150VA | EA | EA |  | FALSE |  | P | FXON | 100
134454 | 1 | 2 | States | Champlin | Holly Davis | TRUE | 2026-06-30T00:00:00 | 2027-08-25T00:00:00 |  | 100 | 0 | 100 | 72.18 | 21654 | 55316-3157 | USA | N30 | 203 | AMRAN LLC | 77478 | PT104-480 | Potential transformer, 480:120V, 0.6W, 1.2X, 150VA | PUR | Potential transformer, 480:120V, 0.6W, 1.2X, 150VA | EA | EA |  | FALSE |  | P | FXON | 100
134454 | 1 | 3 | States | Champlin | Holly Davis | TRUE | 2026-06-30T00:00:00 | 2027-09-24T00:00:00 |  | 100 | 0 | 100 | 72.18 | 21654 | 55316-3157 | USA | N30 | 203 | AMRAN LLC | 77478 | PT104-480 | Potential transformer, 480:120V, 0.6W, 1.2X, 150VA | PUR | Potential transformer, 480:120V, 0.6W, 1.2X, 150VA | EA | EA |  | FALSE |  | P | FXON | 100
129920 | 1 | 1 | States | Champlin | Taylor Barrett | TRUE | 2025-11-19T00:00:00 | 2026-10-28T00:00:00 | 2026-02-20T00:00:00 | 3 | 0 | 3 | 277.75 | 833.25 | 55316 | USA | N30 | 204 | MOUSER ELECTRONICS INC | 76199-0319 | 700-300 | Live Part: Fuse Clip 3" Ferrule Fuses (2/pkt) | SRPP | Live Part: Fuse Clip For 3" Ferrule Fuses 1, 2, or 3 Barrel (2/pkt) | EA | EA |  | TRUE |  | P | FXG | 100
129920 | 2 | 4 | States | Champlin | Taylor Barrett | TRUE | 2025-11-19T00:00:00 | 2026-12-24T00:00:00 | 2026-12-24T00:00:00 | 4 | 0 | 4 | 360.48 | 2162.88 | 55316 | USA | N30 | 204 | MOUSER ELECTRONICS INC | 76199-0319 | FLK-050-CLKT | 2 IN 50MM C-RANGE IR WINDOW FLUKE | SRPP | 2 IN 50MM C-RANGE IR WINDOW FLUKE | EA | EA |  | TRUE |  | P | FXG | 100
131003 | 3 | 1 | States | Dayton | Taylor Barrett | TRUE | 2026-02-02T00:00:00 | 2026-09-09T00:00:00 | 2026-09-09T00:00:00 | 3 | 0 | 3 | 277.75 | 833.25 | 55369 | USA | N30 | 204 | MOUSER ELECTRONICS INC | 76199-0319 | 700-300 | Live Part: Fuse Clip 3" Ferrule Fuses (2/pkt) | PUR | Live Part: Fuse Clip 3" Ferrule Fuses (2/pkt) | EA | EA |  | TRUE |  | P | FXG | 100
134783 | 1 | 1 | States | Champlin | Taylor Barrett | TRUE | 2026-07-15T00:00:00 | 2026-10-09T00:00:00 | 2026-10-09T00:00:00 | 250 | 0 | 250 | 5.52 | 1380 | 55316-3157 | USA | N30 | 204 | MOUSER ELECTRONICS INC | 76199-0319 | 3212934 | PT 6 QUATTRO | PUR | PT 6 QUATTRO | EA | EA |  | TRUE |  | P | FXG | 100
131004 | 2 | 1 | States | Champlin | Taylor Barrett | TRUE | 2026-02-02T00:00:00 | 2026-12-22T00:00:00 | 2026-04-29T00:00:00 | 3 | 0 | 3 | 277.75 | 833.25 | 55316 | USA | N30 | 204 | MOUSER ELECTRONICS INC | 76199-0319 | 700-300 | Live Part: Fuse Clip 3" Ferrule Fuses (2/pkt) | SRPP | Live Part: Fuse Clip For 3" Ferrule Fuses 1, 2, or 3 Barrel (2/pkt) | EA | EA |  | TRUE |  | P | FXG | 100
134096 | 2 | 1 | States | Dayton | Taylor Barrett | TRUE | 2026-06-15T00:00:00 | 2026-12-30T00:00:00 | 2026-12-30T00:00:00 | 1 | 0 | 1 | 2989.29 | 14946.45 | 55369-6417 | USA | N30 | 214 | SCHWEITZER ENGINEERING LABORATORIES | 99163 | 2730M#482J | SEL Ethernet Switch | PUR | SEL Ethernet Switch | EA | EA |  | TRUE |  | P | PPD | DAYTON
134096 | 2 | 2 | States | Dayton | Taylor Barrett | TRUE | 2026-06-15T00:00:00 | 2026-12-30T00:00:00 | 2026-12-30T00:00:00 | 1 | 0 | 1 | 2989.29 | 14946.45 | 55369-6417 | USA | N30 | 214 | SCHWEITZER ENGINEERING LABORATORIES | 99163 | 2730M#482J | SEL Ethernet Switch | PUR | SEL Ethernet Switch | EA | EA |  | TRUE |  | P | PPD | DAYTON
134096 | 2 | 3 | States | Dayton | Taylor Barrett | TRUE | 2026-06-15T00:00:00 | 2026-12-30T00:00:00 | 2026-12-30T00:00:00 | 1 | 0 | 1 | 2989.29 | 14946.45 | 55369-6417 | USA | N30 | 214 | SCHWEITZER ENGINEERING LABORATORIES | 99163 | 2730M#482J | SEL Ethernet Switch | PUR | SEL Ethernet Switch | EA | EA |  | TRUE |  | P | PPD | DAYTON
134096 | 2 | 4 | States | Dayton | Taylor Barrett | TRUE | 2026-06-15T00:00:00 | 2026-12-30T00:00:00 | 2026-12-30T00:00:00 | 1 | 0 | 1 | 2989.29 | 14946.45 | 55369-6417 | USA | N30 | 214 | SCHWEITZER ENGINEERING LABORATORIES | 99163 | 2730M#482J | SEL Ethernet Switch | PUR | SEL Ethernet Switch | EA | EA |  | TRUE |  | P | PPD | DAYTON
134096 | 2 | 5 | States | Dayton | Taylor Barrett | TRUE | 2026-06-15T00:00:00 | 2026-12-30T00:00:00 | 2026-12-30T00:00:00 | 1 | 0 | 1 | 2989.29 | 14946.45 | 55369-6417 | USA | N30 | 214 | SCHWEITZER ENGINEERING LABORATORIES | 99163 | 2730M#482J | SEL Ethernet Switch | PUR | SEL Ethernet Switch | EA | EA |  | TRUE |  | P | PPD | DAYTON
134096 | 3 | 1 | States | Dayton | Taylor Barrett | TRUE | 2026-06-15T00:00:00 | 2026-12-30T00:00:00 | 2026-12-30T00:00:00 | 1 | 0 | 1 | 13192.91 | 65964.55 | 55369-6417 | USA | N30 | 214 | SCHWEITZER ENGINEERING LABORATORIES | 99163 | 3350#MFDG | SEL RTAC | PUR | SEL RTAC | EA | EA |  | TRUE |  | P | PPD | DAYTON
134096 | 3 | 2 | States | Dayton | Taylor Barrett | TRUE | 2026-06-15T00:00:00 | 2026-12-30T00:00:00 | 2026-12-30T00:00:00 | 1 | 0 | 1 | 13192.91 | 65964.55 | 55369-6417 | USA | N30 | 214 | SCHWEITZER ENGINEERING LABORATORIES | 99163 | 3350#MFDG | SEL RTAC | PUR | SEL RTAC | EA | EA |  | TRUE |  | P | PPD | DAYTON
134096 | 3 | 3 | States | Dayton | Taylor Barrett | TRUE | 2026-06-15T00:00:00 | 2026-12-30T00:00:00 | 2026-12-30T00:00:00 | 1 | 0 | 1 | 13192.91 | 65964.55 | 55369-6417 | USA | N30 | 214 | SCHWEITZER ENGINEERING LABORATORIES | 99163 | 3350#MFDG | SEL RTAC | PUR | SEL RTAC | EA | EA |  | TRUE |  | P | PPD | DAYTON
134096 | 3 | 4 | States | Dayton | Taylor Barrett | TRUE | 2026-06-15T00:00:00 | 2026-12-30T00:00:00 | 2026-12-30T00:00:00 | 1 | 0 | 1 | 13192.91 | 65964.55 | 55369-6417 | USA | N30 | 214 | SCHWEITZER ENGINEERING LABORATORIES | 99163 | 3350#MFDG | SEL RTAC | PUR | SEL RTAC | EA | EA |  | TRUE |  | P | PPD | DAYTON
134096 | 3 | 5 | States | Dayton | Taylor Barrett | TRUE | 2026-06-15T00:00:00 | 2026-12-30T00:00:00 | 2026-12-30T00:00:00 | 1 | 0 | 1 | 13192.91 | 65964.55 | 55369-6417 | USA | N30 | 214 | SCHWEITZER ENGINEERING LABORATORIES | 99163 | 3350#MFDG | SEL RTAC | PUR | SEL RTAC | EA | EA |  | TRUE |  | P | PPD | DAYTON
134096 | 4 | 1 | States | Dayton | Taylor Barrett | TRUE | 2026-06-15T00:00:00 | 2026-12-30T00:00:00 | 2026-12-30T00:00:00 | 1 | 0 | 1 | 4148.05 | 16592.2 | 55369-6417 | USA | N30 | 214 | SCHWEITZER ENGINEERING LABORATORIES | 99163 | 735#0V9Y | SEL-735 Power Quality and Revenue Meter Summary: Sales Item Number: 735#0V9Y Part Number: 0735LX10944CXXXXXX16201XX Special Spec: None Selected Options: Display: Color Touchscreen The color touchscreen display is available only in vertical orientation. Front Port: USB-C Front Panel Orientation: Vertical Enclosure Type: None Power Quality and Recording: Intermediate Meter Form: Form 9 Four-Wire Wye; 3 PTs, 3 CTs* Slot A Power Supply Voltage: 110-240 Vac 50/60 Hz, 110-250 Vdc Slot A Control Input Voltage: 125 Vdc/Vac Slot B Ethernet (Port 1): Single 10/100BASE-T Slot B Port 3 Serial Port (includes Port 2 EIA-232 Standard) Port 3 EIA-232 Slot C Communications: Empty Slot D I/O: Empty Slot D Control Input Voltage: Empty Slot Z Current Class: CL2/10/20, Optimized for Low-End Accuracy System Frequency: 60 Hz Communications Protocol: Standard Plus IEC 61850 With GOOSE and MMS Front Panel Labeling: ANSI Conformal Coat:No Software Bundle: None Custom Nameplate Text Standard Front Nameplat | PUR | SEL-735 Power Quality and Revenue Meter Summary: Sales Item Number: 735#0V9Y Part Number: 0735LX10944CXXXXXX16201XX Special Spec: None Selected Options: Display: Color Touchscreen The color touchscreen display is available only in vertical orientation. Front Port: USB-C Front Panel Orientation: Vertical Enclosure Type: None Power Quality and Recording: Intermediate Meter Form: Form 9 Four-Wire Wye; 3 PTs, 3 CTs* Slot A Power Supply Voltage: 110-240 Vac 50/60 Hz, 110-250 Vdc Slot A Control Input Voltage: 125 Vdc/Vac Slot B Ethernet (Port 1): Single 10/100BASE-T Slot B Port 3 Serial Port (includes Port 2 EIA-232 Standard) Port 3 EIA-232 Slot C Communications: Empty Slot D I/O: Empty Slot D Control Input Voltage: Empty Slot Z Current Class: CL2/10/20, Optimized for Low-End Accuracy System Frequency: 60 Hz Communications Protocol: Standard Plus IEC 61850 With GOOSE and MMS Front Panel Labeling: ANSI Conformal Coat:No Software Bundle: None Custom Nameplate Text Standard Front Nameplat | EA | EA |  | TRUE |  | P | PPD | DAYTON
134096 | 4 | 2 | States | Dayton | Taylor Barrett | TRUE | 2026-06-15T00:00:00 | 2026-12-30T00:00:00 | 2026-12-30T00:00:00 | 1 | 0 | 1 | 4148.05 | 16592.2 | 55369-6417 | USA | N30 | 214 | SCHWEITZER ENGINEERING LABORATORIES | 99163 | 735#0V9Y | SEL-735 Power Quality and Revenue Meter Summary: Sales Item Number: 735#0V9Y Part Number: 0735LX10944CXXXXXX16201XX Special Spec: None Selected Options: Display: Color Touchscreen The color touchscreen display is available only in vertical orientation. Front Port: USB-C Front Panel Orientation: Vertical Enclosure Type: None Power Quality and Recording: Intermediate Meter Form: Form 9 Four-Wire Wye; 3 PTs, 3 CTs* Slot A Power Supply Voltage: 110-240 Vac 50/60 Hz, 110-250 Vdc Slot A Control Input Voltage: 125 Vdc/Vac Slot B Ethernet (Port 1): Single 10/100BASE-T Slot B Port 3 Serial Port (includes Port 2 EIA-232 Standard) Port 3 EIA-232 Slot C Communications: Empty Slot D I/O: Empty Slot D Control Input Voltage: Empty Slot Z Current Class: CL2/10/20, Optimized for Low-End Accuracy System Frequency: 60 Hz Communications Protocol: Standard Plus IEC 61850 With GOOSE and MMS Front Panel Labeling: ANSI Conformal Coat:No Software Bundle: None Custom Nameplate Text Standard Front Nameplat | PUR | SEL-735 Power Quality and Revenue Meter Summary: Sales Item Number: 735#0V9Y Part Number: 0735LX10944CXXXXXX16201XX Special Spec: None Selected Options: Display: Color Touchscreen The color touchscreen display is available only in vertical orientation. Front Port: USB-C Front Panel Orientation: Vertical Enclosure Type: None Power Quality and Recording: Intermediate Meter Form: Form 9 Four-Wire Wye; 3 PTs, 3 CTs* Slot A Power Supply Voltage: 110-240 Vac 50/60 Hz, 110-250 Vdc Slot A Control Input Voltage: 125 Vdc/Vac Slot B Ethernet (Port 1): Single 10/100BASE-T Slot B Port 3 Serial Port (includes Port 2 EIA-232 Standard) Port 3 EIA-232 Slot C Communications: Empty Slot D I/O: Empty Slot D Control Input Voltage: Empty Slot Z Current Class: CL2/10/20, Optimized for Low-End Accuracy System Frequency: 60 Hz Communications Protocol: Standard Plus IEC 61850 With GOOSE and MMS Front Panel Labeling: ANSI Conformal Coat:No Software Bundle: None Custom Nameplate Text Standard Front Nameplat | EA | EA |  | TRUE |  | P | PPD | DAYTON
134096 | 4 | 3 | States | Dayton | Taylor Barrett | TRUE | 2026-06-15T00:00:00 | 2026-12-30T00:00:00 | 2026-12-30T00:00:00 | 1 | 0 | 1 | 4148.05 | 16592.2 | 55369-6417 | USA | N30 | 214 | SCHWEITZER ENGINEERING LABORATORIES | 99163 | 735#0V9Y | SEL-735 Power Quality and Revenue Meter Summary: Sales Item Number: 735#0V9Y Part Number: 0735LX10944CXXXXXX16201XX Special Spec: None Selected Options: Display: Color Touchscreen The color touchscreen display is available only in vertical orientation. Front Port: USB-C Front Panel Orientation: Vertical Enclosure Type: None Power Quality and Recording: Intermediate Meter Form: Form 9 Four-Wire Wye; 3 PTs, 3 CTs* Slot A Power Supply Voltage: 110-240 Vac 50/60 Hz, 110-250 Vdc Slot A Control Input Voltage: 125 Vdc/Vac Slot B Ethernet (Port 1): Single 10/100BASE-T Slot B Port 3 Serial Port (includes Port 2 EIA-232 Standard) Port 3 EIA-232 Slot C Communications: Empty Slot D I/O: Empty Slot D Control Input Voltage: Empty Slot Z Current Class: CL2/10/20, Optimized for Low-End Accuracy System Frequency: 60 Hz Communications Protocol: Standard Plus IEC 61850 With GOOSE and MMS Front Panel Labeling: ANSI Conformal Coat:No Software Bundle: None Custom Nameplate Text Standard Front Nameplat | PUR | SEL-735 Power Quality and Revenue Meter Summary: Sales Item Number: 735#0V9Y Part Number: 0735LX10944CXXXXXX16201XX Special Spec: None Selected Options: Display: Color Touchscreen The color touchscreen display is available only in vertical orientation. Front Port: USB-C Front Panel Orientation: Vertical Enclosure Type: None Power Quality and Recording: Intermediate Meter Form: Form 9 Four-Wire Wye; 3 PTs, 3 CTs* Slot A Power Supply Voltage: 110-240 Vac 50/60 Hz, 110-250 Vdc Slot A Control Input Voltage: 125 Vdc/Vac Slot B Ethernet (Port 1): Single 10/100BASE-T Slot B Port 3 Serial Port (includes Port 2 EIA-232 Standard) Port 3 EIA-232 Slot C Communications: Empty Slot D I/O: Empty Slot D Control Input Voltage: Empty Slot Z Current Class: CL2/10/20, Optimized for Low-End Accuracy System Frequency: 60 Hz Communications Protocol: Standard Plus IEC 61850 With GOOSE and MMS Front Panel Labeling: ANSI Conformal Coat:No Software Bundle: None Custom Nameplate Text Standard Front Nameplat | EA | EA |  | TRUE |  | P | PPD | DAYTON
134096 | 4 | 4 | States | Dayton | Taylor Barrett | TRUE | 2026-06-15T00:00:00 | 2026-12-30T00:00:00 | 2026-12-30T00:00:00 | 1 | 0 | 1 | 4148.05 | 16592.2 | 55369-6417 | USA | N30 | 214 | SCHWEITZER ENGINEERING LABORATORIES | 99163 | 735#0V9Y | SEL-735 Power Quality and Revenue Meter Summary: Sales Item Number: 735#0V9Y Part Number: 0735LX10944CXXXXXX16201XX Special Spec: None Selected Options: Display: Color Touchscreen The color touchscreen display is available only in vertical orientation. Front Port: USB-C Front Panel Orientation: Vertical Enclosure Type: None Power Quality and Recording: Intermediate Meter Form: Form 9 Four-Wire Wye; 3 PTs, 3 CTs* Slot A Power Supply Voltage: 110-240 Vac 50/60 Hz, 110-250 Vdc Slot A Control Input Voltage: 125 Vdc/Vac Slot B Ethernet (Port 1): Single 10/100BASE-T Slot B Port 3 Serial Port (includes Port 2 EIA-232 Standard) Port 3 EIA-232 Slot C Communications: Empty Slot D I/O: Empty Slot D Control Input Voltage: Empty Slot Z Current Class: CL2/10/20, Optimized for Low-End Accuracy System Frequency: 60 Hz Communications Protocol: Standard Plus IEC 61850 With GOOSE and MMS Front Panel Labeling: ANSI Conformal Coat:No Software Bundle: None Custom Nameplate Text Standard Front Nameplat | PUR | SEL-735 Power Quality and Revenue Meter Summary: Sales Item Number: 735#0V9Y Part Number: 0735LX10944CXXXXXX16201XX Special Spec: None Selected Options: Display: Color Touchscreen The color touchscreen display is available only in vertical orientation. Front Port: USB-C Front Panel Orientation: Vertical Enclosure Type: None Power Quality and Recording: Intermediate Meter Form: Form 9 Four-Wire Wye; 3 PTs, 3 CTs* Slot A Power Supply Voltage: 110-240 Vac 50/60 Hz, 110-250 Vdc Slot A Control Input Voltage: 125 Vdc/Vac Slot B Ethernet (Port 1): Single 10/100BASE-T Slot B Port 3 Serial Port (includes Port 2 EIA-232 Standard) Port 3 EIA-232 Slot C Communications: Empty Slot D I/O: Empty Slot D Control Input Voltage: Empty Slot Z Current Class: CL2/10/20, Optimized for Low-End Accuracy System Frequency: 60 Hz Communications Protocol: Standard Plus IEC 61850 With GOOSE and MMS Front Panel Labeling: ANSI Conformal Coat:No Software Bundle: None Custom Nameplate Text Standard Front Nameplat | EA | EA |  | TRUE |  | P | PPD | DAYTON
134096 | 5 | 1 | States | Dayton | Taylor Barrett | TRUE | 2026-06-15T00:00:00 | 2026-12-30T00:00:00 | 2026-12-30T00:00:00 | 1 | 0 | 1 | 1544.16 | 7720.8 | 55369-6417 | USA | N30 | 214 | SCHWEITZER ENGINEERING LABORATORIES | 99163 | 91610054 | SRL 19" HMI | PUR | SRL 19" HMI | EA | EA |  | TRUE |  | P | PPD | DAYTON
134096 | 5 | 2 | States | Dayton | Taylor Barrett | TRUE | 2026-06-15T00:00:00 | 2026-12-30T00:00:00 | 2026-12-30T00:00:00 | 1 | 0 | 1 | 1544.16 | 7720.8 | 55369-6417 | USA | N30 | 214 | SCHWEITZER ENGINEERING LABORATORIES | 99163 | 91610054 | SRL 19" HMI | PUR | SRL 19" HMI | EA | EA |  | TRUE |  | P | PPD | DAYTON
134096 | 5 | 3 | States | Dayton | Taylor Barrett | TRUE | 2026-06-15T00:00:00 | 2026-12-30T00:00:00 | 2026-12-30T00:00:00 | 1 | 0 | 1 | 1544.16 | 7720.8 | 55369-6417 | USA | N30 | 214 | SCHWEITZER ENGINEERING LABORATORIES | 99163 | 91610054 | SRL 19" HMI | PUR | SRL 19" HMI | EA | EA |  | TRUE |  | P | PPD | DAYTON
134096 | 5 | 4 | States | Dayton | Taylor Barrett | TRUE | 2026-06-15T00:00:00 | 2026-12-30T00:00:00 | 2026-12-30T00:00:00 | 1 | 0 | 1 | 1544.16 | 7720.8 | 55369-6417 | USA | N30 | 214 | SCHWEITZER ENGINEERING LABORATORIES | 99163 | 91610054 | SRL 19" HMI | PUR | SRL 19" HMI | EA | EA |  | TRUE |  | P | PPD | DAYTON
134096 | 5 | 5 | States | Dayton | Taylor Barrett | TRUE | 2026-06-15T00:00:00 | 2026-12-30T00:00:00 | 2026-12-30T00:00:00 | 1 | 0 | 1 | 1544.16 | 7720.8 | 55369-6417 | USA | N30 | 214 | SCHWEITZER ENGINEERING LABORATORIES | 99163 | 91610054 | SRL 19" HMI | PUR | SRL 19" HMI | EA | EA |  | TRUE |  | P | PPD | DAYTON
134096 | 1 | 1 | States | Dayton | Taylor Barrett | TRUE | 2026-06-15T00:00:00 | 2026-12-30T00:00:00 | 2026-12-30T00:00:00 | 1 | 0 | 1 | 974 | 4870 | 55369-6417 | USA | N30 | 214 | SCHWEITZER ENGINEERING LABORATORIES | 99163 | 2725#BGFB | SEL Ethernet Switch | PUR | SEL Ethernet Switch | EA | EA |  | TRUE |  | P | PPD | DAYTON
134096 | 1 | 2 | States | Dayton | Taylor Barrett | TRUE | 2026-06-15T00:00:00 | 2026-12-30T00:00:00 | 2026-12-30T00:00:00 | 1 | 0 | 1 | 974 | 4870 | 55369-6417 | USA | N30 | 214 | SCHWEITZER ENGINEERING LABORATORIES | 99163 | 2725#BGFB | SEL Ethernet Switch | PUR | SEL Ethernet Switch | EA | EA |  | TRUE |  | P | PPD | DAYTON
134096 | 1 | 3 | States | Dayton | Taylor Barrett | TRUE | 2026-06-15T00:00:00 | 2026-12-30T00:00:00 | 2026-12-30T00:00:00 | 1 | 0 | 1 | 974 | 4870 | 55369-6417 | USA | N30 | 214 | SCHWEITZER ENGINEERING LABORATORIES | 99163 | 2725#BGFB | SEL Ethernet Switch | PUR | SEL Ethernet Switch | EA | EA |  | TRUE |  | P | PPD | DAYTON
134096 | 1 | 4 | States | Dayton | Taylor Barrett | TRUE | 2026-06-15T00:00:00 | 2026-12-30T00:00:00 | 2026-12-30T00:00:00 | 1 | 0 | 1 | 974 | 4870 | 55369-6417 | USA | N30 | 214 | SCHWEITZER ENGINEERING LABORATORIES | 99163 | 2725#BGFB | SEL Ethernet Switch | PUR | SEL Ethernet Switch | EA | EA |  | TRUE |  | P | PPD | DAYTON
134096 | 1 | 5 | States | Dayton | Taylor Barrett | TRUE | 2026-06-15T00:00:00 | 2026-12-30T00:00:00 | 2026-12-30T00:00:00 | 1 | 0 | 1 | 974 | 4870 | 55369-6417 | USA | N30 | 214 | SCHWEITZER ENGINEERING LABORATORIES | 99163 | 2725#BGFB | SEL Ethernet Switch | PUR | SEL Ethernet Switch | EA | EA |  | TRUE |  | P | PPD | DAYTON
132349 | 9 | 1 | States | Dayton | Taylor Barrett | TRUE | 2026-04-09T00:00:00 | 2026-07-22T00:00:00 | 2026-07-22T00:00:00 | 4 | 0 | 4 | 4882.33 | 19529.32 | 55369-6417 | USA | N30 | 214 | SCHWEITZER ENGINEERING LABORATORIES | 99163 | 787Z#M6ML | SEL-787Z High-Impedance Differential Relay and SEL-HZM High-Impedance Module Summary: Sales Item Number: 787Z#M6ML Part Number: 0787Z001A0XCA0X8506310110 Map Special Spec: None Selected Options: User Interface: English Slot A Power Supply Voltage: 110–250 Vdc (110–240 Vac) Slot A Digital Input Voltage: 125 Vdc/Vac Front Panel: 2x16 LCD With 8 Pushbuttons Slot B Ethernet (Port 1): Dual 10/100BASE-T Ethernet Slot B Rear Serial Port (Port 3): EIA-232 IEC 61850 Protocol: Yes DNP3 Protocol: Yes IEC 60870-5-103 Protocol: No EtherNet/IP Protocol: No Slot C: Empty Slot C Digital Input Voltage: NA Slot D: 4 DI / 4 DO Fast High Current Hybrid (Form A) Slot D Input Voltage: 125 Vdc/Vac Slot E: Empty Slot E Input Voltage: NA Slot Z: 3-Phase AC Voltage (300 Vac) Slot Z Current Inputs: 5 Amp Phase, 5 Amp Neutral SEL-HZM High-Impedance Module: Yes SEL-787Z when ordered With SEL-HZM will include 7.5 kJ / 850 V Energy Clamping MOV Resistor 2 kohm (required for use with SEL-787Z) 86 Bypass Relay: Yes Power Supply Voltage rating of bypass relay will [be the same as/match] Slot A power supply rating Mounting: Panel Mount SEL-HZM With Panel Mount Hardware, not Wired to SEL-787Z Conformal Coat: No | PUR | SEL-787Z High-Impedance Differential Relay and SEL-HZM High-Impedance Module Summary: Sales Item Number: 787Z#M6ML Part Number: 0787Z001A0XCA0X8506310110 Map Special Spec: None Selected Options: User Interface: English Slot A Power Supply Voltage: 110–250 Vdc (110–240 Vac) Slot A Digital Input Voltage: 125 Vdc/Vac Front Panel: 2x16 LCD With 8 Pushbuttons Slot B Ethernet (Port 1): Dual 10/100BASE-T Ethernet Slot B Rear Serial Port (Port 3): EIA-232 IEC 61850 Protocol: Yes DNP3 Protocol: Yes IEC 60870-5-103 Protocol: No EtherNet/IP Protocol: No Slot C: Empty Slot C Digital Input Voltage: NA Slot D: 4 DI / 4 DO Fast High Current Hybrid (Form A) Slot D Input Voltage: 125 Vdc/Vac Slot E: Empty Slot E Input Voltage: NA Slot Z: 3-Phase AC Voltage (300 Vac) Slot Z Current Inputs: 5 Amp Phase, 5 Amp Neutral SEL-HZM High-Impedance Module: Yes SEL-787Z when ordered With SEL-HZM will include 7.5 kJ / 850 V Energy Clamping MOV Resistor 2 kohm (required for use with SEL-787Z) 86 Bypass Relay: Yes Power Supply Voltage rating of bypass relay will [be the same as/match] Slot A power supply rating Mounting: Panel Mount SEL-HZM With Panel Mount Hardware, not Wired to SEL-787Z Conformal Coat: No | EA | EA |  | TRUE |  | P | PPD | DAYTON
132349 | 8 | 1 | States | Dayton | Taylor Barrett | TRUE | 2026-04-09T00:00:00 | 2026-07-22T00:00:00 | 2026-07-22T00:00:00 | 41 | 0 | 41 | 4356.52 | 178617.32 | 55369-6417 | USA | N30 | 214 | SCHWEITZER ENGINEERING LABORATORIES | 99163 | 751#E1XH | SEL-751 Feeder Protection Relay Summary: Sales Item Number: 751#E1XH Part Number: 751001ACA2AL07LAF30 Map Special Spec: None Selected Options:Advanced Features: None User Interface: English Front Panel: 5-inch Color Touchscreen With 8 Pushbuttons Slot A Power Supply Voltage: 110-250 Vdc (110-240 Vac); 50/60 Hz Slot A Digital Input Voltage: 125 Vdc/Vac Slot B Ethernet (Port 1): Dual 10/100BASE-T Ethernet The protocols SNTP, IEEE 1588-2008 firmware-based PTP, PRP, and Modbus TCP are included. Slot B Multimode Fiber ST (Port 2): No Slot B Rear Serial Port (Port 3): EIA-232 IEC 61850 Protocol: Yes DNP3 Protocol: Yes IEC 60870-5-103 Protocol: No EtherNet/IP Protocol: No Slot C: 4 DI / 4 DO Fast High Current Hybrid (Form A) Slot C Digital Input Voltage: 125 Vdc/Vac Slot D: 8 DO Electromechanical (Form A) Slot D Digital Input Voltage: NA Slot E: LEA Vsync (8Vac) / Vbat (300 Vdc) / 4 Arc-Flash Detection Inputs For Arc-Flash Detection Point Sensors, Bare-Fiber Sensors, or Cable Accessories, see SEL-C804 Multimode Fiber-Optic Arc-Flash Detection (AFD) Sensors and C814 Arc-Flash Detection (AFD) Fiber Cables and Accessories. In order to achieve the 2-5 ms operate times for Arc-Flash Protection a 4 DI/4 DO Fast High Current Hybrid Card is required. 4 ACI / 3 AVI card required in Slot Z. Slot E Digital Input Voltage: NA Slot Z Voltage Inputs: 3-Phase LEA Voltage Sensor (RJ45 inputs) Slot Z Current Inputs: Rogowski Coil or Low Power Current Transformer (RJ45 inputs), 200 mA Neutral (Terminal Block) Conformal Coat: No DMA Bundle: No | PUR | SEL-751 Feeder Protection Relay Summary: Sales Item Number: 751#E1XH Part Number: 751001ACA2AL07LAF30 Map Special Spec: None Selected Options:Advanced Features: None User Interface: English Front Panel: 5-inch Color Touchscreen With 8 Pushbuttons Slot A Power Supply Voltage: 110-250 Vdc (110-240 Vac); 50/60 Hz Slot A Digital Input Voltage: 125 Vdc/Vac Slot B Ethernet (Port 1): Dual 10/100BASE-T Ethernet The protocols SNTP, IEEE 1588-2008 firmware-based PTP, PRP, and Modbus TCP are included. Slot B Multimode Fiber ST (Port 2): No Slot B Rear Serial Port (Port 3): EIA-232 IEC 61850 Protocol: Yes DNP3 Protocol: Yes IEC 60870-5-103 Protocol: No EtherNet/IP Protocol: No Slot C: 4 DI / 4 DO Fast High Current Hybrid (Form A) Slot C Digital Input Voltage: 125 Vdc/Vac Slot D: 8 DO Electromechanical (Form A) Slot D Digital Input Voltage: NA Slot E: LEA Vsync (8Vac) / Vbat (300 Vdc) / 4 Arc-Flash Detection Inputs For Arc-Flash Detection Point Sensors, Bare-Fiber Sensors, or Cable Accessories, see SEL-C804 Multimode Fiber-Optic Arc-Flash Detection (AFD) Sensors and C814 Arc-Flash Detection (AFD) Fiber Cables and Accessories. In order to achieve the 2-5 ms operate times for Arc-Flash Protection a 4 DI/4 DO Fast High Current Hybrid Card is required. 4 ACI / 3 AVI card required in Slot Z. Slot E Digital Input Voltage: NA Slot Z Voltage Inputs: 3-Phase LEA Voltage Sensor (RJ45 inputs) Slot Z Current Inputs: Rogowski Coil or Low Power Current Transformer (RJ45 inputs), 200 mA Neutral (Terminal Block) Conformal Coat: No DMA Bundle: No | EA | EA |  | TRUE |  | P | PPD | DAYTON
132349 | 7 | 1 | States | Dayton | Taylor Barrett | TRUE | 2026-04-09T00:00:00 | 2026-07-30T00:00:00 | 2026-07-30T00:00:00 | 8 | 0 | 8 | 5834.87 | 46678.96 | 55369-6417 | USA | N30 | 214 | SCHWEITZER ENGINEERING LABORATORIES | 99163 | 735#A33D | SEL-735 Power Quality and Revenue Meter Summary: Sales Item Number: 735#A33D Part Number: 0735LX20944CXXXXXX16301EX Map Special Spec: None Selected Options Display:0.000000002.00000000EAFalse150TrueFalse0.00000FalseFalseFalse0000000False00000000000FalseFalseFalseFalseFalse00.000000000.0000000000.00000000FalseFalseFalseFalseFalseFalseFalse0FalseFalse 01.00000000Schweitzer751#C709SEL-751 Feeder Protection Relay Summary: Sales Item Number: 751#C709 Part Number: 751001ACA2AL07LA6F0 Map Special Spec: None Selected Options: Advanced Features: None User Interface: English Front Panel: 5-inch Color Touchscreen With 8 Pushbuttons Slot A Power Supply Voltage: 110-250 Vdc (110-240 Vac); 50/60 Hz Slot A Digital Input Voltage: 125 Vdc/Vac Slot B Ethernet (Port 1): Dual 10/100BASE-T Ethernet The protocols SNTP, IEEE 1588-2008 firmware-based PTP, PRP, and Modbus TCP are included. Slot B Multimode Fiber ST (Port 2): Yes Slot B Rear Serial Port (Port 3): EIA-232 IEC 61850 Protocol: Yes DNP3 Protocol: Yes IEC 60870-5-103 Protocol: Yes EtherNet/IP Protocol: Yes Slot C: 4 DI / 4 DO Fast High Current Hybrid (Form A) Slot C Digital Input Voltage: 125 Vdc/Vac Slot D: 8 DO Electromechanical (Form A) Slot D Digital Input Voltage: NA Slot E: LEA Vsync (8Vac) / Vbat (300 Vdc) / 4 Arc-Flash Detection Inputs For Arc-Flash Detection Point Sensors, Bare-Fiber Sensors, or Cable Accessories, see SEL-C804 Multimode Fiber-Optic Arc-Flash Detection (AFD) Sensors and C814 Arc-Flash Detection (AFD) Fiber Cables and Accessories. In order to achieve the 2-5 ms operate times for Arc-Flash Protection a 4 DI/4 DO Fast High Current Hybrid Card is required. 4 ACI / 3 AVI card required in Slot Z. Slot E Digital Input Voltage: NA Slot Z Voltage Inputs: 3-Phase LEA Voltage Sensor (RJ45 inputs) Slot Z Current Inputs | PUR | SEL-735 Power Quality and Revenue Meter Summary: Sales Item Number: 735#A33D Part Number: 0735LX20944CXXXXXX16301EX Map Special Spec: None Selected Options Display:0.000000002.00000000EAFalse150TrueFalse0.00000FalseFalseFalse0000000False00000000000FalseFalseFalseFalseFalse00.000000000.0000000000.00000000FalseFalseFalseFalseFalseFalseFalse0FalseFalse 01.00000000Schweitzer751#C709SEL-751 Feeder Protection Relay Summary: Sales Item Number: 751#C709 Part Number: 751001ACA2AL07LA6F0 Map Special Spec: None Selected Options: Advanced Features: None User Interface: English Front Panel: 5-inch Color Touchscreen With 8 Pushbuttons Slot A Power Supply Voltage: 110-250 Vdc (110-240 Vac); 50/60 Hz Slot A Digital Input Voltage: 125 Vdc/Vac Slot B Ethernet (Port 1): Dual 10/100BASE-T Ethernet The protocols SNTP, IEEE 1588-2008 firmware-based PTP, PRP, and Modbus TCP are included. Slot B Multimode Fiber ST (Port 2): Yes Slot B Rear Serial Port (Port 3): EIA-232 IEC 61850 Protocol: Yes DNP3 Protocol: Yes IEC 60870-5-103 Protocol: Yes EtherNet/IP Protocol: Yes Slot C: 4 DI / 4 DO Fast High Current Hybrid (Form A) Slot C Digital Input Voltage: 125 Vdc/Vac Slot D: 8 DO Electromechanical (Form A) Slot D Digital Input Voltage: NA Slot E: LEA Vsync (8Vac) / Vbat (300 Vdc) / 4 Arc-Flash Detection Inputs For Arc-Flash Detection Point Sensors, Bare-Fiber Sensors, or Cable Accessories, see SEL-C804 Multimode Fiber-Optic Arc-Flash Detection (AFD) Sensors and C814 Arc-Flash Detection (AFD) Fiber Cables and Accessories. In order to achieve the 2-5 ms operate times for Arc-Flash Protection a 4 DI/4 DO Fast High Current Hybrid Card is required. 4 ACI / 3 AVI card required in Slot Z. Slot E Digital Input Voltage: NA Slot Z Voltage Inputs: 3-Phase LEA Voltage Sensor (RJ45 inputs) Slot Z Current Inputs | EA | EA |  | TRUE |  | P | PPD | DAYTON
132349 | 6 | 1 | States | Dayton | Taylor Barrett | TRUE | 2026-04-09T00:00:00 | 2026-08-06T00:00:00 | 2026-07-09T00:00:00 | 4 | 2 | 2 | 13047.59 | 52190.36 | 55369-6417 | USA | N30 | 214 | SCHWEITZER ENGINEERING LABORATORIES | 99163 | 3350#7B22 | SEL-3350 Automation Controller Summary: Sales Item Number: 3350#7B22 Special Spec: None Selected Options: Processor: Intel Atom x5-E3940 Quad Core, 1.6 GHz , -40°C to +85°C RAM: 8 GB ECC RAM Operating System SEL Real-Time Automation Controller (RTAC) The SEL-RTAC product family provides complete and flexible system control with integrated security, seamless configuration, unified logic, and reliability. Client Access License: None Conformal Coat: None Chassis and Mounting: Horizontal 3U Panel Mount Power Supply A: 125-250 Vdc or 110-240 Vac Power Supply B: 125-250 Vdc or 110-240 Vac SSD Slot 1: SLC 128 GB Industrial Grade SSD SLC SSDs have a 10 year warranty SSD Slot 2: None For help selecting the best SSD options, refer to Application note AN2016-03. Expansion Slot 1: None Expansion Slot 2: Digital IO Expansion Board: 8 Outputs, 24 Inputs Rear Ethernet Port Configuration 2 RJ-45 10/100/1000 Mbps, 2 SFP Fiber Rear Ethernet Port 1 RJ45 Rear Ethernet Port 2:RJ45 Rear Ethernet Port 3: SFP 1000BASE-LX (1310 nm, Single-Mode, 10 km) Rear Ethernet Port 4: SFP 1000BASE-LX (1310 nm, Single-Mode, 10 km) Web Human Machine Interface (HMI): No Audit Utilities: No | PUR | SEL-3350 Automation Controller Summary: Sales Item Number: 3350#7B22 Special Spec: None Selected Options: Processor: Intel Atom x5-E3940 Quad Core, 1.6 GHz , -40°C to +85°C RAM: 8 GB ECC RAM Operating System SEL Real-Time Automation Controller (RTAC) The SEL-RTAC product family provides complete and flexible system control with integrated security, seamless configuration, unified logic, and reliability. Client Access License: None Conformal Coat: None Chassis and Mounting: Horizontal 3U Panel Mount Power Supply A: 125-250 Vdc or 110-240 Vac Power Supply B: 125-250 Vdc or 110-240 Vac SSD Slot 1: SLC 128 GB Industrial Grade SSD SLC SSDs have a 10 year warranty SSD Slot 2: None For help selecting the best SSD options, refer to Application note AN2016-03. Expansion Slot 1: None Expansion Slot 2: Digital IO Expansion Board: 8 Outputs, 24 Inputs Rear Ethernet Port Configuration 2 RJ-45 10/100/1000 Mbps, 2 SFP Fiber Rear Ethernet Port 1 RJ45 Rear Ethernet Port 2:RJ45 Rear Ethernet Port 3: SFP 1000BASE-LX (1310 nm, Single-Mode, 10 km) Rear Ethernet Port 4: SFP 1000BASE-LX (1310 nm, Single-Mode, 10 km) Web Human Machine Interface (HMI): No Audit Utilities: No | EA | EA |  | TRUE |  | P | PPD | DAYTON
133870 | 1 | 1 | States | Dayton | Taylor Barrett | TRUE | 2026-06-04T00:00:00 | 2026-10-14T00:00:00 | 2026-10-14T00:00:00 | 16 | 0 | 16 | 4131.88 | 66110.08 | 55369-6417 | USA | N30 | 214 | SCHWEITZER ENGINEERING LABORATORIES | 99163 | 2731#5QQ2 | Managed 24-Port Ethernet Switch with PTP support, Dual power supply, 1-4 Ports 100/1000BASE SFP, 5-8 Ports 100/1000BASE-T Copper, 9-12 Ports 100BASE-T Copper, and 13-24 Ports 100BASE SFP | PUR | Managed 24-Port Ethernet Switch with PTP support, Dual power supply, 1-4 Ports 100/1000BASE SFP, 5-8 Ports 100/1000BASE-T Copper, 9-12 Ports 100BASE-T Copper, and 13-24 Ports 100BASE SFP | EA | EA |  | TRUE |  | P | PPD | DAYTON
133870 | 2 | 1 | States | Dayton | Taylor Barrett | TRUE | 2026-06-04T00:00:00 | 2026-10-14T00:00:00 | 2026-10-14T00:00:00 | 8 | 0 | 8 | 3401.87 | 27214.96 | 55369-6417 | USA | N30 | 214 | SCHWEITZER ENGINEERING LABORATORIES | 99163 | 2731#LN4Q | Managed 24-Port Ethernet Switch, without PTP support, with Dual power supply, 1-4 Ports 100/1000BASE SFP, 5-8 Ports 100/1000BASE-T Copper, 9-16 Ports 100BASE-T Copper, and 17-24 Ports 100BASE SFP | PUR | Managed 24-Port Ethernet Switch, without PTP support, with Dual power supply, 1-4 Ports 100/1000BASE SFP, 5-8 Ports 100/1000BASE-T Copper, 9-16 Ports 100BASE-T Copper, and 17-24 Ports 100BASE SFP | EA | EA |  | TRUE |  | P | PPD | DAYTON
133826 | 1 | 1 | States | Champlin | Taylor Barrett | TRUE | 2026-06-03T00:00:00 | 2026-08-26T00:00:00 | 2026-08-26T00:00:00 | 4 | 0 | 4 | 6195.82 | 24783.28 | 55316-3157 | USA | N30 | 214 | SCHWEITZER ENGINEERING LABORATORIES | 99163 | 24880PCX1181BF23X | Time Distribution Protocols: IRIG-B, NTP Mounting: Horizontal Panel Mount Power Supply A: 24/48 Vdc Power Supply B: None Ethernet Port (ETH 1, ETH 2): 2 10/100BASE-T Ethernet Port (ETH 3, ETH 4): 2 10/100BASE-T Holdover: OCXO Frequency Outputs: 1 Square Wave and 5 10MHz Sine Wave Antenna: Complete 75ft LMR-400 GPS/GLONASS Installation Kit Includes: (1) GPS/GLONASS Antenna (9524B) (1) 50' Low-Loss LMR-400-FR Cable (C961C-050) (1) 25' Low-Loss LMR-400-FR Cable (C961C-025) (1) Gas Tube Coax Surge Protector and Mounting Kit (915900139) (1) Antenna Pipe-Mounting Kit (915900043) Conformal Coat: No | PUR | Time Distribution Protocols: IRIG-B, NTP Mounting: Horizontal Panel Mount Power Supply A: 24/48 Vdc Power Supply B: None Ethernet Port (ETH 1, ETH 2): 2 10/100BASE-T Ethernet Port (ETH 3, ETH 4): 2 10/100BASE-T Holdover: OCXO Frequency Outputs: 1 Square Wave and 5 10MHz Sine Wave Antenna: Complete 75ft LMR-400 GPS/GLONASS Installation Kit Includes: (1) GPS/GLONASS Antenna (9524B) (1) 50' Low-Loss LMR-400-FR Cable (C961C-050) (1) 25' Low-Loss LMR-400-FR Cable (C961C-025) (1) Gas Tube Coax Surge Protector and Mounting Kit (915900139) (1) Antenna Pipe-Mounting Kit (915900043) Conformal Coat: No | EA | EA |  | TRUE |  | P | PPD | 100
133027 | 1 | 1 | States | Dayton | Taylor Barrett | TRUE | 2026-05-06T00:00:00 | 2026-08-07T00:00:00 | 2026-08-07T00:00:00 | 1 | 0 | 1 | 10619.24 | 10619.24 | 55369-6417 | USA | N30 | 214 | SCHWEITZER ENGINEERING LABORATORIES | 99163 | 3350#TG6G | Processor Intel Atom x5-E3940 Quad Core, 1.6 GHz , -40°C to +85°C RAM 8 GB Operating System SEL Real-Time Automation Controller (RTAC) Client Access License None Conformal Coat None Chassis and Mounting Horizontal 1U Panel Mount Power Supply A 48-125 Vdc or 110-120 Vac Power Supply B None SSD Slot 1 SLC 32 GB Industrial Grade SSD SSD Slot 2 None Expansion Slot 1 None Expansion Slot 2 None Rear Ethernet Port Configuration 2 RJ-45 10/100/1000 Mbps, 2 SFP Fiber Rear Ethernet Port 1 RJ45 Rear Ethernet Port 2 RJ45 Rear Ethernet Port 3 SFP 100BASE-FX (1310 nm, Multimode, 2 km) Rear Ethernet Port 4 SFP 100BASE-FX (1310 nm, Multimode, 2 km) Web Human Machine Interface (HMI) Yes Audit Utilities No IEC 61850 MMS Client and File Services Yes IEC 61850 MMS Server and File Services Yes IEC 61850 Goose Yes EtherNet/IP No Grid Connect No Grid Connect 5 MW No Horizon SVPplus No Horizon Power System Model No Dynamic Disturbance Recorder No Meter Report Trend Recorder No Report Generator/Email Plus No FTP Sync No FileIO No Continuous Recording No Condition Monitoring No OPC UA Server Yes OPC UA Client No Continuous Waveform Streaming No DER Gateway No OT SDN Flow Controller No DMA Bundle No DMA Disturbance Monitoring No DMA Configuration Monitoring No DMA Credential Management No DMA Custom Monitoring No DMA Meter Monitoring No DMA Number of Resources (Bundles of 10) None DMS FLISR No FLISR Feeder Quantity N/A Protocol Services No Protocol Service Data Point Level Level 0 SEL Compass No SEL-5030 acSELerator QuickSet No SEL-5033 acSELerator RTAC No SEL-5601-2 Synchrowave Event No SEL-5073 synchroWAVe Phasor Data Concentrator No SEL-5815 PRP Driver for Windows No McAfee - Embedded Control No | PUR | Processor Intel Atom x5-E3940 Quad Core, 1.6 GHz , -40°C to +85°C RAM 8 GB Operating System SEL Real-Time Automation Controller (RTAC) Client Access License None Conformal Coat None Chassis and Mounting Horizontal 1U Panel Mount Power Supply A 48-125 Vdc or 110-120 Vac Power Supply B None SSD Slot 1 SLC 32 GB Industrial Grade SSD SSD Slot 2 None Expansion Slot 1 None Expansion Slot 2 None Rear Ethernet Port Configuration 2 RJ-45 10/100/1000 Mbps, 2 SFP Fiber Rear Ethernet Port 1 RJ45 Rear Ethernet Port 2 RJ45 Rear Ethernet Port 3 SFP 100BASE-FX (1310 nm, Multimode, 2 km) Rear Ethernet Port 4 SFP 100BASE-FX (1310 nm, Multimode, 2 km) Web Human Machine Interface (HMI) Yes Audit Utilities No IEC 61850 MMS Client and File Services Yes IEC 61850 MMS Server and File Services Yes IEC 61850 Goose Yes EtherNet/IP No Grid Connect No Grid Connect 5 MW No Horizon SVPplus No Horizon Power System Model No Dynamic Disturbance Recorder No Meter Report Trend Recorder No Report Generator/Email Plus No FTP Sync No FileIO No Continuous Recording No Condition Monitoring No OPC UA Server Yes OPC UA Client No Continuous Waveform Streaming No DER Gateway No OT SDN Flow Controller No DMA Bundle No DMA Disturbance Monitoring No DMA Configuration Monitoring No DMA Credential Management No DMA Custom Monitoring No DMA Meter Monitoring No DMA Number of Resources (Bundles of 10) None DMS FLISR No FLISR Feeder Quantity N/A Protocol Services No Protocol Service Data Point Level Level 0 SEL Compass No SEL-5030 acSELerator QuickSet No SEL-5033 acSELerator RTAC No SEL-5601-2 Synchrowave Event No SEL-5073 synchroWAVe Phasor Data Concentrator No SEL-5815 PRP Driver for Windows No McAfee - Embedded Control No | EA | EA |  | TRUE |  | P | PPD | DAYTON
132490 | 1 | 1 | States | Dayton | Taylor Barrett | TRUE | 2026-04-15T00:00:00 | 2026-09-04T00:00:00 | 2026-09-04T00:00:00 | 1 | 0 | 1 | 2661.72 | 2661.72 | 55369-6417 | USA | N30 | 214 | SCHWEITZER ENGINEERING LABORATORIES | 99163 | 587#0XG4 | Firmware Standard Conformal Coat No Power Supply; Control Input Voltage 24 VDC Communications Protocol Standard Secondary Input Current 5 A Phase Packaging Horizontal Panel Mount Communications Port EIA-232 Front and Rear Port | PUR | Firmware Standard Conformal Coat No Power Supply; Control Input Voltage 24 VDC Communications Protocol Standard Secondary Input Current 5 A Phase Packaging Horizontal Panel Mount Communications Port EIA-232 Front and Rear Port | EA | EA |  | TRUE |  | P | PPD | DAYTON
132490 | 2 | 1 | States | Dayton | Taylor Barrett | TRUE | 2026-04-15T00:00:00 | 2026-09-04T00:00:00 | 2026-09-04T00:00:00 | 1 | 0 | 1 | 5797.07 | 5797.07 | 55369-6417 | USA | N30 | 214 | SCHWEITZER ENGINEERING LABORATORIES | 99163 | 735#4ARH | Display Color Touchscreen Front Port USB-C Front Panel Orientation Vertical Enclosure Type Non Power Quality and Recording Advanced Meter Form Form 9 Slot A Power Supply Voltage 24-48 Vdc (Range: 19-58 Vdc) Slot A Control Input Voltage 24 Vdc/Vac Slot B Ethernet (Port 1) Single 10/100BASE-T Slot B Port 3 Serial Port (includes Port 2 EIA-232 Standard) Port 3 EIA-485 Slot C Communications Empty Slot D I/O 4 DI / 4 DO Electromechanical Slot D Control Input Voltage 24 Vdc/Vac Slot Z Current Class CL2/10/20, Optimized for Low-End Accuracy System Frequency60 Hz Communications Protocol Standard Plus IEC 61850 With GOOSE and MMS With Continuous Waveform Streaming Front Panel Labeling ANSI Conformal CoatNo Software BundlePower Quality Reporting Bundle Custom Nameplate Text Standard Front Nameplate Yes | PUR | Display Color Touchscreen Front Port USB-C Front Panel Orientation Vertical Enclosure Type Non Power Quality and Recording Advanced Meter Form Form 9 Slot A Power Supply Voltage 24-48 Vdc (Range: 19-58 Vdc) Slot A Control Input Voltage 24 Vdc/Vac Slot B Ethernet (Port 1) Single 10/100BASE-T Slot B Port 3 Serial Port (includes Port 2 EIA-232 Standard) Port 3 EIA-485 Slot C Communications Empty Slot D I/O 4 DI / 4 DO Electromechanical Slot D Control Input Voltage 24 Vdc/Vac Slot Z Current Class CL2/10/20, Optimized for Low-End Accuracy System Frequency60 Hz Communications Protocol Standard Plus IEC 61850 With GOOSE and MMS With Continuous Waveform Streaming Front Panel Labeling ANSI Conformal CoatNo Software BundlePower Quality Reporting Bundle Custom Nameplate Text Standard Front Nameplate Yes | EA | EA |  | TRUE |  | P | PPD | DAYTON
132490 | 3 | 1 | States | Dayton | Taylor Barrett | TRUE | 2026-04-15T00:00:00 | 2026-09-04T00:00:00 | 2026-09-04T00:00:00 | 9 | 0 | 9 | 3175.25 | 28577.25 | 55369-6417 | USA | N30 | 214 | SCHWEITZER ENGINEERING LABORATORIES | 99163 | 751#D5WY | Advanced FeaturesNone User Interface English Front Panel 5-inch Color Touchscreen With 4 Pushbuttons Slot A Power Supply Voltage 24-48 Vdc Slot A Digital Input Voltage 24 Vdc/Vac Slot B Ethernet (Port 1) Dual 10/100BASE-T Ethernet Slot B Multimode Fiber ST (Port 2) No Slot B Rear Serial Port (Port 3)EIA-232 IEC 61850 ProtocolYes DNP3 ProtocolNo IEC 60870-5-103 Protocol No EtherNet/IP Protocol No Slot C 4 DI / 3 DO (Electromechanical 2 Form C, 1 Form B) Slot C Digital Input Voltage 24 Vdc/Vac Slot D 4 DI / 4 DO Electromechanical (Form A) Slot D Digital Input Voltage 24 Vdc/Vac Slot E 4 DI / 4 DO Electromechanical (Form A) Slot E Digital Input Voltage 24 Vdc/Vac Slot Z Voltage Inputs3-Phase AC Voltage (300 Vac) Slot Z Current Inputs5 Amp Phase, 5 Amp Neutral Conformal Coat No DMA Bundle No | PUR | Advanced FeaturesNone User Interface English Front Panel 5-inch Color Touchscreen With 4 Pushbuttons Slot A Power Supply Voltage 24-48 Vdc Slot A Digital Input Voltage 24 Vdc/Vac Slot B Ethernet (Port 1) Dual 10/100BASE-T Ethernet Slot B Multimode Fiber ST (Port 2) No Slot B Rear Serial Port (Port 3)EIA-232 IEC 61850 ProtocolYes DNP3 ProtocolNo IEC 60870-5-103 Protocol No EtherNet/IP Protocol No Slot C 4 DI / 3 DO (Electromechanical 2 Form C, 1 Form B) Slot C Digital Input Voltage 24 Vdc/Vac Slot D 4 DI / 4 DO Electromechanical (Form A) Slot D Digital Input Voltage 24 Vdc/Vac Slot E 4 DI / 4 DO Electromechanical (Form A) Slot E Digital Input Voltage 24 Vdc/Vac Slot Z Voltage Inputs3-Phase AC Voltage (300 Vac) Slot Z Current Inputs5 Amp Phase, 5 Amp Neutral Conformal Coat No DMA Bundle No | EA | EA |  | TRUE |  | P | PPD | DAYTON
133824 | 1 | 1 | States | Champlin | Taylor Barrett | TRUE | 2026-06-03T00:00:00 | 2026-08-26T00:00:00 | 2026-08-26T00:00:00 | 3 | 0 | 3 | 6195.82 | 18587.46 | 55316-3157 | USA | N30 | 214 | SCHWEITZER ENGINEERING LABORATORIES | 99163 | 24880PCX1181BF23X | Time Distribution Protocols: IRIG-B, NTP Mounting: Horizontal Panel Mount Power Supply A: 24/48 Vdc Power Supply B: None Ethernet Port (ETH 1, ETH 2): 2 10/100BASE-T Ethernet Port (ETH 3, ETH 4): 2 10/100BASE-T Holdover: OCXO Frequency Outputs: 1 Square Wave and 5 10MHz Sine Wave Antenna: Complete 75ft LMR-400 GPS/GLONASS Installation Kit Includes: (1) GPS/GLONASS Antenna (9524B) (1) 50' Low-Loss LMR-400-FR Cable (C961C-050) (1) 25' Low-Loss LMR-400-FR Cable (C961C-025) (1) Gas Tube Coax Surge Protector and Mounting Kit (915900139) (1) Antenna Pipe-Mounting Kit (915900043) Conformal Coat: No | PUR | Time Distribution Protocols: IRIG-B, NTP Mounting: Horizontal Panel Mount Power Supply A: 24/48 Vdc Power Supply B: None Ethernet Port (ETH 1, ETH 2): 2 10/100BASE-T Ethernet Port (ETH 3, ETH 4): 2 10/100BASE-T Holdover: OCXO Frequency Outputs: 1 Square Wave and 5 10MHz Sine Wave Antenna: Complete 75ft LMR-400 GPS/GLONASS Installation Kit Includes: (1) GPS/GLONASS Antenna (9524B) (1) 50' Low-Loss LMR-400-FR Cable (C961C-050) (1) 25' Low-Loss LMR-400-FR Cable (C961C-025) (1) Gas Tube Coax Surge Protector and Mounting Kit (915900139) (1) Antenna Pipe-Mounting Kit (915900043) Conformal Coat: No | EA | EA |  | TRUE |  | P | PPD | 100
133829 | 1 | 1 | States | Champlin | Taylor Barrett | TRUE | 2026-06-03T00:00:00 | 2026-10-12T00:00:00 | 2026-10-12T00:00:00 | 3 | 0 | 3 | 6195.82 | 18587.46 | 55316-3157 | USA | N30 | 214 | SCHWEITZER ENGINEERING LABORATORIES | 99163 | 24880PCX1181BF23X | Time Distribution Protocols: IRIG-B, NTP Mounting: Horizontal Panel Mount Power Supply A: 24/48 Vdc Power Supply B: None Ethernet Port (ETH 1, ETH 2): 2 10/100BASE-T Ethernet Port (ETH 3, ETH 4): 2 10/100BASE-T Holdover: OCXO Frequency Outputs: 1 Square Wave and 5 10MHz Sine Wave Antenna: Complete 75ft LMR-400 GPS/GLONASS Installation Kit Includes: (1) GPS/GLONASS Antenna (9524B) (1) 50' Low-Loss LMR-400-FR Cable (C961C-050) (1) 25' Low-Loss LMR-400-FR Cable (C961C-025) (1) Gas Tube Coax Surge Protector and Mounting Kit (915900139) (1) Antenna Pipe-Mounting Kit (915900043) Conformal Coat: No | PUR | Time Distribution Protocols: IRIG-B, NTP Mounting: Horizontal Panel Mount Power Supply A: 24/48 Vdc Power Supply B: None Ethernet Port (ETH 1, ETH 2): 2 10/100BASE-T Ethernet Port (ETH 3, ETH 4): 2 10/100BASE-T Holdover: OCXO Frequency Outputs: 1 Square Wave and 5 10MHz Sine Wave Antenna: Complete 75ft LMR-400 GPS/GLONASS Installation Kit Includes: (1) GPS/GLONASS Antenna (9524B) (1) 50' Low-Loss LMR-400-FR Cable (C961C-050) (1) 25' Low-Loss LMR-400-FR Cable (C961C-025) (1) Gas Tube Coax Surge Protector and Mounting Kit (915900139) (1) Antenna Pipe-Mounting Kit (915900043) Conformal Coat: No | EA | EA |  | TRUE |  | P | PPD | 100
134117 | 1 | 1 | States | Champlin | Taylor Barrett | TRUE | 2026-06-15T00:00:00 | 2026-10-22T00:00:00 | 2026-10-22T00:00:00 | 4 | 0 | 4 | 2738.88 | 10955.52 | 55316-3157 | USA | N30 | 214 | SCHWEITZER ENGINEERING LABORATORIES | 99163 | 751#5KV7 | 751#5KV7 Advanced Features0.000000001.00000000EAFalse540TrueFalse0.00000False2/11/2026 12:00:00 AMFalseFalse0000000False00000000000FalseFalseFalseFalseFalse00.000000000.0000000000.00000000FalseFalseFalseFalseFalseFalseFalse0FalseFalse01.00000000IMA42Surge Protective device, Surgelogic, 200kA, 480Y/277V 3 phase 4 wire, UL Type 10.000000001.00000000EAFalse660TrueFalse0.00000False2/11/2026 12:00:00 AMFalseFalse0000000False00000000000FalseFalseFalseFalseFalse00.000000000.0000000000.00000000FalseFalseFalseFalseFalseFalseFalse0FalseFalse01.000000008446-1072EASYVIEW 10 DISPLAY | PUR | 751#5KV7 Advanced Features0.000000001.00000000EAFalse540TrueFalse0.00000False2/11/2026 12:00:00 AMFalseFalse0000000False00000000000FalseFalseFalseFalseFalse00.000000000.0000000000.00000000FalseFalseFalseFalseFalseFalseFalse0FalseFalse01.00000000IMA42Surge Protective device, Surgelogic, 200kA, 480Y/277V 3 phase 4 wire, UL Type 10.000000001.00000000EAFalse660TrueFalse0.00000False2/11/2026 12:00:00 AMFalseFalse0000000False00000000000FalseFalseFalseFalseFalse00.000000000.0000000000.00000000FalseFalseFalseFalseFalseFalseFalse0FalseFalse01.000000008446-1072EASYVIEW 10 DISPLAY | EA | EA |  | TRUE |  | P | PPD | 100
134413 | 1 | 1 | States | Champlin | Taylor Barrett | TRUE | 2026-06-29T00:00:00 | 2026-07-06T00:00:00 |  | 3 | 0 | 3 | 0 | 0 | 55316-3157 | USA | N30 | 214 | SCHWEITZER ENGINEERING LABORATORIES | 99163 | 735#01V1 | 0735BX00943CXXB3XX16101XX SEL-735 Power Quality and Revenue Meter Display : Monochromatic Front Port : EIA-232 Front Panel Orientation : Vertical Enclosure Type : None Power Quality and Recording : Basic Meter Form : Form 9 Slot A Power Supply Voltage : 110-240 Vac 50/60 Hz, 110-250 Vdc Slot A Control Input Voltage : 110 Vdc/Vac Slot B Ethernet (Port 1) : Single 10/100BASE-T Slot B Port 3 Serial Port (includes Port 2 EIA-232 Standard) : Port 3 EIA-232 Slot C Communications : Empty Slot D I/O : 4 DI / 4 DO Electromechanical Slot D Control Input Voltage : 110 Vdc/Vac Slot Z Current Class : CL2/10/20, Optimized for Low-End Accuracy System Frequency : 60 Hz Communications Protocol : Standard Front Panel Labeling : ANSI Conformal Coat : No Software Bundle : None Custom Nameplate Text : Not Applicable Standard Front Nameplate : Yes Custom Barcode Text (Leave Blank for SEL Specified Number) : Not Applicable | PUR | 0735BX00943CXXB3XX16101XX SEL-735 Power Quality and Revenue Meter Display : Monochromatic Front Port : EIA-232 Front Panel Orientation : Vertical Enclosure Type : None Power Quality and Recording : Basic Meter Form : Form 9 Slot A Power Supply Voltage : 110-240 Vac 50/60 Hz, 110-250 Vdc Slot A Control Input Voltage : 110 Vdc/Vac Slot B Ethernet (Port 1) : Single 10/100BASE-T Slot B Port 3 Serial Port (includes Port 2 EIA-232 Standard) : Port 3 EIA-232 Slot C Communications : Empty Slot D I/O : 4 DI / 4 DO Electromechanical Slot D Control Input Voltage : 110 Vdc/Vac Slot Z Current Class : CL2/10/20, Optimized for Low-End Accuracy System Frequency : 60 Hz Communications Protocol : Standard Front Panel Labeling : ANSI Conformal Coat : No Software Bundle : None Custom Nameplate Text : Not Applicable Standard Front Nameplate : Yes Custom Barcode Text (Leave Blank for SEL Specified Number) : Not Applicable | EA | EA |  | FALSE |  | P | PPD | 100
131925 | 1 | 1 | States | Dayton | Taylor Barrett | TRUE | 2026-03-20T00:00:00 | 2026-07-30T00:00:00 | 2026-07-30T00:00:00 | 2 | 0 | 2 | 12924.19 | 25848.38 | 55369-6417 | USA | N30 | 214 | SCHWEITZER ENGINEERING LABORATORIES | 99163 | 3350#32RK | Summary: Sales Item Number: 3350#32RK Selected Options:Processor: Intel Atom x5-E3940 Quad Core, 1.6 GHz , -40°C to +85°CRAM: 8 GB: ECC RAMOperating SystemSEL Real-Time Automation Controller (RTAC)The SEL-RTAC product family provides complete and flexible system control with integrated security, seamless configuration, unified logic, and reliability.Client Access License: NoneConformal Coat: NoneChassis and Mounting: Horizontal 3U Panel MountPower Supply A: 24-48 VdcPower Supply B: NoneSSD Slot 1: SLC 32 GB Industrial Grade SSD: SLC SSDs have a 10 year warrantySSD Slot 2: NoneFor help selecting the best SSD options, refer to Application note AN2016-03.Expansion Slot 1: NoneExpansion Slot 2: Digital IO Expansion Board: 8 Outputs, 24 InputsRear Ethernet Port Configuration: 2 RJ-45 10/100/1000 Mbps, 2 SFP FiberRear Ethernet Port 1: RJ45Rear Ethernet Port 2: RJ45Rear Ethernet Port 3: SFP 100BASE-FX (1310 nm, Multimode, 2 km)Rear Ethernet Port 4: SFP 100BASE-LX10 (1310 nm, Single-mode, 20 km)Web Human Machine Interface (HMI): YesThe SEL Real-Time Automation Controller (RTAC) HMI offers an easy way to visualize data to monitor and control your system.Audit Utilities: NoIEC 61850 MMS Client and File Services: YesIEC 61850 MMS client supports data collection by polling datasets, buffered reports, unbuffered reports, and collecting COMTRADE files via MMS file services.IEC 61850 MMS Server and File Services: NoIEC 61850 Goose: YesIEC 61850 GOOSE Transmit and Receive messages are available for integration with any logic engine or protocol data. | PUR | Summary: Sales Item Number: 3350#32RK Selected Options: Processor: Intel Atom x5-E3940 Quad Core, 1.6 GHz , -40°C to +85°C RAM: 8 GB: ECC RAM Operating System SEL Real-Time Automation Controller (RTAC) The SEL-RTAC product family provides complete and flexible system control with integrated security, seamless configuration, unified logic, and reliability. Client Access License: None Conformal Coat: None Chassis and Mounting: Horizontal 3U Panel Mount Power Supply A: 24-48 Vdc Power Supply B: None SSD Slot 1: SLC 32 GB Industrial Grade SSD: SLC SSDs have a 10 year warranty SSD Slot 2: None For help selecting the best SSD options, refer to Application note AN2016-03. Expansion Slot 1: None Expansion Slot 2: Digital IO Expansion Board: 8 Outputs, 24 Inputs Rear Ethernet Port Configuration: 2 RJ-45 10/100/1000 Mbps, 2 SFP Fiber Rear Ethernet Port 1: RJ45 Rear Ethernet Port 2: RJ45 Rear Ethernet Port 3: SFP 100BASE-FX (1310 nm, Multimode, 2 km) Rear Ethernet Port 4: SFP 100BASE-LX10 (1310 nm, Single-mode, 20 km) Web Human Machine Interface (HMI): Yes The SEL Real-Time Automation Controller (RTAC) HMI offers an easy way to visualize data to monitor and control your system. Audit Utilities: No IEC 61850 MMS Client and File Services: Yes IEC 61850 MMS client supports data collection by polling datasets, buffered reports, unbuffered reports, and collecting COMTRADE files via MMS file services. IEC 61850 MMS Server and File Services: No IEC 61850 Goose: Yes IEC 61850 GOOSE Transmit and Receive messages are available for integration with any logic engine or protocol data. | EA | EA |  | TRUE |  | P | PPD | DAYTON
133141 | 1 | 1 | States | Champlin | Taylor Barrett | TRUE | 2026-05-11T00:00:00 | 2026-09-23T00:00:00 | 2026-09-23T00:00:00 | 4 | 0 | 4 | 2738.88 | 10955.52 | 55316-3157 | USA | N30 | 214 | SCHWEITZER ENGINEERING LABORATORIES | 99163 | 751002BCBCB70851C00 | 751#5KV7 Advanced Features0.000000001.00000000EAFalse540TrueFalse0.00000False2/11/2026 12:00:00 AMFalseFalse0000000False00000000000FalseFalseFalseFalseFalse00.000000000.0000000000.00000000FalseFalseFalseFalseFalseFalseFalse0FalseFalse01.00000000IMA42Surge Protective device, Surgelogic, 200kA, 480Y/277V 3 phase 4 wire, UL Type 10.000000001.00000000EAFalse660TrueFalse0.00000False2/11/2026 12:00:00 AMFalseFalse0000000False00000000000FalseFalseFalseFalseFalse00.000000000.0000000000.00000000FalseFalseFalseFalseFalseFalseFalse0FalseFalse01.000000008446-1072EASYVIEW 10 DISPLAY | PUR | 751#5KV7 Advanced Features0.000000001.00000000EAFalse540TrueFalse0.00000False2/11/2026 12:00:00 AMFalseFalse0000000False00000000000FalseFalseFalseFalseFalse00.000000000.0000000000.00000000FalseFalseFalseFalseFalseFalseFalse0FalseFalse01.00000000IMA42Surge Protective device, Surgelogic, 200kA, 480Y/277V 3 phase 4 wire, UL Type 10.000000001.00000000EAFalse660TrueFalse0.00000False2/11/2026 12:00:00 AMFalseFalse0000000False00000000000FalseFalseFalseFalseFalse00.000000000.0000000000.00000000FalseFalseFalseFalseFalseFalseFalse0FalseFalse01.000000008446-1072EASYVIEW 10 DISPLAY | EA | EA |  | TRUE |  | P | PPD | 100
132012 | 1 | 1 | States | Dayton | Taylor Barrett | TRUE | 2026-03-24T00:00:00 | 2026-07-17T00:00:00 | 2026-07-07T00:00:00 | 1 | 2 | -1 | 4608.94 | 18435.76 | 55369-6417 | USA | N30 | 214 | SCHWEITZER ENGINEERING LABORATORIES | 99163 | 735#TJYX | SEL-735 Power Quality and Revenue Meter Summary: Sales Item Number: 735#TJYX Part Number: 0735LX10922CXXXXXX16201XX Special Spec: None Selected Options: Display: Color Touchscreen The color touchscreen display is available only in vertical orientation. Front Port: USB-C Front Panel Orientation: Vertical Enclosure Type: None Power Quality and Recording: Intermediate Meter Form: Form 9 Four-Wire Wye; 3 PTs, 3 CTs* Slot A Power Supply Voltage: 24-48 Vdc (Range: 19-58 Vdc) Slot A Control Input Voltage: 48 Vdc/Vac Slot B Ethernet (Port 1): Single 10/100BASE-T Slot B Port 3 Serial Port (includes Port 2 EIA-232 Standard) Port 3 EIA-232 Slot C Communications: Empty Slot D I/O: Empty Slot D Control Input Voltage: Empty Slot Z Current Class: CL2/10/20, Optimized for Low-End Accuracy System Frequency: 60 Hz Communications Protocol: Standard Plus IEC 61850 With GOOSE and MMS Front Panel Labeling: ANSI Conformal Coat:No Software Bundle: None Custom Nameplate Text Standard Front Nameplate: Yes | PUR | SEL-735 Power Quality and Revenue Meter Summary: Sales Item Number: 735#TJYX Part Number: 0735LX10922CXXXXXX16201XX Special Spec: None Selected Options: Display: Color Touchscreen The color touchscreen display is available only in vertical orientation. Front Port: USB-C Front Panel Orientation: Vertical Enclosure Type: None Power Quality and Recording: Intermediate Meter Form: Form 9 Four-Wire Wye; 3 PTs, 3 CTs* Slot A Power Supply Voltage: 24-48 Vdc (Range: 19-58 Vdc) Slot A Control Input Voltage: 48 Vdc/Vac Slot B Ethernet (Port 1): Single 10/100BASE-T Slot B Port 3 Serial Port (includes Port 2 EIA-232 Standard) Port 3 EIA-232 Slot C Communications: Empty Slot D I/O: Empty Slot D Control Input Voltage: Empty Slot Z Current Class: CL2/10/20, Optimized for Low-End Accuracy System Frequency: 60 Hz Communications Protocol: Standard Plus IEC 61850 With GOOSE and MMS Front Panel Labeling: ANSI Conformal Coat:No Software Bundle: None Custom Nameplate Text Standard Front Nameplate: Yes | EA | EA |  | TRUE |  | P | PPD | DAYTON
132012 | 1 | 2 | States | Dayton | Taylor Barrett | TRUE | 2026-03-24T00:00:00 | 2026-07-17T00:00:00 | 2026-07-07T00:00:00 | 1 | 0 | 1 | 4608.94 | 18435.76 | 55369-6417 | USA | N30 | 214 | SCHWEITZER ENGINEERING LABORATORIES | 99163 | 735#TJYX | SEL-735 Power Quality and Revenue Meter Summary: Sales Item Number: 735#TJYX Part Number: 0735LX10922CXXXXXX16201XX Special Spec: None Selected Options: Display: Color Touchscreen The color touchscreen display is available only in vertical orientation. Front Port: USB-C Front Panel Orientation: Vertical Enclosure Type: None Power Quality and Recording: Intermediate Meter Form: Form 9 Four-Wire Wye; 3 PTs, 3 CTs* Slot A Power Supply Voltage: 24-48 Vdc (Range: 19-58 Vdc) Slot A Control Input Voltage: 48 Vdc/Vac Slot B Ethernet (Port 1): Single 10/100BASE-T Slot B Port 3 Serial Port (includes Port 2 EIA-232 Standard) Port 3 EIA-232 Slot C Communications: Empty Slot D I/O: Empty Slot D Control Input Voltage: Empty Slot Z Current Class: CL2/10/20, Optimized for Low-End Accuracy System Frequency: 60 Hz Communications Protocol: Standard Plus IEC 61850 With GOOSE and MMS Front Panel Labeling: ANSI Conformal Coat:No Software Bundle: None Custom Nameplate Text Standard Front Nameplate: Yes | PUR | SEL-735 Power Quality and Revenue Meter Summary: Sales Item Number: 735#TJYX Part Number: 0735LX10922CXXXXXX16201XX Special Spec: None Selected Options: Display: Color Touchscreen The color touchscreen display is available only in vertical orientation. Front Port: USB-C Front Panel Orientation: Vertical Enclosure Type: None Power Quality and Recording: Intermediate Meter Form: Form 9 Four-Wire Wye; 3 PTs, 3 CTs* Slot A Power Supply Voltage: 24-48 Vdc (Range: 19-58 Vdc) Slot A Control Input Voltage: 48 Vdc/Vac Slot B Ethernet (Port 1): Single 10/100BASE-T Slot B Port 3 Serial Port (includes Port 2 EIA-232 Standard) Port 3 EIA-232 Slot C Communications: Empty Slot D I/O: Empty Slot D Control Input Voltage: Empty Slot Z Current Class: CL2/10/20, Optimized for Low-End Accuracy System Frequency: 60 Hz Communications Protocol: Standard Plus IEC 61850 With GOOSE and MMS Front Panel Labeling: ANSI Conformal Coat:No Software Bundle: None Custom Nameplate Text Standard Front Nameplate: Yes | EA | EA |  | TRUE |  | P | PPD | DAYTON
132012 | 2 | 6 | States | Dayton | Taylor Barrett | TRUE | 2026-03-24T00:00:00 | 2026-07-17T00:00:00 | 2026-07-06T00:00:00 | 32 | 3 | 29 | 2816.02 | 329474.34 | 55369-6417 | USA | N30 | 214 | SCHWEITZER ENGINEERING LABORATORIES | 99163 | 751#W8X6 | SEL-751 Feeder Protection Relay Summary: Sales Item Number: 751#W8X6 Part Number: 751002CCC0X0XL5BF10 Special Spec: None Selected Options: Advanced Features: None User Interface: English Front Panel: 5-inch Color Touchscreen With 4 Pushbuttons Slot A Power Supply Voltage: 24-48 Vdc Slot A Digital Input Voltage: 48 Vdc/Vac Slot B Ethernet (Port 1): Dual 10/100BASE-T Ethernet The protocols SNTP, IEEE 1588-2008 firmware-based PTP, PRP, and Modbus TCP are included. Slot B Multimode Fiber ST (Port 2):No Slot B Rear Serial Port (Port 3): EIA-232 IEC 61850 Protocol: Yes DNP3 Protocol: No IEC 60870-5-103 Protocol: No EtherNet/IP Protocol: No Slot C: 4 DI / 4 DO Fast High Current Hybrid (Form A) Slot C Digital Input Voltage: 48 Vdc/Vac Slot D: Empty Slot D Digital Input Voltage: NA Slot E: Empty Slot E Digital Input Voltage: NA Slot Z Voltage Inputs: 3-Phase LEA AC Voltage (8 Vac) Slot Z Current Inputs: 5 Amp Phase, 5 Amp Neutral Conformal Coat: No DMA Bundle: No | PUR | SEL-751 Feeder Protection Relay Summary: Sales Item Number: 751#W8X6 Part Number: 751002CCC0X0XL5BF10 Special Spec: None Selected Options: Advanced Features: None User Interface: English Front Panel: 5-inch Color Touchscreen With 4 Pushbuttons Slot A Power Supply Voltage: 24-48 Vdc Slot A Digital Input Voltage: 48 Vdc/Vac Slot B Ethernet (Port 1): Dual 10/100BASE-T Ethernet The protocols SNTP, IEEE 1588-2008 firmware-based PTP, PRP, and Modbus TCP are included. Slot B Multimode Fiber ST (Port 2):No Slot B Rear Serial Port (Port 3): EIA-232 IEC 61850 Protocol: Yes DNP3 Protocol: No IEC 60870-5-103 Protocol: No EtherNet/IP Protocol: No Slot C: 4 DI / 4 DO Fast High Current Hybrid (Form A) Slot C Digital Input Voltage: 48 Vdc/Vac Slot D: Empty Slot D Digital Input Voltage: NA Slot E: Empty Slot E Digital Input Voltage: NA Slot Z Voltage Inputs: 3-Phase LEA AC Voltage (8 Vac) Slot Z Current Inputs: 5 Amp Phase, 5 Amp Neutral Conformal Coat: No DMA Bundle: No | EA | EA |  | TRUE |  | P | PPD | DAYTON
132012 | 2 | 7 | States | Dayton | Taylor Barrett | TRUE | 2026-03-24T00:00:00 | 2027-02-15T00:00:00 | 2027-02-15T00:00:00 | 34 | 0 | 34 | 2816.02 | 329474.34 | 55369-6417 | USA | N30 | 214 | SCHWEITZER ENGINEERING LABORATORIES | 99163 | 751#W8X6 | SEL-751 Feeder Protection Relay Summary: Sales Item Number: 751#W8X6 Part Number: 751002CCC0X0XL5BF10 Special Spec: None Selected Options: Advanced Features: None User Interface: English Front Panel: 5-inch Color Touchscreen With 4 Pushbuttons Slot A Power Supply Voltage: 24-48 Vdc Slot A Digital Input Voltage: 48 Vdc/Vac Slot B Ethernet (Port 1): Dual 10/100BASE-T Ethernet The protocols SNTP, IEEE 1588-2008 firmware-based PTP, PRP, and Modbus TCP are included. Slot B Multimode Fiber ST (Port 2):No Slot B Rear Serial Port (Port 3): EIA-232 IEC 61850 Protocol: Yes DNP3 Protocol: No IEC 60870-5-103 Protocol: No EtherNet/IP Protocol: No Slot C: 4 DI / 4 DO Fast High Current Hybrid (Form A) Slot C Digital Input Voltage: 48 Vdc/Vac Slot D: Empty Slot D Digital Input Voltage: NA Slot E: Empty Slot E Digital Input Voltage: NA Slot Z Voltage Inputs: 3-Phase LEA AC Voltage (8 Vac) Slot Z Current Inputs: 5 Amp Phase, 5 Amp Neutral Conformal Coat: No DMA Bundle: No | PUR | SEL-751 Feeder Protection Relay Summary: Sales Item Number: 751#W8X6 Part Number: 751002CCC0X0XL5BF10 Special Spec: None Selected Options: Advanced Features: None User Interface: English Front Panel: 5-inch Color Touchscreen With 4 Pushbuttons Slot A Power Supply Voltage: 24-48 Vdc Slot A Digital Input Voltage: 48 Vdc/Vac Slot B Ethernet (Port 1): Dual 10/100BASE-T Ethernet The protocols SNTP, IEEE 1588-2008 firmware-based PTP, PRP, and Modbus TCP are included. Slot B Multimode Fiber ST (Port 2):No Slot B Rear Serial Port (Port 3): EIA-232 IEC 61850 Protocol: Yes DNP3 Protocol: No IEC 60870-5-103 Protocol: No EtherNet/IP Protocol: No Slot C: 4 DI / 4 DO Fast High Current Hybrid (Form A) Slot C Digital Input Voltage: 48 Vdc/Vac Slot D: Empty Slot D Digital Input Voltage: NA Slot E: Empty Slot E Digital Input Voltage: NA Slot Z Voltage Inputs: 3-Phase LEA AC Voltage (8 Vac) Slot Z Current Inputs: 5 Amp Phase, 5 Amp Neutral Conformal Coat: No DMA Bundle: No | EA | EA |  | TRUE |  | P | PPD | DAYTON
133830 | 1 | 1 | States | Champlin | Taylor Barrett | TRUE | 2026-06-03T00:00:00 | 2026-10-16T00:00:00 | 2026-06-09T00:00:00 | 3 | 0 | 3 | 6195.82 | 18587.46 | 55316-3157 | USA | N30 | 214 | SCHWEITZER ENGINEERING LABORATORIES | 99163 | 24880PCX1181BF23X | Time Distribution Protocols: IRIG-B, NTP Mounting: Horizontal Panel Mount Power Supply A: 24/48 Vdc Power Supply B: None Ethernet Port (ETH 1, ETH 2): 2 10/100BASE-T Ethernet Port (ETH 3, ETH 4): 2 10/100BASE-T Holdover: OCXO Frequency Outputs: 1 Square Wave and 5 10MHz Sine Wave Antenna: Complete 75ft LMR-400 GPS/GLONASS Installation Kit Includes: (1) GPS/GLONASS Antenna (9524B) (1) 50' Low-Loss LMR-400-FR Cable (C961C-050) (1) 25' Low-Loss LMR-400-FR Cable (C961C-025) (1) Gas Tube Coax Surge Protector and Mounting Kit (915900139) (1) Antenna Pipe-Mounting Kit (915900043) Conformal Coat: No | PUR | Time Distribution Protocols: IRIG-B, NTP Mounting: Horizontal Panel Mount Power Supply A: 24/48 Vdc Power Supply B: None Ethernet Port (ETH 1, ETH 2): 2 10/100BASE-T Ethernet Port (ETH 3, ETH 4): 2 10/100BASE-T Holdover: OCXO Frequency Outputs: 1 Square Wave and 5 10MHz Sine Wave Antenna: Complete 75ft LMR-400 GPS/GLONASS Installation Kit Includes: (1) GPS/GLONASS Antenna (9524B) (1) 50' Low-Loss LMR-400-FR Cable (C961C-050) (1) 25' Low-Loss LMR-400-FR Cable (C961C-025) (1) Gas Tube Coax Surge Protector and Mounting Kit (915900139) (1) Antenna Pipe-Mounting Kit (915900043) Conformal Coat: No | EA | EA |  | TRUE |  | P | PPD | 100
133436 | 1 | 1 | States | Champlin | Taylor Barrett | TRUE | 2026-05-20T00:00:00 | 2026-09-24T00:00:00 | 2026-09-24T00:00:00 | 1 | 0 | 1 | 5643.04 | 5643.04 | 55316-3157 | USA | N30 | 214 | SCHWEITZER ENGINEERING LABORATORIES | 99163 | 735#7CEJ | 0735LX20943CXXB3XX16101EX Display Color Touchscreen The color touchscreen display is available only in vertical orientation. Front Port USB-C Front Panel Orientation Vertical Enclosure Type None Power Quality and Recording Advanced Meter Form Form 9 Four-Wire Wye; 3 PTs, 3 CTs* Slot A Power Supply Voltage 110-240 Vac 50/60 Hz, 110-250 Vdc Slot A Control Input Voltage 110 Vdc/Vac Slot B Ethernet (Port 1) Single 10/100BASE-T Slot B Port 3 Serial Port (includes Port 2 EIA-232 Standard) Port 3 EIA-232 Slot C Communications Empty Slot D I/O4 DI / 4 DO Electromechanical Slot D Control Input Voltage 110 Vdc/Vac Slot Z Current Class CL2/10/20, Optimized for Low-End Accuracy System Frequency 60 Hz Communications Protocol Standard Standard Includes: SEL ASCII, SEL LMD, SEL Fast Meter, SEL Compressed ASCII, MV-90 Translation, Modbus, RTU/TCP, Mirrored Bits Communications, Telnet, DNP3 Level 2 Outstation and LAN/WAN, and Synchrophasors Front Panel Labeling ANSI Conformal Coat No Software Bundle Energy and Power Monitoring Bundle o SEL-5703 Synchrowave Monitoring- Power Monitoring Package o SEL-5705 Synchrowave Reports - Power Quality o SEL-5045 acSELerator Team Profile for billing and Team Events for waveform data (single or additional device license) | PUR | 0735LX20943CXXB3XX16101EX Display Color Touchscreen The color touchscreen display is available only in vertical orientation. Front Port USB-C Front Panel Orientation Vertical Enclosure Type None Power Quality and Recording Advanced Meter Form Form 9 Four-Wire Wye; 3 PTs, 3 CTs* Slot A Power Supply Voltage 110-240 Vac 50/60 Hz, 110-250 Vdc Slot A Control Input Voltage 110 Vdc/Vac Slot B Ethernet (Port 1) Single 10/100BASE-T Slot B Port 3 Serial Port (includes Port 2 EIA-232 Standard) Port 3 EIA-232 Slot C Communications Empty Slot D I/O4 DI / 4 DO Electromechanical Slot D Control Input Voltage 110 Vdc/Vac Slot Z Current Class CL2/10/20, Optimized for Low-End Accuracy System Frequency 60 Hz Communications Protocol Standard Standard Includes: SEL ASCII, SEL LMD, SEL Fast Meter, SEL Compressed ASCII, MV-90 Translation, Modbus, RTU/TCP, Mirrored Bits Communications, Telnet, DNP3 Level 2 Outstation and LAN/WAN, and Synchrophasors Front Panel Labeling ANSI Conformal Coat No Software Bundle Energy and Power Monitoring Bundle o SEL-5703 Synchrowave Monitoring- Power Monitoring Package o SEL-5705 Synchrowave Reports - Power Quality o SEL-5045 acSELerator Team Profile for billing and Team Events for waveform data (single or additional device license) | EA | EA |  | TRUE |  | P | PPD | 100
132108 | 4 | 1 | States | Dayton | Taylor Barrett | TRUE | 2026-03-27T00:00:00 | 2026-07-27T00:00:00 | 2026-06-25T00:00:00 | 2 | 0 | 2 | 4148.05 | 33184.4 | 55369-6417 | USA | N30 | 214 | SCHWEITZER ENGINEERING LABORATORIES | 99163 | 735#0V9Y | SEL-735 Power Quality and Revenue Meter Summary: Sales Item Number: 735#0V9Y Part Number: 0735LX10944CXXXXXX16201XX Special Spec: None Selected Options: Display: Color Touchscreen The color touchscreen display is available only in vertical orientation. Front Port: USB-C Front Panel Orientation: Vertical Enclosure Type: None Power Quality and Recording: Intermediate Meter Form: Form 9 Four-Wire Wye; 3 PTs, 3 CTs* Slot A Power Supply Voltage: 110-240 Vac 50/60 Hz, 110-250 Vdc Slot A Control Input Voltage: 125 Vdc/Vac Slot B Ethernet (Port 1): Single 10/100BASE-T Slot B Port 3 Serial Port (includes Port 2 EIA-232 Standard) Port 3 EIA-232 Slot C Communications: Empty Slot D I/O: Empty Slot D Control Input Voltage: Empty Slot Z Current Class: CL2/10/20, Optimized for Low-End Accuracy System Frequency: 60 Hz Communications Protocol: Standard Plus IEC 61850 With GOOSE and MMS Front Panel Labeling: ANSI Conformal Coat:No Software Bundle: None Custom Nameplate Text Standard Front Nameplat | PUR | SEL 735 Meter | EA | EA |  | TRUE |  | P | PPD | DAYTON
132108 | 4 | 2 | States | Dayton | Taylor Barrett | TRUE | 2026-03-27T00:00:00 | 2026-07-27T00:00:00 | 2026-06-25T00:00:00 | 6 | 0 | 6 | 4148.05 | 33184.4 | 55369-6417 | USA | N30 | 214 | SCHWEITZER ENGINEERING LABORATORIES | 99163 | 735#0V9Y | SEL-735 Power Quality and Revenue Meter Summary: Sales Item Number: 735#0V9Y Part Number: 0735LX10944CXXXXXX16201XX Special Spec: None Selected Options: Display: Color Touchscreen The color touchscreen display is available only in vertical orientation. Front Port: USB-C Front Panel Orientation: Vertical Enclosure Type: None Power Quality and Recording: Intermediate Meter Form: Form 9 Four-Wire Wye; 3 PTs, 3 CTs* Slot A Power Supply Voltage: 110-240 Vac 50/60 Hz, 110-250 Vdc Slot A Control Input Voltage: 125 Vdc/Vac Slot B Ethernet (Port 1): Single 10/100BASE-T Slot B Port 3 Serial Port (includes Port 2 EIA-232 Standard) Port 3 EIA-232 Slot C Communications: Empty Slot D I/O: Empty Slot D Control Input Voltage: Empty Slot Z Current Class: CL2/10/20, Optimized for Low-End Accuracy System Frequency: 60 Hz Communications Protocol: Standard Plus IEC 61850 With GOOSE and MMS Front Panel Labeling: ANSI Conformal Coat:No Software Bundle: None Custom Nameplate Text Standard Front Nameplat | PUR | SEL 735 Meter | EA | EA |  | TRUE |  | P | PPD | DAYTON
133039 | 1 | 1 | States | Dayton | Taylor Barrett | TRUE | 2026-05-07T00:00:00 | 2026-10-27T00:00:00 | 2026-10-27T00:00:00 | 17 | 0 | 17 | 3080.66 | 147871.68 | 55369-6417 | USA | N30 | 214 | SCHWEITZER ENGINEERING LABORATORIES | 99163 | 2731#P6K6 | SEL-2731 Ethernet Switch: Sales Item Number: 2731#P6K6 Special Spec: None Selected Options: Feature Package: RSTP-based Managed Ethernet Switch Mounting: Panel Mount Power Supply A: 125/250 Vdc or Vac, Euro-style Connector Power Supply B: None Ports: 1-8 Ports 100/1000BASE SFP, 9-12 Ports 100BASE SFP, and 13-24 Ports 100BASE-T Copper Conformal Coat: None | PUR | SEL-2731 Ethernet Switch: Sales Item Number: 2731#P6K6 Special Spec: None Selected Options: Feature Package: RSTP-based Managed Ethernet Switch Mounting: Panel Mount Power Supply A: 125/250 Vdc or Vac, Euro-style Connector Power Supply B: None Ports: 1-8 Ports 100/1000BASE SFP, 9-12 Ports 100BASE SFP, and 13-24 Ports 100BASE-T Copper Conformal Coat: None | EA | EA |  | TRUE |  | P | PPD | DAYTON
133039 | 1 | 2 | States | Dayton | Taylor Barrett | TRUE | 2026-05-07T00:00:00 | 2026-10-27T00:00:00 | 2026-10-27T00:00:00 | 17 | 0 | 17 | 3080.66 | 147871.68 | 55369-6417 | USA | N30 | 214 | SCHWEITZER ENGINEERING LABORATORIES | 99163 | 2731#P6K6 | SEL-2731 Ethernet Switch: Sales Item Number: 2731#P6K6 Special Spec: None Selected Options: Feature Package: RSTP-based Managed Ethernet Switch Mounting: Panel Mount Power Supply A: 125/250 Vdc or Vac, Euro-style Connector Power Supply B: None Ports: 1-8 Ports 100/1000BASE SFP, 9-12 Ports 100BASE SFP, and 13-24 Ports 100BASE-T Copper Conformal Coat: None | PUR | SEL-2731 Ethernet Switch: Sales Item Number: 2731#P6K6 Special Spec: None Selected Options: Feature Package: RSTP-based Managed Ethernet Switch Mounting: Panel Mount Power Supply A: 125/250 Vdc or Vac, Euro-style Connector Power Supply B: None Ports: 1-8 Ports 100/1000BASE SFP, 9-12 Ports 100BASE SFP, and 13-24 Ports 100BASE-T Copper Conformal Coat: None | EA | EA |  | TRUE |  | P | PPD | DAYTON
133039 | 1 | 3 | States | Dayton | Taylor Barrett | TRUE | 2026-05-07T00:00:00 | 2026-10-27T00:00:00 | 2026-10-27T00:00:00 | 14 | 0 | 14 | 3080.66 | 147871.68 | 55369-6417 | USA | N30 | 214 | SCHWEITZER ENGINEERING LABORATORIES | 99163 | 2731#P6K6 | SEL-2731 Ethernet Switch: Sales Item Number: 2731#P6K6 Special Spec: None Selected Options: Feature Package: RSTP-based Managed Ethernet Switch Mounting: Panel Mount Power Supply A: 125/250 Vdc or Vac, Euro-style Connector Power Supply B: None Ports: 1-8 Ports 100/1000BASE SFP, 9-12 Ports 100BASE SFP, and 13-24 Ports 100BASE-T Copper Conformal Coat: None | PUR | SEL-2731 Ethernet Switch: Sales Item Number: 2731#P6K6 Special Spec: None Selected Options: Feature Package: RSTP-based Managed Ethernet Switch Mounting: Panel Mount Power Supply A: 125/250 Vdc or Vac, Euro-style Connector Power Supply B: None Ports: 1-8 Ports 100/1000BASE SFP, 9-12 Ports 100BASE SFP, and 13-24 Ports 100BASE-T Copper Conformal Coat: None | EA | EA |  | TRUE |  | P | PPD | DAYTON
133039 | 2 | 1 | States | Dayton | Taylor Barrett | TRUE | 2026-05-07T00:00:00 | 2026-10-15T00:00:00 | 2026-10-15T00:00:00 | 17 | 0 | 17 | 3357.08 | 187996.48 | 55369-6417 | USA | N30 | 214 | SCHWEITZER ENGINEERING LABORATORIES | 99163 | 735#5JF3 | SEL-735 Power Quality and Revenue Meter: 0735LX00944CXXXXXX16101XX Map Special Spec: None Selected Options: Display: Color Touchscreen The color touchscreen display is available only in vertical orientation. Front Port: USB-C Front Panel Orientation: Vertical Enclosure Type: None Power Quality and Recording: Basic Meter Form: Form 9 Four-Wire Wye; 3 PTs, 3 CTs* Slot A Power Supply Voltage: 110-240 Vac 50/60 Hz, 110-250 Vdc Slot A Control Input Voltage: 125 Vdc/Vac Slot B Ethernet (Port 1): Single 0/100BASE-T Slot B Port 3 Serial Port (includes Port 2 EIA-232 Standard): Port 3 EIA-232 Slot C Communications: Empty Slot D I/O: Empty Slot D Control Input Voltage: Empty Slot Z Current Class: CL2/10/20, Optimized for Low-End Accuracy System Frequency: 60 Hz Communications Protocol: Standard Standard Includes: SEL ASCII, SEL LMD, SEL Fast Meter, SEL Compressed ASCII, MV-90 Translation, Modbus, RTU/TCP, Mirrored Bits Communications, Telnet, DNP3 Level 2 Outstation and LAN/WAN, and Synchrophasors Front Panel Labeling: ANSI Conformal Coat: No Software Bundle: None Custom Nameplate Text Standard Front Nameplate: Yes | PUR | SEL-735 Power Quality and Revenue Meter: 0735LX00944CXXXXXX16101XX Map Special Spec: None Selected Options: Display: Color Touchscreen The color touchscreen display is available only in vertical orientation. Front Port: USB-C Front Panel Orientation: Vertical Enclosure Type: None Power Quality and Recording: Basic Meter Form: Form 9 Four-Wire Wye; 3 PTs, 3 CTs* Slot A Power Supply Voltage: 110-240 Vac 50/60 Hz, 110-250 Vdc Slot A Control Input Voltage: 125 Vdc/Vac Slot B Ethernet (Port 1): Single 0/100BASE-T Slot B Port 3 Serial Port (includes Port 2 EIA-232 Standard): Port 3 EIA-232 Slot C Communications: Empty Slot D I/O: Empty Slot D Control Input Voltage: Empty Slot Z Current Class: CL2/10/20, Optimized for Low-End Accuracy System Frequency: 60 Hz Communications Protocol: Standard Standard Includes: SEL ASCII, SEL LMD, SEL Fast Meter, SEL Compressed ASCII, MV-90 Translation, Modbus, RTU/TCP, Mirrored Bits Communications, Telnet, DNP3 Level 2 Outstation and LAN/WAN, and Synchrophasors Front Panel Labeling: ANSI Conformal Coat: No Software Bundle: None Custom Nameplate Text Standard Front Nameplate: Yes | EA | EA |  | TRUE |  | P | PPD | DAYTON
133039 | 2 | 2 | States | Dayton | Taylor Barrett | TRUE | 2026-05-07T00:00:00 | 2026-10-15T00:00:00 | 2026-10-15T00:00:00 | 17 | 0 | 17 | 3357.08 | 187996.48 | 55369-6417 | USA | N30 | 214 | SCHWEITZER ENGINEERING LABORATORIES | 99163 | 735#5JF3 | SEL-735 Power Quality and Revenue Meter: 0735LX00944CXXXXXX16101XX Map Special Spec: None Selected Options: Display: Color Touchscreen The color touchscreen display is available only in vertical orientation. Front Port: USB-C Front Panel Orientation: Vertical Enclosure Type: None Power Quality and Recording: Basic Meter Form: Form 9 Four-Wire Wye; 3 PTs, 3 CTs* Slot A Power Supply Voltage: 110-240 Vac 50/60 Hz, 110-250 Vdc Slot A Control Input Voltage: 125 Vdc/Vac Slot B Ethernet (Port 1): Single 0/100BASE-T Slot B Port 3 Serial Port (includes Port 2 EIA-232 Standard): Port 3 EIA-232 Slot C Communications: Empty Slot D I/O: Empty Slot D Control Input Voltage: Empty Slot Z Current Class: CL2/10/20, Optimized for Low-End Accuracy System Frequency: 60 Hz Communications Protocol: Standard Standard Includes: SEL ASCII, SEL LMD, SEL Fast Meter, SEL Compressed ASCII, MV-90 Translation, Modbus, RTU/TCP, Mirrored Bits Communications, Telnet, DNP3 Level 2 Outstation and LAN/WAN, and Synchrophasors Front Panel Labeling: ANSI Conformal Coat: No Software Bundle: None Custom Nameplate Text Standard Front Nameplate: Yes | PUR | SEL-735 Power Quality and Revenue Meter: 0735LX00944CXXXXXX16101XX Map Special Spec: None Selected Options: Display: Color Touchscreen The color touchscreen display is available only in vertical orientation. Front Port: USB-C Front Panel Orientation: Vertical Enclosure Type: None Power Quality and Recording: Basic Meter Form: Form 9 Four-Wire Wye; 3 PTs, 3 CTs* Slot A Power Supply Voltage: 110-240 Vac 50/60 Hz, 110-250 Vdc Slot A Control Input Voltage: 125 Vdc/Vac Slot B Ethernet (Port 1): Single 0/100BASE-T Slot B Port 3 Serial Port (includes Port 2 EIA-232 Standard): Port 3 EIA-232 Slot C Communications: Empty Slot D I/O: Empty Slot D Control Input Voltage: Empty Slot Z Current Class: CL2/10/20, Optimized for Low-End Accuracy System Frequency: 60 Hz Communications Protocol: Standard Standard Includes: SEL ASCII, SEL LMD, SEL Fast Meter, SEL Compressed ASCII, MV-90 Translation, Modbus, RTU/TCP, Mirrored Bits Communications, Telnet, DNP3 Level 2 Outstation and LAN/WAN, and Synchrophasors Front Panel Labeling: ANSI Conformal Coat: No Software Bundle: None Custom Nameplate Text Standard Front Nameplate: Yes | EA | EA |  | TRUE |  | P | PPD | DAYTON
133039 | 2 | 3 | States | Dayton | Taylor Barrett | TRUE | 2026-05-07T00:00:00 | 2026-10-15T00:00:00 | 2026-10-15T00:00:00 | 22 | 0 | 22 | 3357.08 | 187996.48 | 55369-6417 | USA | N30 | 214 | SCHWEITZER ENGINEERING LABORATORIES | 99163 | 735#5JF3 | SEL-735 Power Quality and Revenue Meter: 0735LX00944CXXXXXX16101XX Map Special Spec: None Selected Options: Display: Color Touchscreen The color touchscreen display is available only in vertical orientation. Front Port: USB-C Front Panel Orientation: Vertical Enclosure Type: None Power Quality and Recording: Basic Meter Form: Form 9 Four-Wire Wye; 3 PTs, 3 CTs* Slot A Power Supply Voltage: 110-240 Vac 50/60 Hz, 110-250 Vdc Slot A Control Input Voltage: 125 Vdc/Vac Slot B Ethernet (Port 1): Single 0/100BASE-T Slot B Port 3 Serial Port (includes Port 2 EIA-232 Standard): Port 3 EIA-232 Slot C Communications: Empty Slot D I/O: Empty Slot D Control Input Voltage: Empty Slot Z Current Class: CL2/10/20, Optimized for Low-End Accuracy System Frequency: 60 Hz Communications Protocol: Standard Standard Includes: SEL ASCII, SEL LMD, SEL Fast Meter, SEL Compressed ASCII, MV-90 Translation, Modbus, RTU/TCP, Mirrored Bits Communications, Telnet, DNP3 Level 2 Outstation and LAN/WAN, and Synchrophasors Front Panel Labeling: ANSI Conformal Coat: No Software Bundle: None Custom Nameplate Text Standard Front Nameplate: Yes | PUR | SEL-735 Power Quality and Revenue Meter: 0735LX00944CXXXXXX16101XX Map Special Spec: None Selected Options: Display: Color Touchscreen The color touchscreen display is available only in vertical orientation. Front Port: USB-C Front Panel Orientation: Vertical Enclosure Type: None Power Quality and Recording: Basic Meter Form: Form 9 Four-Wire Wye; 3 PTs, 3 CTs* Slot A Power Supply Voltage: 110-240 Vac 50/60 Hz, 110-250 Vdc Slot A Control Input Voltage: 125 Vdc/Vac Slot B Ethernet (Port 1): Single 0/100BASE-T Slot B Port 3 Serial Port (includes Port 2 EIA-232 Standard): Port 3 EIA-232 Slot C Communications: Empty Slot D I/O: Empty Slot D Control Input Voltage: Empty Slot Z Current Class: CL2/10/20, Optimized for Low-End Accuracy System Frequency: 60 Hz Communications Protocol: Standard Standard Includes: SEL ASCII, SEL LMD, SEL Fast Meter, SEL Compressed ASCII, MV-90 Translation, Modbus, RTU/TCP, Mirrored Bits Communications, Telnet, DNP3 Level 2 Outstation and LAN/WAN, and Synchrophasors Front Panel Labeling: ANSI Conformal Coat: No Software Bundle: None Custom Nameplate Text Standard Front Nameplate: Yes | EA | EA |  | TRUE |  | P | PPD | DAYTON
133039 | 3 | 1 | States | Dayton | Taylor Barrett | TRUE | 2026-05-07T00:00:00 | 2026-12-08T00:00:00 | 2026-12-08T00:00:00 | 112 | 0 | 112 | 2468.01 | 276417.12 | 55369-6417 | USA | N30 | 214 | SCHWEITZER ENGINEERING LABORATORIES | 99163 | 751#C2QY | SEL-751 Feeder Protection Relay 751001A1A0XL07L1C00 Special Spec: None Selected Options:Advanced Features: None User Interface: English Front Panel: 2x16 LCD With 4 Pushbuttons Slot A Power Supply Voltage: 110-250 Vdc (110-240 Vac); 50/60 Hz Slot A Digital Input Voltage: 125 Vdc/Vac Slot B Ethernet (Port 1): Single 10/100BASE-T Ethernet The protocols SNTP, IEEE 1588-2008 firmware-based PTP and Modbus TCP are included. Slot B Multimode Fiber ST (Port 2): No Slot B Rear Serial Port (Port 3): EIA-232 IEC 61850 Protocol: No DNP3 Protocol: No IEC 60870-5-103 Protocol: No EtherNet/IP Protocol: No Slot C: 4 DI / 4 DO Electromechanical (Form A) Slot C Digital Input Voltage: 125 Vdc/Vac Slot D: Empty Slot D Digital Input Voltage: NA Slot E: LEA Vsync (8Vac) / Vbat (300 Vdc) / 4 Arc-Flash Detection Inputs Slot E Digital Input Voltage: NA Slot Z Voltage Inputs: 3-Phase LEA Voltage Sensor (RJ45 inputs) Slot Z Current Inputs: Rogowski Coil or Low Power Current Transformer (RJ45 inputs), 200 mA Neutral (Terminal Block) Conformal Coat: No DMA Bundle: No | PUR | SEL-751 Feeder Protection Relay 751001A1A0XL07L1C00 Special Spec: None Selected Options:Advanced Features: None User Interface: English Front Panel: 2x16 LCD With 4 Pushbuttons Slot A Power Supply Voltage: 110-250 Vdc (110-240 Vac); 50/60 Hz Slot A Digital Input Voltage: 125 Vdc/Vac Slot B Ethernet (Port 1): Single 10/100BASE-T Ethernet The protocols SNTP, IEEE 1588-2008 firmware-based PTP and Modbus TCP are included. Slot B Multimode Fiber ST (Port 2): No Slot B Rear Serial Port (Port 3): EIA-232 IEC 61850 Protocol: No DNP3 Protocol: No IEC 60870-5-103 Protocol: No EtherNet/IP Protocol: No Slot C: 4 DI / 4 DO Electromechanical (Form A) Slot C Digital Input Voltage: 125 Vdc/Vac Slot D: Empty Slot D Digital Input Voltage: NA Slot E: LEA Vsync (8Vac) / Vbat (300 Vdc) / 4 Arc-Flash Detection Inputs Slot E Digital Input Voltage: NA Slot Z Voltage Inputs: 3-Phase LEA Voltage Sensor (RJ45 inputs) Slot Z Current Inputs: Rogowski Coil or Low Power Current Transformer (RJ45 inputs), 200 mA Neutral (Terminal Block) Conformal Coat: No DMA Bundle: No | EA | EA |  | TRUE |  | P | PPD | DAYTON
133039 | 4 | 1 | States | Dayton | Taylor Barrett | TRUE | 2026-05-07T00:00:00 | 2026-12-08T00:00:00 | 2026-12-08T00:00:00 | 51 | 0 | 51 | 1777.84 | 181339.68 | 55369-6417 | USA | N30 | 214 | SCHWEITZER ENGINEERING LABORATORIES | 99163 | 751#JMYD | SEL-751 Feeder Protection Relay 751001A1A0X0X7L1C00 Map Special Spec: None Selected Options:Advanced Features: None User Interface: English Front Panel: 2x16 LCD With 4 Pushbuttons Slot A Power Supply Voltage: 110-250 Vdc (110-240 Vac); 50/60 Hz Slot A Digital Input Voltage: 125 Vdc/Vac Slot B Ethernet (Port 1): Single 10/100BASE-T Ethernet The protocols SNTP, IEEE 1588-2008 firmware-based PTP and Modbus TCP are included. Slot B Multimode Fiber ST (Port 2): No Slot B Rear Serial Port (Port 3): EIA-232 IEC 61850 Protocol: No DNP3 Protocol: No IEC 60870-5-103 Protocol: No EtherNet/IP Protocol: No Slot C: 4 DI / 4 DO Electromechanical (Form A) Slot C Digital Input Voltage: 125 Vdc/Vac Slot D: Empty Slot D Digital Input Voltage: NA Slot E: Empty Slot E Digital Input Voltage: NA Slot Z Voltage Inputs: 3-Phase LEA Voltage Sensor (RJ45 inputs) Slot Z Current Inputs: Rogowski Coil or Low Power Current Transformer (RJ45 inputs), 200 mA Neutral (Terminal Block) Conformal Coat: No DMA Bundle: No | PUR | SEL-751 Feeder Protection Relay 751001A1A0X0X7L1C00 Map Special Spec: None Selected Options:Advanced Features: None User Interface: English Front Panel: 2x16 LCD With 4 Pushbuttons Slot A Power Supply Voltage: 110-250 Vdc (110-240 Vac); 50/60 Hz Slot A Digital Input Voltage: 125 Vdc/Vac Slot B Ethernet (Port 1): Single 10/100BASE-T Ethernet The protocols SNTP, IEEE 1588-2008 firmware-based PTP and Modbus TCP are included. Slot B Multimode Fiber ST (Port 2): No Slot B Rear Serial Port (Port 3): EIA-232 IEC 61850 Protocol: No DNP3 Protocol: No IEC 60870-5-103 Protocol: No EtherNet/IP Protocol: No Slot C: 4 DI / 4 DO Electromechanical (Form A) Slot C Digital Input Voltage: 125 Vdc/Vac Slot D: Empty Slot D Digital Input Voltage: NA Slot E: Empty Slot E Digital Input Voltage: NA Slot Z Voltage Inputs: 3-Phase LEA Voltage Sensor (RJ45 inputs) Slot Z Current Inputs: Rogowski Coil or Low Power Current Transformer (RJ45 inputs), 200 mA Neutral (Terminal Block) Conformal Coat: No DMA Bundle: No | EA | EA |  | TRUE |  | P | PPD | DAYTON
133039 | 4 | 2 | States | Dayton | Taylor Barrett | TRUE | 2026-05-07T00:00:00 | 2026-12-08T00:00:00 | 2026-12-08T00:00:00 | 51 | 0 | 51 | 1777.84 | 181339.68 | 55369-6417 | USA | N30 | 214 | SCHWEITZER ENGINEERING LABORATORIES | 99163 | 751#JMYD | SEL-751 Feeder Protection Relay 751001A1A0X0X7L1C00 Map Special Spec: None Selected Options:Advanced Features: None User Interface: English Front Panel: 2x16 LCD With 4 Pushbuttons Slot A Power Supply Voltage: 110-250 Vdc (110-240 Vac); 50/60 Hz Slot A Digital Input Voltage: 125 Vdc/Vac Slot B Ethernet (Port 1): Single 10/100BASE-T Ethernet The protocols SNTP, IEEE 1588-2008 firmware-based PTP and Modbus TCP are included. Slot B Multimode Fiber ST (Port 2): No Slot B Rear Serial Port (Port 3): EIA-232 IEC 61850 Protocol: No DNP3 Protocol: No IEC 60870-5-103 Protocol: No EtherNet/IP Protocol: No Slot C: 4 DI / 4 DO Electromechanical (Form A) Slot C Digital Input Voltage: 125 Vdc/Vac Slot D: Empty Slot D Digital Input Voltage: NA Slot E: Empty Slot E Digital Input Voltage: NA Slot Z Voltage Inputs: 3-Phase LEA Voltage Sensor (RJ45 inputs) Slot Z Current Inputs: Rogowski Coil or Low Power Current Transformer (RJ45 inputs), 200 mA Neutral (Terminal Block) Conformal Coat: No DMA Bundle: No | PUR | SEL-751 Feeder Protection Relay 751001A1A0X0X7L1C00 Map Special Spec: None Selected Options:Advanced Features: None User Interface: English Front Panel: 2x16 LCD With 4 Pushbuttons Slot A Power Supply Voltage: 110-250 Vdc (110-240 Vac); 50/60 Hz Slot A Digital Input Voltage: 125 Vdc/Vac Slot B Ethernet (Port 1): Single 10/100BASE-T Ethernet The protocols SNTP, IEEE 1588-2008 firmware-based PTP and Modbus TCP are included. Slot B Multimode Fiber ST (Port 2): No Slot B Rear Serial Port (Port 3): EIA-232 IEC 61850 Protocol: No DNP3 Protocol: No IEC 60870-5-103 Protocol: No EtherNet/IP Protocol: No Slot C: 4 DI / 4 DO Electromechanical (Form A) Slot C Digital Input Voltage: 125 Vdc/Vac Slot D: Empty Slot D Digital Input Voltage: NA Slot E: Empty Slot E Digital Input Voltage: NA Slot Z Voltage Inputs: 3-Phase LEA Voltage Sensor (RJ45 inputs) Slot Z Current Inputs: Rogowski Coil or Low Power Current Transformer (RJ45 inputs), 200 mA Neutral (Terminal Block) Conformal Coat: No DMA Bundle: No | EA | EA |  | TRUE |  | P | PPD | DAYTON
133039 | 5 | 1 | States | Dayton | Taylor Barrett | TRUE | 2026-05-07T00:00:00 | 2026-12-08T00:00:00 | 2026-12-08T00:00:00 | 17 | 0 | 17 | 4061.79 | 194965.92 | 55369-6417 | USA | N30 | 214 | SCHWEITZER ENGINEERING LABORATORIES | 99163 | 787Z#7Y69 | SEL-787Z High-Impedance Differential Relay and SEL-HZM High-Impedance Module 0787Z001A1A0X0X8502010010 Map Special Spec: None Selected Options:User Interface: English Slot A Power Supply Voltage: 110–250 Vdc (110–240 Vac) Slot A Digital Input Voltage: 125 Vdc/Vac Front Panel: 2x16 LCD With 8 Pushbuttons Slot B Ethernet (Port 1): Single 10/100BASE-T Ethernet Slot B Rear Serial Port (Port 3): EIA-232 IEC 61850 Protocol: No DNP3 Protocol: No IEC 60870-5-103 Protocol: No EtherNet/IP Protocol: No Slot C: 4 DI / 4 DO Electromechanical (Form A) Slot C Digital Input Voltage: 125 Vdc/Vac Slot D: Empty Slot D Input Voltage: NA Slot E: Empty Slot E Input Voltage: NA Slot Z: 3-Phase AC Voltage (300 Vac) Slot Z Current Inputs: 5 Amp Phase, 5 Amp Neutral SEL-HZM High-Impedance Module: Yes SEL-787Z when ordered With SEL-HZM will include 7.5 kJ / 850 V Energy Clamping MOV Resistor: 2 kohm required for use with SEL-787Z) 86 Bypass Relay: No Mounting: Panel Mount SEL-HZM With Panel Mount Hardware, not Wired to SEL-787Z Conformal Coat: No | PUR | SEL-787Z High-Impedance Differential Relay and SEL-HZM High-Impedance Module 0787Z001A1A0X0X8502010010 Map Special Spec: None Selected Options:User Interface: English Slot A Power Supply Voltage: 110–250 Vdc (110–240 Vac) Slot A Digital Input Voltage: 125 Vdc/Vac Front Panel: 2x16 LCD With 8 Pushbuttons Slot B Ethernet (Port 1): Single 10/100BASE-T Ethernet Slot B Rear Serial Port (Port 3): EIA-232 IEC 61850 Protocol: No DNP3 Protocol: No IEC 60870-5-103 Protocol: No EtherNet/IP Protocol: No Slot C: 4 DI / 4 DO Electromechanical (Form A) Slot C Digital Input Voltage: 125 Vdc/Vac Slot D: Empty Slot D Input Voltage: NA Slot E: Empty Slot E Input Voltage: NA Slot Z: 3-Phase AC Voltage (300 Vac) Slot Z Current Inputs: 5 Amp Phase, 5 Amp Neutral SEL-HZM High-Impedance Module: Yes SEL-787Z when ordered With SEL-HZM will include 7.5 kJ / 850 V Energy Clamping MOV Resistor: 2 kohm required for use with SEL-787Z) 86 Bypass Relay: No Mounting: Panel Mount SEL-HZM With Panel Mount Hardware, not Wired to SEL-787Z Conformal Coat: No | EA | EA |  | TRUE |  | P | PPD | DAYTON
133039 | 5 | 2 | States | Dayton | Taylor Barrett | TRUE | 2026-05-07T00:00:00 | 2026-12-08T00:00:00 | 2026-12-08T00:00:00 | 17 | 0 | 17 | 4061.79 | 194965.92 | 55369-6417 | USA | N30 | 214 | SCHWEITZER ENGINEERING LABORATORIES | 99163 | 787Z#7Y69 | SEL-787Z High-Impedance Differential Relay and SEL-HZM High-Impedance Module 0787Z001A1A0X0X8502010010 Map Special Spec: None Selected Options:User Interface: English Slot A Power Supply Voltage: 110–250 Vdc (110–240 Vac) Slot A Digital Input Voltage: 125 Vdc/Vac Front Panel: 2x16 LCD With 8 Pushbuttons Slot B Ethernet (Port 1): Single 10/100BASE-T Ethernet Slot B Rear Serial Port (Port 3): EIA-232 IEC 61850 Protocol: No DNP3 Protocol: No IEC 60870-5-103 Protocol: No EtherNet/IP Protocol: No Slot C: 4 DI / 4 DO Electromechanical (Form A) Slot C Digital Input Voltage: 125 Vdc/Vac Slot D: Empty Slot D Input Voltage: NA Slot E: Empty Slot E Input Voltage: NA Slot Z: 3-Phase AC Voltage (300 Vac) Slot Z Current Inputs: 5 Amp Phase, 5 Amp Neutral SEL-HZM High-Impedance Module: Yes SEL-787Z when ordered With SEL-HZM will include 7.5 kJ / 850 V Energy Clamping MOV Resistor: 2 kohm required for use with SEL-787Z) 86 Bypass Relay: No Mounting: Panel Mount SEL-HZM With Panel Mount Hardware, not Wired to SEL-787Z Conformal Coat: No | PUR | SEL-787Z High-Impedance Differential Relay and SEL-HZM High-Impedance Module 0787Z001A1A0X0X8502010010 Map Special Spec: None Selected Options:User Interface: English Slot A Power Supply Voltage: 110–250 Vdc (110–240 Vac) Slot A Digital Input Voltage: 125 Vdc/Vac Front Panel: 2x16 LCD With 8 Pushbuttons Slot B Ethernet (Port 1): Single 10/100BASE-T Ethernet Slot B Rear Serial Port (Port 3): EIA-232 IEC 61850 Protocol: No DNP3 Protocol: No IEC 60870-5-103 Protocol: No EtherNet/IP Protocol: No Slot C: 4 DI / 4 DO Electromechanical (Form A) Slot C Digital Input Voltage: 125 Vdc/Vac Slot D: Empty Slot D Input Voltage: NA Slot E: Empty Slot E Input Voltage: NA Slot Z: 3-Phase AC Voltage (300 Vac) Slot Z Current Inputs: 5 Amp Phase, 5 Amp Neutral SEL-HZM High-Impedance Module: Yes SEL-787Z when ordered With SEL-HZM will include 7.5 kJ / 850 V Energy Clamping MOV Resistor: 2 kohm required for use with SEL-787Z) 86 Bypass Relay: No Mounting: Panel Mount SEL-HZM With Panel Mount Hardware, not Wired to SEL-787Z Conformal Coat: No | EA | EA |  | TRUE |  | P | PPD | DAYTON
133039 | 5 | 3 | States | Dayton | Taylor Barrett | TRUE | 2026-05-07T00:00:00 | 2026-12-08T00:00:00 | 2026-12-08T00:00:00 | 14 | 0 | 14 | 4061.79 | 194965.92 | 55369-6417 | USA | N30 | 214 | SCHWEITZER ENGINEERING LABORATORIES | 99163 | 787Z#7Y69 | SEL-787Z High-Impedance Differential Relay and SEL-HZM High-Impedance Module 0787Z001A1A0X0X8502010010 Map Special Spec: None Selected Options:User Interface: English Slot A Power Supply Voltage: 110–250 Vdc (110–240 Vac) Slot A Digital Input Voltage: 125 Vdc/Vac Front Panel: 2x16 LCD With 8 Pushbuttons Slot B Ethernet (Port 1): Single 10/100BASE-T Ethernet Slot B Rear Serial Port (Port 3): EIA-232 IEC 61850 Protocol: No DNP3 Protocol: No IEC 60870-5-103 Protocol: No EtherNet/IP Protocol: No Slot C: 4 DI / 4 DO Electromechanical (Form A) Slot C Digital Input Voltage: 125 Vdc/Vac Slot D: Empty Slot D Input Voltage: NA Slot E: Empty Slot E Input Voltage: NA Slot Z: 3-Phase AC Voltage (300 Vac) Slot Z Current Inputs: 5 Amp Phase, 5 Amp Neutral SEL-HZM High-Impedance Module: Yes SEL-787Z when ordered With SEL-HZM will include 7.5 kJ / 850 V Energy Clamping MOV Resistor: 2 kohm required for use with SEL-787Z) 86 Bypass Relay: No Mounting: Panel Mount SEL-HZM With Panel Mount Hardware, not Wired to SEL-787Z Conformal Coat: No | PUR | SEL-787Z High-Impedance Differential Relay and SEL-HZM High-Impedance Module 0787Z001A1A0X0X8502010010 Map Special Spec: None Selected Options:User Interface: English Slot A Power Supply Voltage: 110–250 Vdc (110–240 Vac) Slot A Digital Input Voltage: 125 Vdc/Vac Front Panel: 2x16 LCD With 8 Pushbuttons Slot B Ethernet (Port 1): Single 10/100BASE-T Ethernet Slot B Rear Serial Port (Port 3): EIA-232 IEC 61850 Protocol: No DNP3 Protocol: No IEC 60870-5-103 Protocol: No EtherNet/IP Protocol: No Slot C: 4 DI / 4 DO Electromechanical (Form A) Slot C Digital Input Voltage: 125 Vdc/Vac Slot D: Empty Slot D Input Voltage: NA Slot E: Empty Slot E Input Voltage: NA Slot Z: 3-Phase AC Voltage (300 Vac) Slot Z Current Inputs: 5 Amp Phase, 5 Amp Neutral SEL-HZM High-Impedance Module: Yes SEL-787Z when ordered With SEL-HZM will include 7.5 kJ / 850 V Energy Clamping MOV Resistor: 2 kohm required for use with SEL-787Z) 86 Bypass Relay: No Mounting: Panel Mount SEL-HZM With Panel Mount Hardware, not Wired to SEL-787Z Conformal Coat: No | EA | EA |  | TRUE |  | P | PPD | DAYTON
132633 | 1 | 1 | States | Champlin | Taylor Barrett | TRUE | 2026-04-21T00:00:00 | 2026-08-25T00:00:00 | 2026-08-25T00:00:00 | 1 | 0 | 1 | 6195.82 | 6195.82 | 55316-3157 | USA | N30 | 214 | SCHWEITZER ENGINEERING LABORATORIES | 99163 | 24880PCX1181BF23X | Time Distribution Protocols: IRIG-B, NTP Mounting: Horizontal Panel Mount Power Supply A: 24/48 Vdc Power Supply B: None Ethernet Port (ETH 1, ETH 2): 2 10/100BASE-T Ethernet Port (ETH 3, ETH 4): 2 10/100BASE-T Holdover: OCXO Frequency Outputs: 1 Square Wave and 5 10MHz Sine Wave Antenna: Complete 75ft LMR-400 GPS/GLONASS Installation Kit Includes: (1) GPS/GLONASS Antenna (9524B) (1) 50' Low-Loss LMR-400-FR Cable (C961C-050) (1) 25' Low-Loss LMR-400-FR Cable (C961C-025) (1) Gas Tube Coax Surge Protector and Mounting Kit (915900139) (1) Antenna Pipe-Mounting Kit (915900043) Conformal Coat: No | PUR | Time Distribution Protocols: IRIG-B, NTP Mounting: Horizontal Panel Mount Power Supply A: 24/48 Vdc Power Supply B: None Ethernet Port (ETH 1, ETH 2): 2 10/100BASE-T Ethernet Port (ETH 3, ETH 4): 2 10/100BASE-T Holdover: OCXO Frequency Outputs: 1 Square Wave and 5 10MHz Sine Wave Antenna: Complete 75ft LMR-400 GPS/GLONASS Installation Kit Includes: (1) GPS/GLONASS Antenna (9524B) (1) 50' Low-Loss LMR-400-FR Cable (C961C-050) (1) 25' Low-Loss LMR-400-FR Cable (C961C-025) (1) Gas Tube Coax Surge Protector and Mounting Kit (915900139) (1) Antenna Pipe-Mounting Kit (915900043) Conformal Coat: No | EA | EA |  | TRUE |  | P | PPD | 100
132107 | 1 | 1 | States | Dayton | Taylor Barrett | TRUE | 2026-03-27T00:00:00 | 2026-07-07T00:00:00 | 2026-07-07T00:00:00 | 8 | 18 | -10 | 2816.02 | 90112.64 | 55369-6417 | USA | N30 | 214 | SCHWEITZER ENGINEERING LABORATORIES | 99163 | 751#1RFK | Sales Item Number: 751#1RFK Part Number: 51001ACA0X0XL5BF10 Special Spec: None Selected Options: Advanced Features: None User Interface: English Front Panel: 5-inch Color Touchscreen With 4 Pushbuttons Slot A Power Supply Voltage: 110-250 Vdc (110-240 Vac); 50/60 HzSlot A Digital Input Voltage: 125 Vdc/VacSlot B Ethernet (Port 1): Dual 10/100BASE-T Ethernet The protocols SNTP, IEEE 1588-2008 firmware-based PTP, PRP, and Modbus TCP are included.Slot B Multimode Fiber ST (Port 2):NoSlot B Rear Serial Port (Port 3): EIA-232 IEC 61850 Protocol: Yes DNP3 Protocol: No IEC 60870-5-103 Protocol: No EtherNet/IP Protocol: No Slot C: 4 DI / 4 DO Fast High Current Hybrid (Form A) Slot C Digital Input Voltage: 125 Vdc/Vac Slot D: Empty Slot D Digital Input Voltage: NA Slot E: Empty Slot E Digital Input Voltage: NA Slot Z Voltage Inputs: 3-Phase LEA AC Voltage (8 Vac) Slot Z Current Inputs: 5 Amp Phase, 5 Amp Neutral Conformal Coat: No DMA Bundle: No | PUR | SEL-751 Relay | EA | EA |  | TRUE |  | P | PPD | DAYTON
132107 | 1 | 2 | States | Dayton | Taylor Barrett | TRUE | 2026-03-27T00:00:00 | 2026-07-07T00:00:00 | 2026-07-07T00:00:00 | 24 | 0 | 24 | 2816.02 | 90112.64 | 55369-6417 | USA | N30 | 214 | SCHWEITZER ENGINEERING LABORATORIES | 99163 | 751#1RFK | Sales Item Number: 751#1RFK Part Number: 51001ACA0X0XL5BF10 Special Spec: None Selected Options: Advanced Features: None User Interface: English Front Panel: 5-inch Color Touchscreen With 4 Pushbuttons Slot A Power Supply Voltage: 110-250 Vdc (110-240 Vac); 50/60 HzSlot A Digital Input Voltage: 125 Vdc/VacSlot B Ethernet (Port 1): Dual 10/100BASE-T Ethernet The protocols SNTP, IEEE 1588-2008 firmware-based PTP, PRP, and Modbus TCP are included.Slot B Multimode Fiber ST (Port 2):NoSlot B Rear Serial Port (Port 3): EIA-232 IEC 61850 Protocol: Yes DNP3 Protocol: No IEC 60870-5-103 Protocol: No EtherNet/IP Protocol: No Slot C: 4 DI / 4 DO Fast High Current Hybrid (Form A) Slot C Digital Input Voltage: 125 Vdc/Vac Slot D: Empty Slot D Digital Input Voltage: NA Slot E: Empty Slot E Digital Input Voltage: NA Slot Z Voltage Inputs: 3-Phase LEA AC Voltage (8 Vac) Slot Z Current Inputs: 5 Amp Phase, 5 Amp Neutral Conformal Coat: No DMA Bundle: No | PUR | SEL-751 Relay | EA | EA |  | TRUE |  | P | PPD | DAYTON
132107 | 2 | 2 | States | Dayton | Taylor Barrett | TRUE | 2026-03-27T00:00:00 | 2026-07-07T00:00:00 | 2026-07-07T00:00:00 | 6 | 5 | 1 | 4853.13 | 38825.04 | 55369-6417 | USA | N30 | 214 | SCHWEITZER ENGINEERING LABORATORIES | 99163 | 787Z#0GQH | SEL Bus Differential Relay | PUR | SEL Bus Differential Relay | EA | EA |  | TRUE |  | P | PPD | DAYTON
134114 | 1 | 1 | States | Champlin | Taylor Barrett | TRUE | 2026-06-15T00:00:00 | 2026-11-24T00:00:00 | 2026-11-24T00:00:00 | 2 | 0 | 2 | 6195.82 | 12391.64 | 55316-3157 | USA | N30 | 214 | SCHWEITZER ENGINEERING LABORATORIES | 99163 | 24880PCX1181BF23X | Time Distribution Protocols: IRIG-B, NTP Mounting: Horizontal Panel Mount Power Supply A: 24/48 Vdc Power Supply B: None Ethernet Port (ETH 1, ETH 2): 2 10/100BASE-T Ethernet Port (ETH 3, ETH 4): 2 10/100BASE-T Holdover: OCXO Frequency Outputs: 1 Square Wave and 5 10MHz Sine Wave Antenna: Complete 75ft LMR-400 GPS/GLONASS Installation Kit Includes: (1) GPS/GLONASS Antenna (9524B) (1) 50' Low-Loss LMR-400-FR Cable (C961C-050) (1) 25' Low-Loss LMR-400-FR Cable (C961C-025) (1) Gas Tube Coax Surge Protector and Mounting Kit (915900139) (1) Antenna Pipe-Mounting Kit (915900043) Conformal Coat: No | PUR | Time Distribution Protocols: IRIG-B, NTP Mounting: Horizontal Panel Mount Power Supply A: 24/48 Vdc Power Supply B: None Ethernet Port (ETH 1, ETH 2): 2 10/100BASE-T Ethernet Port (ETH 3, ETH 4): 2 10/100BASE-T Holdover: OCXO Frequency Outputs: 1 Square Wave and 5 10MHz Sine Wave Antenna: Complete 75ft LMR-400 GPS/GLONASS Installation Kit Includes: (1) GPS/GLONASS Antenna (9524B) (1) 50' Low-Loss LMR-400-FR Cable (C961C-050) (1) 25' Low-Loss LMR-400-FR Cable (C961C-025) (1) Gas Tube Coax Surge Protector and Mounting Kit (915900139) (1) Antenna Pipe-Mounting Kit (915900043) Conformal Coat: No | EA | EA |  | TRUE |  | P | PPD | 100
133306 | 1 | 1 | States | Champlin | Taylor Barrett | TRUE | 2026-05-15T00:00:00 | 2026-08-26T00:00:00 | 2026-08-26T00:00:00 | 4 | 0 | 4 | 6195.82 | 24783.28 | 55316-3157 | USA | N30 | 214 | SCHWEITZER ENGINEERING LABORATORIES | 99163 | 24880PCX1181BF23X | Time Distribution Protocols: IRIG-B, NTP Mounting: Horizontal Panel Mount Power Supply A: 24/48 Vdc Power Supply B: None Ethernet Port (ETH 1, ETH 2): 2 10/100BASE-T Ethernet Port (ETH 3, ETH 4): 2 10/100BASE-T Holdover: OCXO Frequency Outputs: 1 Square Wave and 5 10MHz Sine Wave Antenna: Complete 75ft LMR-400 GPS/GLONASS Installation Kit Includes: (1) GPS/GLONASS Antenna (9524B) (1) 50' Low-Loss LMR-400-FR Cable (C961C-050) (1) 25' Low-Loss LMR-400-FR Cable (C961C-025) (1) Gas Tube Coax Surge Protector and Mounting Kit (915900139) (1) Antenna Pipe-Mounting Kit (915900043) Conformal Coat: No | PUR | Time Distribution Protocols: IRIG-B, NTP Mounting: Horizontal Panel Mount Power Supply A: 24/48 Vdc Power Supply B: None Ethernet Port (ETH 1, ETH 2): 2 10/100BASE-T Ethernet Port (ETH 3, ETH 4): 2 10/100BASE-T Holdover: OCXO Frequency Outputs: 1 Square Wave and 5 10MHz Sine Wave Antenna: Complete 75ft LMR-400 GPS/GLONASS Installation Kit Includes: (1) GPS/GLONASS Antenna (9524B) (1) 50' Low-Loss LMR-400-FR Cable (C961C-050) (1) 25' Low-Loss LMR-400-FR Cable (C961C-025) (1) Gas Tube Coax Surge Protector and Mounting Kit (915900139) (1) Antenna Pipe-Mounting Kit (915900043) Conformal Coat: No | EA | EA |  | TRUE |  | P | PPD | 100
134314 | 6 | 1 | States | Dayton | Taylor Barrett | TRUE | 2026-06-23T00:00:00 | 2026-10-19T00:00:00 |  | 7 | 0 | 7 | 50.65 | 354.55 | 55369-6417 | USA | N30 | 214 | SCHWEITZER ENGINEERING LABORATORIES | 99163 | C605A#486N | SEL-C605A Serial Cable for SEL-3300/3500/3600 Series (RS-232, DB9 M/Tin Wires, IRIG-B) 15' | PUR | SEL-C605A Serial Cable for SEL-3300/3500/3600 Series (RS-232, DB9 M/Tin Wires, IRIG-B) 15' | EA | EA |  | FALSE |  | P | PPD | DAYTON
134314 | 5 | 1 | States | Dayton | Taylor Barrett | TRUE | 2026-06-23T00:00:00 | 2026-10-19T00:00:00 |  | 8 | 0 | 8 | 73.65 | 589.2 | 55369-6417 | USA | N30 | 214 | SCHWEITZER ENGINEERING LABORATORIES | 99163 | C605A#26F2 | SEL-C605A Serial Cable for SEL-3300/3500/3600 Series (RS-232, DB9 M/Tin Wires, IRIG-B) 65' | PUR | SEL-C605A Serial Cable for SEL-3300/3500/3600 Series (RS-232, DB9 M/Tin Wires, IRIG-B) 65' | EA | EA |  | FALSE |  | P | PPD | DAYTON
134314 | 4 | 1 | States | Dayton | Taylor Barrett | TRUE | 2026-06-23T00:00:00 | 2026-10-26T00:00:00 |  | 4 | 0 | 4 | 4882.33 | 19529.32 | 55369-6417 | USA | N30 | 214 | SCHWEITZER ENGINEERING LABORATORIES | 99163 | 787Z#M6ML | SEL-787Z High-Impedance Differential Relay and SEL-HZM High-Impedance Module Summary: Sales Item Number: 787Z#M6ML Part Number: 0787Z001A0XCA0X8506310110 Map Special Spec: None Selected Options: User Interface: English Slot A Power Supply Voltage: 110–250 Vdc (110–240 Vac) Slot A Digital Input Voltage: 125 Vdc/Vac Front Panel: 2x16 LCD With 8 Pushbuttons Slot B Ethernet (Port 1): Dual 10/100BASE-T Ethernet Slot B Rear Serial Port (Port 3): EIA-232 IEC 61850 Protocol: Yes DNP3 Protocol: Yes IEC 60870-5-103 Protocol: No EtherNet/IP Protocol: No Slot C: Empty Slot C Digital Input Voltage: NA Slot D: 4 DI / 4 DO Fast High Current Hybrid (Form A) Slot D Input Voltage: 125 Vdc/Vac Slot E: Empty Slot E Input Voltage: NA Slot Z: 3-Phase AC Voltage (300 Vac) Slot Z Current Inputs: 5 Amp Phase, 5 Amp Neutral SEL-HZM High-Impedance Module: Yes SEL-787Z when ordered With SEL-HZM will include 7.5 kJ / 850 V Energy Clamping MOV Resistor 2 kohm (required for use with SEL-787Z) 86 Bypass Relay: Yes Power Supply Voltage rating of bypass relay will [be the same as/match] Slot A power supply rating Mounting: Panel Mount SEL-HZM With Panel Mount Hardware, not Wired to SEL-787Z Conformal Coat: No | PUR | SEL-787Z High-Impedance Differential Relay and SEL-HZM High-Impedance Module Summary: Sales Item Number: 787Z#M6ML Part Number: 0787Z001A0XCA0X8506310110 Map Special Spec: None Selected Options: User Interface: English Slot A Power Supply Voltage: 110–250 Vdc (110–240 Vac) Slot A Digital Input Voltage: 125 Vdc/Vac Front Panel: 2x16 LCD With 8 Pushbuttons Slot B Ethernet (Port 1): Dual 10/100BASE-T Ethernet Slot B Rear Serial Port (Port 3): EIA-232 IEC 61850 Protocol: Yes DNP3 Protocol: Yes IEC 60870-5-103 Protocol: No EtherNet/IP Protocol: No Slot C: Empty Slot C Digital Input Voltage: NA Slot D: 4 DI / 4 DO Fast High Current Hybrid (Form A) Slot D Input Voltage: 125 Vdc/Vac Slot E: Empty Slot E Input Voltage: NA Slot Z: 3-Phase AC Voltage (300 Vac) Slot Z Current Inputs: 5 Amp Phase, 5 Amp Neutral SEL-HZM High-Impedance Module: Yes SEL-787Z when ordered With SEL-HZM will include 7.5 kJ / 850 V Energy Clamping MOV Resistor 2 kohm (required for use with SEL-787Z) 86 Bypass Relay: Yes Power Supply Voltage rating of bypass relay will [be the same as/match] Slot A power supply rating Mounting: Panel Mount SEL-HZM With Panel Mount Hardware, not Wired to SEL-787Z Conformal Coat: No | EA | EA |  | FALSE |  | P | PPD | DAYTON
134314 | 3 | 1 | States | Dayton | Taylor Barrett | TRUE | 2026-06-23T00:00:00 | 2026-10-26T00:00:00 |  | 44 | 0 | 44 | 4356.52 | 191686.88 | 55369-6417 | USA | N30 | 214 | SCHWEITZER ENGINEERING LABORATORIES | 99163 | 751#E1XH | SEL-751 Feeder Protection Relay Summary: Sales Item Number: 751#E1XH Part Number: 751001ACA2AL07LAF30 Map Special Spec: None Selected Options:Advanced Features: None User Interface: English Front Panel: 5-inch Color Touchscreen With 8 Pushbuttons Slot A Power Supply Voltage: 110-250 Vdc (110-240 Vac); 50/60 Hz Slot A Digital Input Voltage: 125 Vdc/Vac Slot B Ethernet (Port 1): Dual 10/100BASE-T Ethernet The protocols SNTP, IEEE 1588-2008 firmware-based PTP, PRP, and Modbus TCP are included. Slot B Multimode Fiber ST (Port 2): No Slot B Rear Serial Port (Port 3): EIA-232 IEC 61850 Protocol: Yes DNP3 Protocol: Yes IEC 60870-5-103 Protocol: No EtherNet/IP Protocol: No Slot C: 4 DI / 4 DO Fast High Current Hybrid (Form A) Slot C Digital Input Voltage: 125 Vdc/Vac Slot D: 8 DO Electromechanical (Form A) Slot D Digital Input Voltage: NA Slot E: LEA Vsync (8Vac) / Vbat (300 Vdc) / 4 Arc-Flash Detection Inputs For Arc-Flash Detection Point Sensors, Bare-Fiber Sensors, or Cable Accessories, see SEL-C804 Multimode Fiber-Optic Arc-Flash Detection (AFD) Sensors and C814 Arc-Flash Detection (AFD) Fiber Cables and Accessories. In order to achieve the 2-5 ms operate times for Arc-Flash Protection a 4 DI/4 DO Fast High Current Hybrid Card is required. 4 ACI / 3 AVI card required in Slot Z. Slot E Digital Input Voltage: NA Slot Z Voltage Inputs: 3-Phase LEA Voltage Sensor (RJ45 inputs) Slot Z Current Inputs: Rogowski Coil or Low Power Current Transformer (RJ45 inputs), 200 mA Neutral (Terminal Block) Conformal Coat: No DMA Bundle: No | PUR | SEL-751 Feeder Protection Relay Summary: Sales Item Number: 751#E1XH Part Number: 751001ACA2AL07LAF30 Map Special Spec: None Selected Options:Advanced Features: None User Interface: English Front Panel: 5-inch Color Touchscreen With 8 Pushbuttons Slot A Power Supply Voltage: 110-250 Vdc (110-240 Vac); 50/60 Hz Slot A Digital Input Voltage: 125 Vdc/Vac Slot B Ethernet (Port 1): Dual 10/100BASE-T Ethernet The protocols SNTP, IEEE 1588-2008 firmware-based PTP, PRP, and Modbus TCP are included. Slot B Multimode Fiber ST (Port 2): No Slot B Rear Serial Port (Port 3): EIA-232 IEC 61850 Protocol: Yes DNP3 Protocol: Yes IEC 60870-5-103 Protocol: No EtherNet/IP Protocol: No Slot C: 4 DI / 4 DO Fast High Current Hybrid (Form A) Slot C Digital Input Voltage: 125 Vdc/Vac Slot D: 8 DO Electromechanical (Form A) Slot D Digital Input Voltage: NA Slot E: LEA Vsync (8Vac) / Vbat (300 Vdc) / 4 Arc-Flash Detection Inputs For Arc-Flash Detection Point Sensors, Bare-Fiber Sensors, or Cable Accessories, see SEL-C804 Multimode Fiber-Optic Arc-Flash Detection (AFD) Sensors and C814 Arc-Flash Detection (AFD) Fiber Cables and Accessories. In order to achieve the 2-5 ms operate times for Arc-Flash Protection a 4 DI/4 DO Fast High Current Hybrid Card is required. 4 ACI / 3 AVI card required in Slot Z. Slot E Digital Input Voltage: NA Slot Z Voltage Inputs: 3-Phase LEA Voltage Sensor (RJ45 inputs) Slot Z Current Inputs: Rogowski Coil or Low Power Current Transformer (RJ45 inputs), 200 mA Neutral (Terminal Block) Conformal Coat: No DMA Bundle: No | EA | EA |  | FALSE |  | P | PPD | DAYTON
134314 | 2 | 1 | States | Dayton | Taylor Barrett | TRUE | 2026-06-23T00:00:00 | 2026-10-26T00:00:00 |  | 8 | 0 | 8 | 5834.87 | 46678.96 | 55369-6417 | USA | N30 | 214 | SCHWEITZER ENGINEERING LABORATORIES | 99163 | 735#A33D | SEL-735 Power Quality and Revenue Meter Summary: Sales Item Number: 735#A33D Part Number: 0735LX20944CXXXXXX16301EX Map Special Spec: None Selected Options Display:0.000000002.00000000EAFalse150TrueFalse0.00000FalseFalseFalse0000000False00000000000FalseFalseFalseFalseFalse00.000000000.0000000000.00000000FalseFalseFalseFalseFalseFalseFalse0FalseFalse 01.00000000Schweitzer751#C709SEL-751 Feeder Protection Relay Summary: Sales Item Number: 751#C709 Part Number: 751001ACA2AL07LA6F0 Map Special Spec: None Selected Options: Advanced Features: None User Interface: English Front Panel: 5-inch Color Touchscreen With 8 Pushbuttons Slot A Power Supply Voltage: 110-250 Vdc (110-240 Vac); 50/60 Hz Slot A Digital Input Voltage: 125 Vdc/Vac Slot B Ethernet (Port 1): Dual 10/100BASE-T Ethernet The protocols SNTP, IEEE 1588-2008 firmware-based PTP, PRP, and Modbus TCP are included. Slot B Multimode Fiber ST (Port 2): Yes Slot B Rear Serial Port (Port 3): EIA-232 IEC 61850 Protocol: Yes DNP3 Protocol: Yes IEC 60870-5-103 Protocol: Yes EtherNet/IP Protocol: Yes Slot C: 4 DI / 4 DO Fast High Current Hybrid (Form A) Slot C Digital Input Voltage: 125 Vdc/Vac Slot D: 8 DO Electromechanical (Form A) Slot D Digital Input Voltage: NA Slot E: LEA Vsync (8Vac) / Vbat (300 Vdc) / 4 Arc-Flash Detection Inputs For Arc-Flash Detection Point Sensors, Bare-Fiber Sensors, or Cable Accessories, see SEL-C804 Multimode Fiber-Optic Arc-Flash Detection (AFD) Sensors and C814 Arc-Flash Detection (AFD) Fiber Cables and Accessories. In order to achieve the 2-5 ms operate times for Arc-Flash Protection a 4 DI/4 DO Fast High Current Hybrid Card is required. 4 ACI / 3 AVI card required in Slot Z. Slot E Digital Input Voltage: NA Slot Z Voltage Inputs: 3-Phase LEA Voltage Sensor (RJ45 inputs) Slot Z Current Inputs | PUR | SEL-735 Power Quality and Revenue Meter Summary: Sales Item Number: 735#A33D Part Number: 0735LX20944CXXXXXX16301EX Map Special Spec: None Selected Options Display:0.000000002.00000000EAFalse150TrueFalse0.00000FalseFalseFalse0000000False00000000000FalseFalseFalseFalseFalse00.000000000.0000000000.00000000FalseFalseFalseFalseFalseFalseFalse0FalseFalse 01.00000000Schweitzer751#C709SEL-751 Feeder Protection Relay Summary: Sales Item Number: 751#C709 Part Number: 751001ACA2AL07LA6F0 Map Special Spec: None Selected Options: Advanced Features: None User Interface: English Front Panel: 5-inch Color Touchscreen With 8 Pushbuttons Slot A Power Supply Voltage: 110-250 Vdc (110-240 Vac); 50/60 Hz Slot A Digital Input Voltage: 125 Vdc/Vac Slot B Ethernet (Port 1): Dual 10/100BASE-T Ethernet The protocols SNTP, IEEE 1588-2008 firmware-based PTP, PRP, and Modbus TCP are included. Slot B Multimode Fiber ST (Port 2): Yes Slot B Rear Serial Port (Port 3): EIA-232 IEC 61850 Protocol: Yes DNP3 Protocol: Yes IEC 60870-5-103 Protocol: Yes EtherNet/IP Protocol: Yes Slot C: 4 DI / 4 DO Fast High Current Hybrid (Form A) Slot C Digital Input Voltage: 125 Vdc/Vac Slot D: 8 DO Electromechanical (Form A) Slot D Digital Input Voltage: NA Slot E: LEA Vsync (8Vac) / Vbat (300 Vdc) / 4 Arc-Flash Detection Inputs For Arc-Flash Detection Point Sensors, Bare-Fiber Sensors, or Cable Accessories, see SEL-C804 Multimode Fiber-Optic Arc-Flash Detection (AFD) Sensors and C814 Arc-Flash Detection (AFD) Fiber Cables and Accessories. In order to achieve the 2-5 ms operate times for Arc-Flash Protection a 4 DI/4 DO Fast High Current Hybrid Card is required. 4 ACI / 3 AVI card required in Slot Z. Slot E Digital Input Voltage: NA Slot Z Voltage Inputs: 3-Phase LEA Voltage Sensor (RJ45 inputs) Slot Z Current Inputs | EA | EA |  | FALSE |  | P | PPD | DAYTON
134314 | 1 | 1 | States | Dayton | Taylor Barrett | TRUE | 2026-06-23T00:00:00 | 2026-10-26T00:00:00 |  | 4 | 0 | 4 | 13316.31 | 53265.24 | 55369-6417 | USA | N30 | 214 | SCHWEITZER ENGINEERING LABORATORIES | 99163 | 3350#7B22 | SEL-3350 Automation Controller Summary: Sales Item Number: 3350#7B22 Special Spec: None Selected Options: Processor: Intel Atom x5-E3940 Quad Core, 1.6 GHz , -40°C to +85°C RAM: 8 GB ECC RAM Operating System SEL Real-Time Automation Controller (RTAC) The SEL-RTAC product family provides complete and flexible system control with integrated security, seamless configuration, unified logic, and reliability. Client Access License: None Conformal Coat: None Chassis and Mounting: Horizontal 3U Panel Mount Power Supply A: 125-250 Vdc or 110-240 Vac Power Supply B: 125-250 Vdc or 110-240 Vac SSD Slot 1: SLC 128 GB Industrial Grade SSD SLC SSDs have a 10 year warranty SSD Slot 2: None For help selecting the best SSD options, refer to Application note AN2016-03. Expansion Slot 1: None Expansion Slot 2: Digital IO Expansion Board: 8 Outputs, 24 Inputs Rear Ethernet Port Configuration 2 RJ-45 10/100/1000 Mbps, 2 SFP Fiber Rear Ethernet Port 1 RJ45 Rear Ethernet Port 2:RJ45 Rear Ethernet Port 3: SFP 1000BASE-LX (1310 nm, Single-Mode, 10 km) Rear Ethernet Port 4: SFP 1000BASE-LX (1310 nm, Single-Mode, 10 km) Web Human Machine Interface (HMI): No Audit Utilities: No | PUR | SEL-3350 Automation Controller Summary: Sales Item Number: 3350#7B22 Special Spec: None Selected Options: Processor: Intel Atom x5-E3940 Quad Core, 1.6 GHz , -40°C to +85°C RAM: 8 GB ECC RAM Operating System SEL Real-Time Automation Controller (RTAC) The SEL-RTAC product family provides complete and flexible system control with integrated security, seamless configuration, unified logic, and reliability. Client Access License: None Conformal Coat: None Chassis and Mounting: Horizontal 3U Panel Mount Power Supply A: 125-250 Vdc or 110-240 Vac Power Supply B: 125-250 Vdc or 110-240 Vac SSD Slot 1: SLC 128 GB Industrial Grade SSD SLC SSDs have a 10 year warranty SSD Slot 2: None For help selecting the best SSD options, refer to Application note AN2016-03. Expansion Slot 1: None Expansion Slot 2: Digital IO Expansion Board: 8 Outputs, 24 Inputs Rear Ethernet Port Configuration 2 RJ-45 10/100/1000 Mbps, 2 SFP Fiber Rear Ethernet Port 1 RJ45 Rear Ethernet Port 2:RJ45 Rear Ethernet Port 3: SFP 1000BASE-LX (1310 nm, Single-Mode, 10 km) Rear Ethernet Port 4: SFP 1000BASE-LX (1310 nm, Single-Mode, 10 km) Web Human Machine Interface (HMI): No Audit Utilities: No | EA | EA |  | FALSE |  | P | PPD | DAYTON
134314 | 20 | 1 | States | Dayton | Taylor Barrett | TRUE | 2026-06-23T00:00:00 | 2026-10-19T00:00:00 |  | 7 | 0 | 7 | 42.93 | 300.51 | 55369-6417 | USA | N30 | 214 | SCHWEITZER ENGINEERING LABORATORIES | 99163 | C962#HF7F | Coaxial Cable for IRIG-B Distribution, BNC with wireleads, 15 feet | PUR | Coaxial Cable for IRIG-B Distribution, BNC with wireleads, 15 feet | EA | EA |  | FALSE |  | P | PPD | DAYTON
134314 | 19 | 1 | States | Dayton | Taylor Barrett | TRUE | 2026-06-23T00:00:00 | 2026-10-19T00:00:00 |  | 7 | 0 | 7 | 88.53 | 619.71 | 55369-6417 | USA | N30 | 214 | SCHWEITZER ENGINEERING LABORATORIES | 99163 | C962#4N2J | Coaxial Cable for IRIG-B Distribution, BNC with wireleads, 75 feet | PUR | Coaxial Cable for IRIG-B Distribution, BNC with wireleads, 75 feet | EA | EA |  | FALSE |  | P | PPD | DAYTON
134314 | 18 | 1 | States | Dayton | Taylor Barrett | TRUE | 2026-06-23T00:00:00 | 2026-10-19T00:00:00 |  | 16 | 0 | 16 | 224.88 | 3598.08 | 55369-6417 | USA | N30 | 214 | SCHWEITZER ENGINEERING LABORATORIES | 99163 | C804#E038 | SEL-C804 Multimode Arc-Flash Detection Fiber-Optic Cable Summary Sales Item Number: C804#E038 Part Number: C80410V36XX Map Special Spec: None Selected Options: Sensor Type: Bare-Fiber Loop The distance to the bare-fiber loop sensor (A) can be up to 30 meters. The bare-fiber loop sensor distance (B) can be up to 50 meters. The total distance of A + B + A must be less than or equal to 70 meters. Length to Sensor A (meters): 10 Fiber Sensor Loop Length B (meters): 36 Fiber Sensor Splice Type: V-Pin | PUR | SEL-C804 Multimode Arc-Flash Detection Fiber-Optic Cable Summary Sales Item Number: C804#E038 Part Number: C80410V36XX Map Special Spec: None Selected Options: Sensor Type: Bare-Fiber Loop The distance to the bare-fiber loop sensor (A) can be up to 30 meters. The bare-fiber loop sensor distance (B) can be up to 50 meters. The total distance of A + B + A must be less than or equal to 70 meters. Length to Sensor A (meters): 10 Fiber Sensor Loop Length B (meters): 36 Fiber Sensor Splice Type: V-Pin | EA | EA |  | FALSE |  | P | PPD | DAYTON
134314 | 17 | 1 | States | Dayton | Taylor Barrett | TRUE | 2026-06-23T00:00:00 | 2026-10-19T00:00:00 |  | 148 | 0 | 148 | 95.2 | 14089.6 | 55369-6417 | USA | N30 | 214 | SCHWEITZER ENGINEERING LABORATORIES | 99163 | C804#0101 | SEL-C804 Multimode Fiber-Optic Arc-Flash Detection Point Sensor, 10 Meters Summary: Sales Item Number: C804#0101 Part Number: C80410XXXXX | PUR | SEL-C804 Multimode Fiber-Optic Arc-Flash Detection Point Sensor, 10 Meters Summary: Sales Item Number: C804#0101 Part Number: C80410XXXXX | EA | EA |  | FALSE |  | P | PPD | DAYTON
134314 | 16 | 1 | States | Dayton | Taylor Barrett | TRUE | 2026-06-23T00:00:00 | 2026-10-19T00:00:00 |  | 10 | 0 | 10 | 69.05 | 690.5 | 55369-6417 | USA | N30 | 214 | SCHWEITZER ENGINEERING LABORATORIES | 99163 | C605A#NNH7 | SEL-C605A Serial Cable for SEL-3300/3500/3600 Series (RS-232, DB9 M/Tin Wires, IRIG-B) 55' | PUR | SEL-C605A Serial Cable for SEL-3300/3500/3600 Series (RS-232, DB9 M/Tin Wires, IRIG-B) 55' | EA | EA |  | FALSE |  | P | PPD | DAYTON
134314 | 15 | 1 | States | Dayton | Taylor Barrett | TRUE | 2026-06-23T00:00:00 | 2026-10-19T00:00:00 |  | 7 | 0 | 7 | 52.95 | 370.65 | 55369-6417 | USA | N30 | 214 | SCHWEITZER ENGINEERING LABORATORIES | 99163 | C605A#NKCH | SEL-C605A Serial Cable for SEL-3300/3500/3600 Series (RS-232, DB9 M/Tin Wires, IRIG-B) 20' | PUR | SEL-C605A Serial Cable for SEL-3300/3500/3600 Series (RS-232, DB9 M/Tin Wires, IRIG-B) 20' | EA | EA |  | FALSE |  | P | PPD | DAYTON
134314 | 14 | 1 | States | Dayton | Taylor Barrett | TRUE | 2026-06-23T00:00:00 | 2026-10-19T00:00:00 |  | 14 | 0 | 14 | 64.45 | 902.3 | 55369-6417 | USA | N30 | 214 | SCHWEITZER ENGINEERING LABORATORIES | 99163 | C605A#NG99 | SEL-C605A Serial Cable for SEL-3300/3500/3600 Series (RS-232, DB9 M/Tin Wires, IRIG-B) 50' | PUR | SEL-C605A Serial Cable for SEL-3300/3500/3600 Series (RS-232, DB9 M/Tin Wires, IRIG-B) 50' | EA | EA |  | FALSE |  | P | PPD | DAYTON
134314 | 13 | 1 | States | Dayton | Taylor Barrett | TRUE | 2026-06-23T00:00:00 | 2026-10-19T00:00:00 |  | 7 | 0 | 7 | 57.55 | 402.85 | 55369-6417 | USA | N30 | 214 | SCHWEITZER ENGINEERING LABORATORIES | 99163 | C605A#JNN7 | SEL-C605A Serial Cable for SEL-3300/3500/3600 Series (RS-232, DB9 M/Tin Wires, IRIG-B) 30' | PUR | SEL-C605A Serial Cable for SEL-3300/3500/3600 Series (RS-232, DB9 M/Tin Wires, IRIG-B) 30' | EA | EA |  | FALSE |  | P | PPD | DAYTON
134314 | 12 | 1 | States | Dayton | Taylor Barrett | TRUE | 2026-06-23T00:00:00 | 2026-10-19T00:00:00 |  | 14 | 0 | 14 | 47.43 | 664.02 | 55369-6417 | USA | N30 | 214 | SCHWEITZER ENGINEERING LABORATORIES | 99163 | C605A#HC66 | SEL-C605A Serial Cable for SEL-3300/3500/3600 Series (RS-232, DB9 M/Tin Wires, IRIG-B) 8' | PUR | SEL-C605A Serial Cable for SEL-3300/3500/3600 Series (RS-232, DB9 M/Tin Wires, IRIG-B) 8' | EA | EA |  | FALSE |  | P | PPD | DAYTON
134314 | 11 | 1 | States | Dayton | Taylor Barrett | TRUE | 2026-06-23T00:00:00 | 2026-10-19T00:00:00 |  | 7 | 0 | 7 | 55.25 | 386.75 | 55369-6417 | USA | N30 | 214 | SCHWEITZER ENGINEERING LABORATORIES | 99163 | C605A#G7GD | SEL-C605A Serial Cable for SEL-3300/3500/3600 Series (RS-232, DB9 M/Tin Wires, IRIG-B) 25' | PUR | SEL-C605A Serial Cable for SEL-3300/3500/3600 Series (RS-232, DB9 M/Tin Wires, IRIG-B) 25' | EA | EA |  | FALSE |  | P | PPD | DAYTON
134314 | 10 | 1 | States | Dayton | Taylor Barrett | TRUE | 2026-06-23T00:00:00 | 2026-10-19T00:00:00 |  | 7 | 0 | 7 | 59.85 | 418.95 | 55369-6417 | USA | N30 | 214 | SCHWEITZER ENGINEERING LABORATORIES | 99163 | C605A#F22J | SEL-C605A Serial Cable for SEL-3300/3500/3600 Series (RS-232, DB9 M/Tin Wires, IRIG-B) 35' | PUR | SEL-C605A Serial Cable for SEL-3300/3500/3600 Series (RS-232, DB9 M/Tin Wires, IRIG-B) 35' | EA | EA |  | FALSE |  | P | PPD | DAYTON
134314 | 9 | 1 | States | Dayton | Taylor Barrett | TRUE | 2026-06-23T00:00:00 | 2026-10-19T00:00:00 |  | 14 | 0 | 14 | 71.35 | 998.9 | 55369-6417 | USA | N30 | 214 | SCHWEITZER ENGINEERING LABORATORIES | 99163 | C605A#DDNF | SEL-C605A Serial Cable for SEL-3300/3500/3600 Series (RS-232, DB9 M/Tin Wires, IRIG-B) 60' | PUR | SEL-C605A Serial Cable for SEL-3300/3500/3600 Series (RS-232, DB9 M/Tin Wires, IRIG-B) 60' | EA | EA |  | FALSE |  | P | PPD | DAYTON
134314 | 8 | 1 | States | Dayton | Taylor Barrett | TRUE | 2026-06-23T00:00:00 | 2026-10-19T00:00:00 |  | 14 | 0 | 14 | 48.35 | 676.9 | 55369-6417 | USA | N30 | 214 | SCHWEITZER ENGINEERING LABORATORIES | 99163 | C605A#D46D | SEL-C605A Serial Cable for SEL-3300/3500/3600 Series (RS-232, DB9 M/Tin Wires, IRIG-B) 10' | PUR | SEL-C605A Serial Cable for SEL-3300/3500/3600 Series (RS-232, DB9 M/Tin Wires, IRIG-B) 10' | EA | EA |  | FALSE |  | P | PPD | DAYTON
134314 | 7 | 1 | States | Dayton | Taylor Barrett | TRUE | 2026-06-23T00:00:00 | 2026-10-26T00:00:00 |  | 3 | 0 | 3 | 62.15 | 186.45 | 55369-6417 | USA | N30 | 214 | SCHWEITZER ENGINEERING LABORATORIES | 99163 | C605A#B6KH | SEL-C605A Serial Cable for SEL-3300/3500/3600 Series (RS-232, DB9 M/Tin Wires, IRIG-B) 40' | PUR | SEL-C605A Serial Cable for SEL-3300/3500/3600 Series (RS-232, DB9 M/Tin Wires, IRIG-B) 40' | EA | EA |  | FALSE |  | P | PPD | DAYTON
134798 | 1 | 1 | States | Champlin | Taylor Barrett | TRUE | 2026-07-15T00:00:00 | 2026-11-02T00:00:00 |  | 1 | 0 | 1 | 3723.74 | 3723.74 | 55316-3157 | USA | N30 | 214 | SCHWEITZER ENGINEERING LABORATORIES | 99163 | 735#1VT4 | SEL-735 Power Quality and Revenue Meter Summary: Sales Item Number: 735#1VT4 Part Number: 0735BX20944CXXXXXX16101XX Map Selected Options: Display: Monochromatic Front Port: EIA-232 Front Panel Orientation: Vertical Enclosure Type: None Power Quality and Recording: Advanced Meter Form: Form 9 Four-Wire Wye; 3 PTs, 3 CTs* Slot A Power Supply Voltage: 110-240 Vac 50/60 Hz, 110-250 Vdc Slot A Control Input Voltage: 125 Vdc/Vac Slot B Ethernet (Port 1): Single 10/100BASE-T Slot B Port 3 Serial Port (includes Port 2 EIA-232 Standard) Port 3 EIA-232 Slot C Communications: Empty Slot D I/O: Empty Slot D Control Input Voltage: Empty Slot Z Current Class: CL2/10/20, Optimized for Low-End Accuracy System Frequency: 60 Hz Communications Protocol: Standard Standard Includes: SEL ASCII, SEL LMD, SEL Fast Meter, SEL Compressed ASCII, MV-90 Translation, Modbus, RTU/TCP, Mirrored Bits Communications, Telnet, DNP3 Level 2 Outstation and LAN/WAN, and Synchrophasors Front Panel Labeling: ANSI Conformal Coat: No Software Bundle: None Custom Nameplate Text Standard Front Nameplate: Yes | PUR | SEL-735 Power Quality and Revenue Meter Summary: Sales Item Number: 735#1VT4 Part Number: 0735BX20944CXXXXXX16101XX Map Selected Options: Display: Monochromatic Front Port: EIA-232 Front Panel Orientation: Vertical Enclosure Type: None Power Quality and Recording: Advanced Meter Form: Form 9 Four-Wire Wye; 3 PTs, 3 CTs* Slot A Power Supply Voltage: 110-240 Vac 50/60 Hz, 110-250 Vdc Slot A Control Input Voltage: 125 Vdc/Vac Slot B Ethernet (Port 1): Single 10/100BASE-T Slot B Port 3 Serial Port (includes Port 2 EIA-232 Standard) Port 3 EIA-232 Slot C Communications: Empty Slot D I/O: Empty Slot D Control Input Voltage: Empty Slot Z Current Class: CL2/10/20, Optimized for Low-End Accuracy System Frequency: 60 Hz Communications Protocol: Standard Standard Includes: SEL ASCII, SEL LMD, SEL Fast Meter, SEL Compressed ASCII, MV-90 Translation, Modbus, RTU/TCP, Mirrored Bits Communications, Telnet, DNP3 Level 2 Outstation and LAN/WAN, and Synchrophasors Front Panel Labeling: ANSI Conformal Coat: No Software Bundle: None Custom Nameplate Text Standard Front Nameplate: Yes | EA | EA |  | FALSE |  | P | PPD | 100
132365 | 1 | 1 | States | Champlin | Taylor Barrett | TRUE | 2026-04-09T00:00:00 | 2026-09-29T00:00:00 | 2026-09-29T00:00:00 | 3 | 0 | 3 | 4608.94 | 13826.82 | 55316-3157 | USA | N30 | 214 | SCHWEITZER ENGINEERING LABORATORIES | 99163 | 735#97BL | "0735BX20921CXXXXXX16101XX SEL-735 Power Quality and Revenue Meter Display : Monochromatic Front Port : EIA-232 Front Panel Orientation : Vertical Enclosure Type : None Power Quality and Recording : Advanced Meter Form : Form 9 (Four-Wire Wye; 3 PTs, 3 CTs) Slot A Power Supply Voltage : 24-48 Vdc (Range: 19-58 Vdc) Slot A Control Input Voltage : 24 Vdc/Vac Slot B Ethernet (Port 1) : Single 10/100BASE-T Slot B Port 3 Serial Port (includes Port 2 EIA-232 Standard) : Port 3 EIA-232 Slot C Communications : Empty Slot D I/O : Empty Slot D Control Input Voltage : Empty Slot Z Current Class : CL2/10/20, Optimized for Low-End Accuracy System Frequency : 60 Hz Communications Protocol : Standard Front Panel Labeling : ANSI Conformal Coat : No Software Bundle : None Custom Nameplate Text : Not Applicable Standard Front Nameplate : Yes Custom Barcode Text (Leave Blank for SEL Specified Number) : Not Applicable" | PUR | "0735BX20921CXXXXXX16101XX SEL-735 Power Quality and Revenue Meter Display : Monochromatic Front Port : EIA-232 Front Panel Orientation : Vertical Enclosure Type : None Power Quality and Recording : Advanced Meter Form : Form 9 (Four-Wire Wye; 3 PTs, 3 CTs) Slot A Power Supply Voltage : 24-48 Vdc (Range: 19-58 Vdc) Slot A Control Input Voltage : 24 Vdc/Vac Slot B Ethernet (Port 1) : Single 10/100BASE-T Slot B Port 3 Serial Port (includes Port 2 EIA-232 Standard) : Port 3 EIA-232 Slot C Communications : Empty Slot D I/O : Empty Slot D Control Input Voltage : Empty Slot Z Current Class : CL2/10/20, Optimized for Low-End Accuracy System Frequency : 60 Hz Communications Protocol : Standard Front Panel Labeling : ANSI Conformal Coat : No Software Bundle : None Custom Nameplate Text : Not Applicable Standard Front Nameplate : Yes Custom Barcode Text (Leave Blank for SEL Specified Number) : Not Applicable" | EA | EA |  | TRUE |  | P | PPD | 100
134014 | 1 | 1 | States | Dayton | Taylor Barrett | TRUE | 2026-06-11T00:00:00 | 2026-08-03T00:00:00 | 2026-08-03T00:00:00 | 3 | 0 | 3 | 224.88 | 674.64 | 55369-6417 | USA | N30 | 214 | SCHWEITZER ENGINEERING LABORATORIES | 99163 | C804#E038 | SEL-C804 Multimode Arc-Flash Detection Fiber-Optic Cable Summary Sales Item Number: C804#E038 Part Number: C80410V36XX Map Special Spec: None Selected Options: Sensor Type: Bare-Fiber Loop The distance to the bare-fiber loop sensor (A) can be up to 30 meters. The bare-fiber loop sensor distance (B) can be up to 50 meters. The total distance of A + B + A must be less than or equal to 70 meters. Length to Sensor A (meters): 10 Fiber Sensor Loop Length B (meters): 36 Fiber Sensor Splice Type: V-Pin | PUR | SEL-C804 Multimode Arc-Flash Detection Fiber-Optic Cable Summary Sales Item Number: C804#E038 Part Number: C80410V36XX Map Special Spec: None Selected Options: Sensor Type: Bare-Fiber Loop The distance to the bare-fiber loop sensor (A) can be up to 30 meters. The bare-fiber loop sensor distance (B) can be up to 50 meters. The total distance of A + B + A must be less than or equal to 70 meters. Length to Sensor A (meters): 10 Fiber Sensor Loop Length B (meters): 36 Fiber Sensor Splice Type: V-Pin | EA | EA |  | TRUE |  | P | PPD | DAYTON
130048 | 1 | 1 | States | Champlin | Taylor Barrett | TRUE | 2025-11-25T00:00:00 | 2026-08-12T00:00:00 | 2026-01-15T00:00:00 | 1 | 0 | 1 | 6516.91 | 6516.91 | 55316 | USA | N30 | 214 | SCHWEITZER ENGINEERING LABORATORIES | 99163 | 0300G303325XX4XXX 300G#BJLG | FirmwareEA5/4/2026true370falsefalsefalse0001EA0EAfalsefalse1false 10735LX20944EXXXXXX16201DX Key Code: 735#FA4L | PUR | FirmwareEA5/4/2026true370falsefalsefalse0001EA0EAfalsefalse1false 10735LX20944EXXXXXX16201DX Key Code: 735#FA4L | EA | EA |  | TRUE |  | P | PPD | DAYTON
130048 | 3 | 1 | States | Champlin | Taylor Barrett | TRUE | 2025-11-25T00:00:00 | 2026-08-12T00:00:00 | 2026-01-15T00:00:00 | 1 | 0 | 1 | 6516.91 | 6516.91 | 55316 | USA | N30 | 214 | SCHWEITZER ENGINEERING LABORATORIES | 99163 | 0300G303325XX4XXX 300G#BJLG | FirmwareEA5/4/2026true370falsefalsefalse0001EA0EAfalsefalse1false 10735LX20944EXXXXXX16201DX Key Code: 735#FA4L | PUR | FirmwareEA5/4/2026true370falsefalsefalse0001EA0EAfalsefalse1false 10735LX20944EXXXXXX16201DX Key Code: 735#FA4L | EA | EA |  | TRUE |  | P | PPD | DAYTON
132229 | 1 | 1 | States | Dayton | Taylor Barrett | TRUE | 2026-04-03T00:00:00 | 2026-08-03T00:00:00 | 2026-08-03T00:00:00 | 1 | 0 | 1 | 1814.35 | 1814.35 | 55369-6417 | USA | N30 | 214 | SCHWEITZER ENGINEERING LABORATORIES | 99163 | 751#N7HB | Advanced Features Reclosing User Interface English Front Panel 2x16 LCD With 4 Pushbuttons Slot A Power Supply Voltage 110-250 Vdc (110-240 Vac); 50/60 Hz Slot A Digital Input Voltage 125 Vdc/Vac Slot B Ethernet (Port 1) Single 10/100BASE-T Ethernet The protocols SNTP, IEEE 1588-2008 firmware-based PTP and Modbus TCP are included. Slot B Multimode Fiber ST (Port 2) No Slot B Rear Serial Port (Port 3) EIA-232 IEC 61850 Protocol No DNP3 Protocol No IEC 60870-5-103 Protocol No EtherNet/IP Protocol No Slot C 4 DI / 4 DO Fast High Current Hybrid (Form A) Slot C Digital Input Voltage 125 Vdc/Vac Slot D Empty Slot D Digital Input Voltage NA Slot E Empty Slot E Digital Input Voltage NA Slot Z Voltage Inputs 3-Phase AC Voltage (300 Vac) Slot Z Current Inputs 5 Amp Phase, 5 Amp Neutral Conformal Coat No DMA Bundle No | PUR | Advanced Features Reclosing User Interface English Front Panel 2x16 LCD With 4 Pushbuttons Slot A Power Supply Voltage 110-250 Vdc (110-240 Vac); 50/60 Hz Slot A Digital Input Voltage 125 Vdc/Vac Slot B Ethernet (Port 1) Single 10/100BASE-T Ethernet The protocols SNTP, IEEE 1588-2008 firmware-based PTP and Modbus TCP are included. Slot B Multimode Fiber ST (Port 2) No Slot B Rear Serial Port (Port 3) EIA-232 IEC 61850 Protocol No DNP3 Protocol No IEC 60870-5-103 Protocol No EtherNet/IP Protocol No Slot C 4 DI / 4 DO Fast High Current Hybrid (Form A) Slot C Digital Input Voltage 125 Vdc/Vac Slot D Empty Slot D Digital Input Voltage NA Slot E Empty Slot E Digital Input Voltage NA Slot Z Voltage Inputs 3-Phase AC Voltage (300 Vac) Slot Z Current Inputs 5 Amp Phase, 5 Amp Neutral Conformal Coat No DMA Bundle No | EA | EA |  | TRUE |  | P | PPD | DAYTON
133828 | 1 | 1 | States | Champlin | Taylor Barrett | TRUE | 2026-06-03T00:00:00 | 2026-08-28T00:00:00 | 2026-08-28T00:00:00 | 4 | 0 | 4 | 6195.82 | 24783.28 | 55316-3157 | USA | N30 | 214 | SCHWEITZER ENGINEERING LABORATORIES | 99163 | 24880PCX1181BF23X | Time Distribution Protocols: IRIG-B, NTP Mounting: Horizontal Panel Mount Power Supply A: 24/48 Vdc Power Supply B: None Ethernet Port (ETH 1, ETH 2): 2 10/100BASE-T Ethernet Port (ETH 3, ETH 4): 2 10/100BASE-T Holdover: OCXO Frequency Outputs: 1 Square Wave and 5 10MHz Sine Wave Antenna: Complete 75ft LMR-400 GPS/GLONASS Installation Kit Includes: (1) GPS/GLONASS Antenna (9524B) (1) 50' Low-Loss LMR-400-FR Cable (C961C-050) (1) 25' Low-Loss LMR-400-FR Cable (C961C-025) (1) Gas Tube Coax Surge Protector and Mounting Kit (915900139) (1) Antenna Pipe-Mounting Kit (915900043) Conformal Coat: No | PUR | Time Distribution Protocols: IRIG-B, NTP Mounting: Horizontal Panel Mount Power Supply A: 24/48 Vdc Power Supply B: None Ethernet Port (ETH 1, ETH 2): 2 10/100BASE-T Ethernet Port (ETH 3, ETH 4): 2 10/100BASE-T Holdover: OCXO Frequency Outputs: 1 Square Wave and 5 10MHz Sine Wave Antenna: Complete 75ft LMR-400 GPS/GLONASS Installation Kit Includes: (1) GPS/GLONASS Antenna (9524B) (1) 50' Low-Loss LMR-400-FR Cable (C961C-050) (1) 25' Low-Loss LMR-400-FR Cable (C961C-025) (1) Gas Tube Coax Surge Protector and Mounting Kit (915900139) (1) Antenna Pipe-Mounting Kit (915900043) Conformal Coat: No | EA | EA |  | TRUE |  | P | PPD | 100
134416 | 1 | 1 | States | Champlin | Taylor Barrett | TRUE | 2026-06-29T00:00:00 | 2026-11-12T00:00:00 | 2026-11-12T00:00:00 | 1 | 0 | 1 | 6305.11 | 6305.11 | 55316-3157 | USA | N30 | 214 | SCHWEITZER ENGINEERING LABORATORIES | 99163 | 0700GT2BBBCB7585A300 | 700GT+, INTERTIE AND GENERATOR PROTECTION PLUS AUTO SYNCHRONIZER, 5-INCH COLOR TOUCHSCREEN WITH 8 PUSHBUTTONS SLOT A: 24-48VDC SUPPLY POWER, 24VDC/VAC INPUTS SLOT B: SINGLE 10/100BASE-T ETHERNET, EIA-485 SLOT C: 3DI/4DO ELECTROMECHANICAL FORM A 24VDC/VAC INPUTS, 1AO (4-20mA RANGE) SLOT D: 4DI/4DO FAST HIGH CURRENT HYBRID FORM A 24VDC/VAC SLOT E: 3-PHASE 5A AC CURRENT INPUT,3-PHASE AC VOLTAGE (300VAC) INPUT, VSYNC INPUT SLOT Z: 3-PHASE 5A AC CURRENT INPUT, NEUTRAL 5A AC CURRENT INPUT, 3-PHASE AC VOLTAGE (300VAC) INPUT | PUR | 700GT+, INTERTIE AND GENERATOR PROTECTION PLUS AUTO SYNCHRONIZER, 5-INCH COLOR TOUCHSCREEN WITH 8 PUSHBUTTONS SLOT A: 24-48VDC SUPPLY POWER, 24VDC/VAC INPUTS SLOT B: SINGLE 10/100BASE-T ETHERNET, EIA-485 SLOT C: 3DI/4DO ELECTROMECHANICAL FORM A 24VDC/VAC INPUTS, 1AO (4-20mA RANGE) SLOT D: 4DI/4DO FAST HIGH CURRENT HYBRID FORM A 24VDC/VAC SLOT E: 3-PHASE 5A AC CURRENT INPUT,3-PHASE AC VOLTAGE (300VAC) INPUT, VSYNC INPUT SLOT Z: 3-PHASE 5A AC CURRENT INPUT, NEUTRAL 5A AC CURRENT INPUT, 3-PHASE AC VOLTAGE (300VAC) INPUT | EA | EA |  | TRUE |  | P | PPD
134150 | 1 | 1 | States | Dayton | Taylor Barrett | TRUE | 2026-06-16T00:00:00 | 2026-09-01T00:00:00 | 2026-09-01T00:00:00 | 20 | 0 | 20 | 218 | 17440 | 55369-6417 | USA | N30 | 214 | SCHWEITZER ENGINEERING LABORATORIES | 99163 | 8130-01 | SFP Transceiver 8130-01 (1000BASE-LX 1310 nm, Single-Mode, 10 km) | PUR | SFP Transceiver 8130-01 (1000BASE-LX 1310 nm, Single-Mode, 10 km) | EA | EA |  | TRUE |  | P | PPD | DAYTON
134150 | 1 | 2 | States | Dayton | Taylor Barrett | TRUE | 2026-06-16T00:00:00 | 2026-09-28T00:00:00 | 2026-09-28T00:00:00 | 30 | 0 | 30 | 218 | 17440 | 55369-6417 | USA | N30 | 214 | SCHWEITZER ENGINEERING LABORATORIES | 99163 | 8130-01 | SFP Transceiver 8130-01 (1000BASE-LX 1310 nm, Single-Mode, 10 km) | PUR | SFP Transceiver 8130-01 (1000BASE-LX 1310 nm, Single-Mode, 10 km) | EA | EA |  | TRUE |  | P | PPD | DAYTON
134150 | 1 | 3 | States | Dayton | Taylor Barrett | TRUE | 2026-06-16T00:00:00 | 2026-10-26T00:00:00 | 2026-10-26T00:00:00 | 30 | 0 | 30 | 218 | 17440 | 55369-6417 | USA | N30 | 214 | SCHWEITZER ENGINEERING LABORATORIES | 99163 | 8130-01 | SFP Transceiver 8130-01 (1000BASE-LX 1310 nm, Single-Mode, 10 km) | PUR | SFP Transceiver 8130-01 (1000BASE-LX 1310 nm, Single-Mode, 10 km) | EA | EA |  | TRUE |  | P | PPD | DAYTON
134150 | 2 | 1 | States | Dayton | Taylor Barrett | TRUE | 2026-06-16T00:00:00 | 2026-09-01T00:00:00 | 2026-09-01T00:00:00 | 58 | 0 | 58 | 100 | 23200 | 55369-6417 | USA | N30 | 214 | SCHWEITZER ENGINEERING LABORATORIES | 99163 | 8109-01 | SFP Transceiver 8109-01 (100BASE-FX, Dual-Fiber, 1310 nm, Multimode, LC Connector, 2 km) | PUR | SFP Transceiver 8109-01 (100BASE-FX, Dual-Fiber, 1310 nm, Multimode, LC Connector, 2 km) | EA | EA |  | TRUE |  | P | PPD | DAYTON
134150 | 2 | 2 | States | Dayton | Taylor Barrett | TRUE | 2026-06-16T00:00:00 | 2026-09-28T00:00:00 | 2026-09-28T00:00:00 | 87 | 0 | 87 | 100 | 23200 | 55369-6417 | USA | N30 | 214 | SCHWEITZER ENGINEERING LABORATORIES | 99163 | 8109-01 | SFP Transceiver 8109-01 (100BASE-FX, Dual-Fiber, 1310 nm, Multimode, LC Connector, 2 km) | PUR | SFP Transceiver 8109-01 (100BASE-FX, Dual-Fiber, 1310 nm, Multimode, LC Connector, 2 km) | EA | EA |  | TRUE |  | P | PPD | DAYTON
134150 | 2 | 3 | States | Dayton | Taylor Barrett | TRUE | 2026-06-16T00:00:00 | 2026-10-26T00:00:00 | 2026-10-26T00:00:00 | 87 | 0 | 87 | 100 | 23200 | 55369-6417 | USA | N30 | 214 | SCHWEITZER ENGINEERING LABORATORIES | 99163 | 8109-01 | SFP Transceiver 8109-01 (100BASE-FX, Dual-Fiber, 1310 nm, Multimode, LC Connector, 2 km) | PUR | SFP Transceiver 8109-01 (100BASE-FX, Dual-Fiber, 1310 nm, Multimode, LC Connector, 2 km) | EA | EA |  | TRUE |  | P | PPD | DAYTON
134304 | 2 | 1 | States | Dayton | Taylor Barrett | TRUE | 2026-06-23T00:00:00 | 2026-07-27T00:00:00 |  | 2 | 0 | 2 | 525 | 1050 | 55369-6417 | USA | N30 | 214 | SCHWEITZER ENGINEERING LABORATORIES | 99163 | C961C#55KL | SEL-C961C Coaxial Cable (GPS, LMR-400-FR, TNC M/TNC M) | MEC | SEL-C961C Coaxial Cable (GPS, LMR-400-FR, TNC M/TNC M) | EA | EA |  | FALSE |  | P | ALL | DAYTON
132411 | 2 | 1 | States | Dayton | Taylor Barrett | TRUE | 2026-04-10T00:00:00 | 2026-07-15T00:00:00 | 2026-07-15T00:00:00 | 1 | 0 | 1 | 2989.29 | 2989.29 | 55369-6417 | USA | N30 | 214 | SCHWEITZER ENGINEERING LABORATORIES | 99163 | 2730M#482J | SEL Ethernet Switch | PUR | Spare SEL Ethernet Switch | EA | EA |  | TRUE |  | P | PPD | DAYTON
132411 | 4 | 1 | States | Dayton | Taylor Barrett | TRUE | 2026-04-10T00:00:00 | 2026-08-07T00:00:00 | 2026-08-07T00:00:00 | 1 | 0 | 1 | 4148.05 | 4148.05 | 55369-6417 | USA | N30 | 214 | SCHWEITZER ENGINEERING LABORATORIES | 99163 | 735#0V9Y | SEL-735 Power Quality and Revenue Meter Summary: Sales Item Number: 735#0V9Y Part Number: 0735LX10944CXXXXXX16201XX Special Spec: None Selected Options: Display: Color Touchscreen The color touchscreen display is available only in vertical orientation. Front Port: USB-C Front Panel Orientation: Vertical Enclosure Type: None Power Quality and Recording: Intermediate Meter Form: Form 9 Four-Wire Wye; 3 PTs, 3 CTs* Slot A Power Supply Voltage: 110-240 Vac 50/60 Hz, 110-250 Vdc Slot A Control Input Voltage: 125 Vdc/Vac Slot B Ethernet (Port 1): Single 10/100BASE-T Slot B Port 3 Serial Port (includes Port 2 EIA-232 Standard) Port 3 EIA-232 Slot C Communications: Empty Slot D I/O: Empty Slot D Control Input Voltage: Empty Slot Z Current Class: CL2/10/20, Optimized for Low-End Accuracy System Frequency: 60 Hz Communications Protocol: Standard Plus IEC 61850 With GOOSE and MMS Front Panel Labeling: ANSI Conformal Coat:No Software Bundle: None Custom Nameplate Text Standard Front Nameplat | PUR | Spare SEL 735 Meter | EA | EA |  | TRUE |  | P | PPD | DAYTON
134116 | 1 | 1 | States | Champlin | Taylor Barrett | TRUE | 2026-06-15T00:00:00 | 2026-12-07T00:00:00 | 2026-12-07T00:00:00 | 1 | 0 | 1 | 6195.82 | 6195.82 | 55316-3157 | USA | N30 | 214 | SCHWEITZER ENGINEERING LABORATORIES | 99163 | 24880PCX1181BF23X | Time Distribution Protocols: IRIG-B, NTP Mounting: Horizontal Panel Mount Power Supply A: 24/48 Vdc Power Supply B: None Ethernet Port (ETH 1, ETH 2): 2 10/100BASE-T Ethernet Port (ETH 3, ETH 4): 2 10/100BASE-T Holdover: OCXO Frequency Outputs: 1 Square Wave and 5 10MHz Sine Wave Antenna: Complete 75ft LMR-400 GPS/GLONASS Installation Kit Includes: (1) GPS/GLONASS Antenna (9524B) (1) 50' Low-Loss LMR-400-FR Cable (C961C-050) (1) 25' Low-Loss LMR-400-FR Cable (C961C-025) (1) Gas Tube Coax Surge Protector and Mounting Kit (915900139) (1) Antenna Pipe-Mounting Kit (915900043) Conformal Coat: No | PUR | Time Distribution Protocols: IRIG-B, NTP Mounting: Horizontal Panel Mount Power Supply A: 24/48 Vdc Power Supply B: None Ethernet Port (ETH 1, ETH 2): 2 10/100BASE-T Ethernet Port (ETH 3, ETH 4): 2 10/100BASE-T Holdover: OCXO Frequency Outputs: 1 Square Wave and 5 10MHz Sine Wave Antenna: Complete 75ft LMR-400 GPS/GLONASS Installation Kit Includes: (1) GPS/GLONASS Antenna (9524B) (1) 50' Low-Loss LMR-400-FR Cable (C961C-050) (1) 25' Low-Loss LMR-400-FR Cable (C961C-025) (1) Gas Tube Coax Surge Protector and Mounting Kit (915900139) (1) Antenna Pipe-Mounting Kit (915900043) Conformal Coat: No | EA | EA |  | TRUE |  | P | PPD | 100
134756 | 1 | 1 | States | Dayton | Taylor Barrett | TRUE | 2026-07-14T00:00:00 | 2027-01-06T00:00:00 | 2027-01-06T00:00:00 | 1 | 0 | 1 | 2816.02 | 95744.68 | 55369-6417 | USA | N30 | 214 | SCHWEITZER ENGINEERING LABORATORIES | 99163 | 751#W8X6 | SEL-751 Feeder Protection Relay Summary: Sales Item Number: 751#W8X6 Part Number: 751002CCC0X0XL5BF10 Special Spec: None Selected Options: Advanced Features: None User Interface: English Front Panel: 5-inch Color Touchscreen With 4 Pushbuttons Slot A Power Supply Voltage: 24-48 Vdc Slot A Digital Input Voltage: 48 Vdc/Vac Slot B Ethernet (Port 1): Dual 10/100BASE-T Ethernet The protocols SNTP, IEEE 1588-2008 firmware-based PTP, PRP, and Modbus TCP are included. Slot B Multimode Fiber ST (Port 2):No Slot B Rear Serial Port (Port 3): EIA-232 IEC 61850 Protocol: Yes DNP3 Protocol: No IEC 60870-5-103 Protocol: No EtherNet/IP Protocol: No Slot C: 4 DI / 4 DO Fast High Current Hybrid (Form A) Slot C Digital Input Voltage: 48 Vdc/Vac Slot D: Empty Slot D Digital Input Voltage: NA Slot E: Empty Slot E Digital Input Voltage: NA Slot Z Voltage Inputs: 3-Phase LEA AC Voltage (8 Vac) Slot Z Current Inputs: 5 Amp Phase, 5 Amp Neutral Conformal Coat: No DMA Bundle: No | PUR | SEL-751 Feeder Protection Relay Summary: Sales Item Number: 751#W8X6 Part Number: 751002CCC0X0XL5BF10 Special Spec: None Selected Options: Advanced Features: None User Interface: English Front Panel: 5-inch Color Touchscreen With 4 Pushbuttons Slot A Power Supply Voltage: 24-48 Vdc Slot A Digital Input Voltage: 48 Vdc/Vac Slot B Ethernet (Port 1): Dual 10/100BASE-T Ethernet The protocols SNTP, IEEE 1588-2008 firmware-based PTP, PRP, and Modbus TCP are included. Slot B Multimode Fiber ST (Port 2):No Slot B Rear Serial Port (Port 3): EIA-232 IEC 61850 Protocol: Yes DNP3 Protocol: No IEC 60870-5-103 Protocol: No EtherNet/IP Protocol: No Slot C: 4 DI / 4 DO Fast High Current Hybrid (Form A) Slot C Digital Input Voltage: 48 Vdc/Vac Slot D: Empty Slot D Digital Input Voltage: NA Slot E: Empty Slot E Digital Input Voltage: NA Slot Z Voltage Inputs: 3-Phase LEA AC Voltage (8 Vac) Slot Z Current Inputs: 5 Amp Phase, 5 Amp Neutral Conformal Coat: No DMA Bundle: No | EA | EA |  | TRUE |  | P | PPD | DAYTON
134756 | 1 | 2 | States | Dayton | Taylor Barrett | TRUE | 2026-07-14T00:00:00 | 2027-01-06T00:00:00 | 2027-01-06T00:00:00 | 2 | 0 | 2 | 2816.02 | 95744.68 | 55369-6417 | USA | N30 | 214 | SCHWEITZER ENGINEERING LABORATORIES | 99163 | 751#W8X6 | SEL-751 Feeder Protection Relay Summary: Sales Item Number: 751#W8X6 Part Number: 751002CCC0X0XL5BF10 Special Spec: None Selected Options: Advanced Features: None User Interface: English Front Panel: 5-inch Color Touchscreen With 4 Pushbuttons Slot A Power Supply Voltage: 24-48 Vdc Slot A Digital Input Voltage: 48 Vdc/Vac Slot B Ethernet (Port 1): Dual 10/100BASE-T Ethernet The protocols SNTP, IEEE 1588-2008 firmware-based PTP, PRP, and Modbus TCP are included. Slot B Multimode Fiber ST (Port 2):No Slot B Rear Serial Port (Port 3): EIA-232 IEC 61850 Protocol: Yes DNP3 Protocol: No IEC 60870-5-103 Protocol: No EtherNet/IP Protocol: No Slot C: 4 DI / 4 DO Fast High Current Hybrid (Form A) Slot C Digital Input Voltage: 48 Vdc/Vac Slot D: Empty Slot D Digital Input Voltage: NA Slot E: Empty Slot E Digital Input Voltage: NA Slot Z Voltage Inputs: 3-Phase LEA AC Voltage (8 Vac) Slot Z Current Inputs: 5 Amp Phase, 5 Amp Neutral Conformal Coat: No DMA Bundle: No | PUR | SEL-751 Feeder Protection Relay Summary: Sales Item Number: 751#W8X6 Part Number: 751002CCC0X0XL5BF10 Special Spec: None Selected Options: Advanced Features: None User Interface: English Front Panel: 5-inch Color Touchscreen With 4 Pushbuttons Slot A Power Supply Voltage: 24-48 Vdc Slot A Digital Input Voltage: 48 Vdc/Vac Slot B Ethernet (Port 1): Dual 10/100BASE-T Ethernet The protocols SNTP, IEEE 1588-2008 firmware-based PTP, PRP, and Modbus TCP are included. Slot B Multimode Fiber ST (Port 2):No Slot B Rear Serial Port (Port 3): EIA-232 IEC 61850 Protocol: Yes DNP3 Protocol: No IEC 60870-5-103 Protocol: No EtherNet/IP Protocol: No Slot C: 4 DI / 4 DO Fast High Current Hybrid (Form A) Slot C Digital Input Voltage: 48 Vdc/Vac Slot D: Empty Slot D Digital Input Voltage: NA Slot E: Empty Slot E Digital Input Voltage: NA Slot Z Voltage Inputs: 3-Phase LEA AC Voltage (8 Vac) Slot Z Current Inputs: 5 Amp Phase, 5 Amp Neutral Conformal Coat: No DMA Bundle: No | EA | EA |  | TRUE |  | P | PPD | DAYTON
134756 | 1 | 3 | States | Dayton | Taylor Barrett | TRUE | 2026-07-14T00:00:00 | 2027-01-06T00:00:00 | 2027-01-06T00:00:00 | 4 | 0 | 4 | 2816.02 | 95744.68 | 55369-6417 | USA | N30 | 214 | SCHWEITZER ENGINEERING LABORATORIES | 99163 | 751#W8X6 | SEL-751 Feeder Protection Relay Summary: Sales Item Number: 751#W8X6 Part Number: 751002CCC0X0XL5BF10 Special Spec: None Selected Options: Advanced Features: None User Interface: English Front Panel: 5-inch Color Touchscreen With 4 Pushbuttons Slot A Power Supply Voltage: 24-48 Vdc Slot A Digital Input Voltage: 48 Vdc/Vac Slot B Ethernet (Port 1): Dual 10/100BASE-T Ethernet The protocols SNTP, IEEE 1588-2008 firmware-based PTP, PRP, and Modbus TCP are included. Slot B Multimode Fiber ST (Port 2):No Slot B Rear Serial Port (Port 3): EIA-232 IEC 61850 Protocol: Yes DNP3 Protocol: No IEC 60870-5-103 Protocol: No EtherNet/IP Protocol: No Slot C: 4 DI / 4 DO Fast High Current Hybrid (Form A) Slot C Digital Input Voltage: 48 Vdc/Vac Slot D: Empty Slot D Digital Input Voltage: NA Slot E: Empty Slot E Digital Input Voltage: NA Slot Z Voltage Inputs: 3-Phase LEA AC Voltage (8 Vac) Slot Z Current Inputs: 5 Amp Phase, 5 Amp Neutral Conformal Coat: No DMA Bundle: No | PUR | SEL-751 Feeder Protection Relay Summary: Sales Item Number: 751#W8X6 Part Number: 751002CCC0X0XL5BF10 Special Spec: None Selected Options: Advanced Features: None User Interface: English Front Panel: 5-inch Color Touchscreen With 4 Pushbuttons Slot A Power Supply Voltage: 24-48 Vdc Slot A Digital Input Voltage: 48 Vdc/Vac Slot B Ethernet (Port 1): Dual 10/100BASE-T Ethernet The protocols SNTP, IEEE 1588-2008 firmware-based PTP, PRP, and Modbus TCP are included. Slot B Multimode Fiber ST (Port 2):No Slot B Rear Serial Port (Port 3): EIA-232 IEC 61850 Protocol: Yes DNP3 Protocol: No IEC 60870-5-103 Protocol: No EtherNet/IP Protocol: No Slot C: 4 DI / 4 DO Fast High Current Hybrid (Form A) Slot C Digital Input Voltage: 48 Vdc/Vac Slot D: Empty Slot D Digital Input Voltage: NA Slot E: Empty Slot E Digital Input Voltage: NA Slot Z Voltage Inputs: 3-Phase LEA AC Voltage (8 Vac) Slot Z Current Inputs: 5 Amp Phase, 5 Amp Neutral Conformal Coat: No DMA Bundle: No | EA | EA |  | TRUE |  | P | PPD | DAYTON
134756 | 1 | 4 | States | Dayton | Taylor Barrett | TRUE | 2026-07-14T00:00:00 | 2027-01-06T00:00:00 | 2027-01-06T00:00:00 | 7 | 0 | 7 | 2816.02 | 95744.68 | 55369-6417 | USA | N30 | 214 | SCHWEITZER ENGINEERING LABORATORIES | 99163 | 751#W8X6 | SEL-751 Feeder Protection Relay Summary: Sales Item Number: 751#W8X6 Part Number: 751002CCC0X0XL5BF10 Special Spec: None Selected Options: Advanced Features: None User Interface: English Front Panel: 5-inch Color Touchscreen With 4 Pushbuttons Slot A Power Supply Voltage: 24-48 Vdc Slot A Digital Input Voltage: 48 Vdc/Vac Slot B Ethernet (Port 1): Dual 10/100BASE-T Ethernet The protocols SNTP, IEEE 1588-2008 firmware-based PTP, PRP, and Modbus TCP are included. Slot B Multimode Fiber ST (Port 2):No Slot B Rear Serial Port (Port 3): EIA-232 IEC 61850 Protocol: Yes DNP3 Protocol: No IEC 60870-5-103 Protocol: No EtherNet/IP Protocol: No Slot C: 4 DI / 4 DO Fast High Current Hybrid (Form A) Slot C Digital Input Voltage: 48 Vdc/Vac Slot D: Empty Slot D Digital Input Voltage: NA Slot E: Empty Slot E Digital Input Voltage: NA Slot Z Voltage Inputs: 3-Phase LEA AC Voltage (8 Vac) Slot Z Current Inputs: 5 Amp Phase, 5 Amp Neutral Conformal Coat: No DMA Bundle: No | PUR | SEL-751 Feeder Protection Relay Summary: Sales Item Number: 751#W8X6 Part Number: 751002CCC0X0XL5BF10 Special Spec: None Selected Options: Advanced Features: None User Interface: English Front Panel: 5-inch Color Touchscreen With 4 Pushbuttons Slot A Power Supply Voltage: 24-48 Vdc Slot A Digital Input Voltage: 48 Vdc/Vac Slot B Ethernet (Port 1): Dual 10/100BASE-T Ethernet The protocols SNTP, IEEE 1588-2008 firmware-based PTP, PRP, and Modbus TCP are included. Slot B Multimode Fiber ST (Port 2):No Slot B Rear Serial Port (Port 3): EIA-232 IEC 61850 Protocol: Yes DNP3 Protocol: No IEC 60870-5-103 Protocol: No EtherNet/IP Protocol: No Slot C: 4 DI / 4 DO Fast High Current Hybrid (Form A) Slot C Digital Input Voltage: 48 Vdc/Vac Slot D: Empty Slot D Digital Input Voltage: NA Slot E: Empty Slot E Digital Input Voltage: NA Slot Z Voltage Inputs: 3-Phase LEA AC Voltage (8 Vac) Slot Z Current Inputs: 5 Amp Phase, 5 Amp Neutral Conformal Coat: No DMA Bundle: No | EA | EA |  | TRUE |  | P | PPD | DAYTON
134756 | 1 | 5 | States | Dayton | Taylor Barrett | TRUE | 2026-07-14T00:00:00 | 2027-01-06T00:00:00 | 2027-01-06T00:00:00 | 7 | 0 | 7 | 2816.02 | 95744.68 | 55369-6417 | USA | N30 | 214 | SCHWEITZER ENGINEERING LABORATORIES | 99163 | 751#W8X6 | SEL-751 Feeder Protection Relay Summary: Sales Item Number: 751#W8X6 Part Number: 751002CCC0X0XL5BF10 Special Spec: None Selected Options: Advanced Features: None User Interface: English Front Panel: 5-inch Color Touchscreen With 4 Pushbuttons Slot A Power Supply Voltage: 24-48 Vdc Slot A Digital Input Voltage: 48 Vdc/Vac Slot B Ethernet (Port 1): Dual 10/100BASE-T Ethernet The protocols SNTP, IEEE 1588-2008 firmware-based PTP, PRP, and Modbus TCP are included. Slot B Multimode Fiber ST (Port 2):No Slot B Rear Serial Port (Port 3): EIA-232 IEC 61850 Protocol: Yes DNP3 Protocol: No IEC 60870-5-103 Protocol: No EtherNet/IP Protocol: No Slot C: 4 DI / 4 DO Fast High Current Hybrid (Form A) Slot C Digital Input Voltage: 48 Vdc/Vac Slot D: Empty Slot D Digital Input Voltage: NA Slot E: Empty Slot E Digital Input Voltage: NA Slot Z Voltage Inputs: 3-Phase LEA AC Voltage (8 Vac) Slot Z Current Inputs: 5 Amp Phase, 5 Amp Neutral Conformal Coat: No DMA Bundle: No | PUR | SEL-751 Feeder Protection Relay Summary: Sales Item Number: 751#W8X6 Part Number: 751002CCC0X0XL5BF10 Special Spec: None Selected Options: Advanced Features: None User Interface: English Front Panel: 5-inch Color Touchscreen With 4 Pushbuttons Slot A Power Supply Voltage: 24-48 Vdc Slot A Digital Input Voltage: 48 Vdc/Vac Slot B Ethernet (Port 1): Dual 10/100BASE-T Ethernet The protocols SNTP, IEEE 1588-2008 firmware-based PTP, PRP, and Modbus TCP are included. Slot B Multimode Fiber ST (Port 2):No Slot B Rear Serial Port (Port 3): EIA-232 IEC 61850 Protocol: Yes DNP3 Protocol: No IEC 60870-5-103 Protocol: No EtherNet/IP Protocol: No Slot C: 4 DI / 4 DO Fast High Current Hybrid (Form A) Slot C Digital Input Voltage: 48 Vdc/Vac Slot D: Empty Slot D Digital Input Voltage: NA Slot E: Empty Slot E Digital Input Voltage: NA Slot Z Voltage Inputs: 3-Phase LEA AC Voltage (8 Vac) Slot Z Current Inputs: 5 Amp Phase, 5 Amp Neutral Conformal Coat: No DMA Bundle: No | EA | EA |  | TRUE |  | P | PPD | DAYTON
134756 | 1 | 6 | States | Dayton | Taylor Barrett | TRUE | 2026-07-14T00:00:00 | 2027-01-06T00:00:00 | 2027-01-06T00:00:00 | 7 | 0 | 7 | 2816.02 | 95744.68 | 55369-6417 | USA | N30 | 214 | SCHWEITZER ENGINEERING LABORATORIES | 99163 | 751#W8X6 | SEL-751 Feeder Protection Relay Summary: Sales Item Number: 751#W8X6 Part Number: 751002CCC0X0XL5BF10 Special Spec: None Selected Options: Advanced Features: None User Interface: English Front Panel: 5-inch Color Touchscreen With 4 Pushbuttons Slot A Power Supply Voltage: 24-48 Vdc Slot A Digital Input Voltage: 48 Vdc/Vac Slot B Ethernet (Port 1): Dual 10/100BASE-T Ethernet The protocols SNTP, IEEE 1588-2008 firmware-based PTP, PRP, and Modbus TCP are included. Slot B Multimode Fiber ST (Port 2):No Slot B Rear Serial Port (Port 3): EIA-232 IEC 61850 Protocol: Yes DNP3 Protocol: No IEC 60870-5-103 Protocol: No EtherNet/IP Protocol: No Slot C: 4 DI / 4 DO Fast High Current Hybrid (Form A) Slot C Digital Input Voltage: 48 Vdc/Vac Slot D: Empty Slot D Digital Input Voltage: NA Slot E: Empty Slot E Digital Input Voltage: NA Slot Z Voltage Inputs: 3-Phase LEA AC Voltage (8 Vac) Slot Z Current Inputs: 5 Amp Phase, 5 Amp Neutral Conformal Coat: No DMA Bundle: No | PUR | SEL-751 Feeder Protection Relay Summary: Sales Item Number: 751#W8X6 Part Number: 751002CCC0X0XL5BF10 Special Spec: None Selected Options: Advanced Features: None User Interface: English Front Panel: 5-inch Color Touchscreen With 4 Pushbuttons Slot A Power Supply Voltage: 24-48 Vdc Slot A Digital Input Voltage: 48 Vdc/Vac Slot B Ethernet (Port 1): Dual 10/100BASE-T Ethernet The protocols SNTP, IEEE 1588-2008 firmware-based PTP, PRP, and Modbus TCP are included. Slot B Multimode Fiber ST (Port 2):No Slot B Rear Serial Port (Port 3): EIA-232 IEC 61850 Protocol: Yes DNP3 Protocol: No IEC 60870-5-103 Protocol: No EtherNet/IP Protocol: No Slot C: 4 DI / 4 DO Fast High Current Hybrid (Form A) Slot C Digital Input Voltage: 48 Vdc/Vac Slot D: Empty Slot D Digital Input Voltage: NA Slot E: Empty Slot E Digital Input Voltage: NA Slot Z Voltage Inputs: 3-Phase LEA AC Voltage (8 Vac) Slot Z Current Inputs: 5 Amp Phase, 5 Amp Neutral Conformal Coat: No DMA Bundle: No | EA | EA |  | TRUE |  | P | PPD | DAYTON
134756 | 1 | 7 | States | Dayton | Taylor Barrett | TRUE | 2026-07-14T00:00:00 | 2027-01-06T00:00:00 | 2027-01-06T00:00:00 | 6 | 0 | 6 | 2816.02 | 95744.68 | 55369-6417 | USA | N30 | 214 | SCHWEITZER ENGINEERING LABORATORIES | 99163 | 751#W8X6 | SEL-751 Feeder Protection Relay Summary: Sales Item Number: 751#W8X6 Part Number: 751002CCC0X0XL5BF10 Special Spec: None Selected Options: Advanced Features: None User Interface: English Front Panel: 5-inch Color Touchscreen With 4 Pushbuttons Slot A Power Supply Voltage: 24-48 Vdc Slot A Digital Input Voltage: 48 Vdc/Vac Slot B Ethernet (Port 1): Dual 10/100BASE-T Ethernet The protocols SNTP, IEEE 1588-2008 firmware-based PTP, PRP, and Modbus TCP are included. Slot B Multimode Fiber ST (Port 2):No Slot B Rear Serial Port (Port 3): EIA-232 IEC 61850 Protocol: Yes DNP3 Protocol: No IEC 60870-5-103 Protocol: No EtherNet/IP Protocol: No Slot C: 4 DI / 4 DO Fast High Current Hybrid (Form A) Slot C Digital Input Voltage: 48 Vdc/Vac Slot D: Empty Slot D Digital Input Voltage: NA Slot E: Empty Slot E Digital Input Voltage: NA Slot Z Voltage Inputs: 3-Phase LEA AC Voltage (8 Vac) Slot Z Current Inputs: 5 Amp Phase, 5 Amp Neutral Conformal Coat: No DMA Bundle: No | PUR | SEL-751 Feeder Protection Relay Summary: Sales Item Number: 751#W8X6 Part Number: 751002CCC0X0XL5BF10 Special Spec: None Selected Options: Advanced Features: None User Interface: English Front Panel: 5-inch Color Touchscreen With 4 Pushbuttons Slot A Power Supply Voltage: 24-48 Vdc Slot A Digital Input Voltage: 48 Vdc/Vac Slot B Ethernet (Port 1): Dual 10/100BASE-T Ethernet The protocols SNTP, IEEE 1588-2008 firmware-based PTP, PRP, and Modbus TCP are included. Slot B Multimode Fiber ST (Port 2):No Slot B Rear Serial Port (Port 3): EIA-232 IEC 61850 Protocol: Yes DNP3 Protocol: No IEC 60870-5-103 Protocol: No EtherNet/IP Protocol: No Slot C: 4 DI / 4 DO Fast High Current Hybrid (Form A) Slot C Digital Input Voltage: 48 Vdc/Vac Slot D: Empty Slot D Digital Input Voltage: NA Slot E: Empty Slot E Digital Input Voltage: NA Slot Z Voltage Inputs: 3-Phase LEA AC Voltage (8 Vac) Slot Z Current Inputs: 5 Amp Phase, 5 Amp Neutral Conformal Coat: No DMA Bundle: No | EA | EA |  | TRUE |  | P | PPD | DAYTON
133028 | 1 | 1 | States | Dayton | Taylor Barrett | TRUE | 2026-05-06T00:00:00 | 2026-11-16T00:00:00 | 2026-11-16T00:00:00 | 1 | 0 | 1 | 5611.41 | 5611.41 | 55369-6417 | USA | N30 | 214 | SCHWEITZER ENGINEERING LABORATORIES | 99163 | 700G#G0FF | 0700G12CCCCC76850380 Model Options 700G1+, Basic Generator Protection plus 87, Gen 25, 64G, 21, 78, 78VS, Auto Synchronizer User Interface English Front Panel 2x16 LCD With 8 Pushbuttons Slot A Power Supply Voltage 24-48 Vdc Slot A Digital Input Voltage 48 Vdc/Vac Slot B Ethernet (Port 1) Single 10/100BASE-T Ethernet The protocols SNTP, IEEE 1588-2008 firmware-based PTP and Modbus TCP are included. Slot B Rear Serial Port (Port 3) EIA-485 IEC 61850 Protocol No DNP3 Protocol No IEC 60870-5-103 Protocol No EtherNet/IP Protocol Yes Slot C 4 DI / 4 DO Fast High Current Hybrid (Form A) Slot C Digital Input Voltage 48 Vdc/Vac Slot D 4 DI / 4 DO Fast High Current Hybrid (Form A) Slot D Digital Input Voltage 48 Vdc/Vac Slot E 3-Phase 5 Amp AC Current Input / Vsync Input and Vn (300 Vac) Input (SELECT 3 ACI / 2 AVI) Slot E Digital Input Voltage NA Slot Z Current and/or Voltage Inputs 3-Phase 5 Amp AC Current Input / 5 Amp Neutral AC Current Input / 3-Phase AC Voltage (300 Vac) (SELECT 4 ACI / 3 AVI) Conformal Coat No |  | 0700G12CCCCC76850380 Model Options 700G1+, Basic Generator Protection plus 87, Gen 25, 64G, 21, 78, 78VS, Auto Synchronizer User Interface English Front Panel 2x16 LCD With 8 Pushbuttons Slot A Power Supply Voltage 24-48 Vdc Slot A Digital Input Voltage 48 Vdc/Vac Slot B Ethernet (Port 1) Single 10/100BASE-T Ethernet The protocols SNTP, IEEE 1588-2008 firmware-based PTP and Modbus TCP are included. Slot B Rear Serial Port (Port 3) EIA-485 IEC 61850 Protocol No DNP3 Protocol No IEC 60870-5-103 Protocol No EtherNet/IP Protocol Yes Slot C 4 DI / 4 DO Fast High Current Hybrid (Form A) Slot C Digital Input Voltage 48 Vdc/Vac Slot D 4 DI / 4 DO Fast High Current Hybrid (Form A) Slot D Digital Input Voltage 48 Vdc/Vac Slot E 3-Phase 5 Amp AC Current Input / Vsync Input and Vn (300 Vac) Input (SELECT 3 ACI / 2 AVI) Slot E Digital Input Voltage NA Slot Z Current and/or Voltage Inputs 3-Phase 5 Amp AC Current Input / 5 Amp Neutral AC Current Input / 3-Phase AC Voltage (300 Vac) (SELECT 4 ACI / 3 AVI) Conformal Coat No | EA | EA |  | TRUE |  | P | PPD | DAYTON
133028 | 2 | 1 | States | Dayton | Taylor Barrett | TRUE | 2026-05-06T00:00:00 | 2026-11-16T00:00:00 | 2026-11-16T00:00:00 | 1 | 0 | 1 | 2286.02 | 2286.02 | 55369-6417 | USA | N30 | 214 | SCHWEITZER ENGINEERING LABORATORIES | 99163 | 751#GHCX | 751002CCCCC0X851F80 Advanced Features None User Interface English Front Panel 2x16 LCD With 4 Pushbuttons Slot A Power Supply Voltage 24-48 Vdc Slot A Digital Input Voltage 48 Vdc/Vac Slot B Ethernet (Port 1) Dual 10/100BASE-T Ethernet The protocols SNTP, IEEE 1588-2008 firmware-based PTP, PRP, and Modbus TCP are included. Slot B Multimode Fiber ST (Port 2) No Slot B Rear Serial Port (Port 3) EIA-232 IEC 61850 Protocol No DNP3 Protocol No IEC 60870-5-103 Protocol No EtherNet/IP Protocol Yes Slot C 4 DI / 4 DO Fast High Current Hybrid (Form A) Slot C Digital Input Voltage 48 Vdc/Vac Slot D 4 DI / 4 DO Fast High Current Hybrid (Form A) Slot D Digital Input Voltage 48 Vdc/Vac Slot E Empty Slot E Digital Input Voltage NA Slot Z Voltage Inputs 3-Phase AC Voltage (300 Vac) Slot Z Current Inputs 5 Amp Phase, 5 Amp Neutral Conformal Coat No DMA Bundle No |  | 751002CCCCC0X851F80 Advanced Features None User Interface English Front Panel 2x16 LCD With 4 Pushbuttons Slot A Power Supply Voltage 24-48 Vdc Slot A Digital Input Voltage 48 Vdc/Vac Slot B Ethernet (Port 1) Dual 10/100BASE-T Ethernet The protocols SNTP, IEEE 1588-2008 firmware-based PTP, PRP, and Modbus TCP are included. Slot B Multimode Fiber ST (Port 2) No Slot B Rear Serial Port (Port 3) EIA-232 IEC 61850 Protocol No DNP3 Protocol No IEC 60870-5-103 Protocol No EtherNet/IP Protocol Yes Slot C 4 DI / 4 DO Fast High Current Hybrid (Form A) Slot C Digital Input Voltage 48 Vdc/Vac Slot D 4 DI / 4 DO Fast High Current Hybrid (Form A) Slot D Digital Input Voltage 48 Vdc/Vac Slot E Empty Slot E Digital Input Voltage NA Slot Z Voltage Inputs 3-Phase AC Voltage (300 Vac) Slot Z Current Inputs 5 Amp Phase, 5 Amp Neutral Conformal Coat No DMA Bundle No | EA | EA |  | TRUE |  | P | PPD | DAYTON
134118 | 1 | 1 | States | Champlin | Taylor Barrett | TRUE | 2026-06-15T00:00:00 | 2026-10-27T00:00:00 | 2026-10-27T00:00:00 | 1 | 0 | 1 | 2296.05 | 2296.05 | 55316-3157 | USA | N30 | 214 | SCHWEITZER ENGINEERING LABORATORIES | 99163 | 751#NDT4 | 751001D1B1B7B851C00 Advanced Features None User Interface English Front Panel 2x16 LCD With 4 Pushbuttons Slot A Power Supply Voltage110-250 Vdc (110-240 Vac); 50/60 Hz Slot A Digital Input Voltage 110 Vdc/Vac Slot B Ethernet (Port 1) Single 10/100BASE-T Ethernet The protocols SNTP, IEEE 1588-2008 firmware-based PTP and Modbus TCP are included. Slot B Multimode Fiber ST (Port 2) No Slot B Rear Serial Port (Port 3) EIA-232 IEC 61850 Protocol No DNP3 Protocol No IEC 60870-5-103 Protocol No EtherNet/IP Protocol No Slot C 4 DI / 4 DO Electromechanical (Form A) Slot C Digital Input Voltage 24 Vdc/Vac Slot D 4 DI / 4 DO Electromechanical (Form A) Slot D Digital Input Voltage 24 Vdc/Vac Slot E Vsync (300 Vac) / Vbat (300 Vdc) / 7 DI Slot E Digital Input Voltage24 Vdc/Vac Slot Z Voltage Inputs 3-Phase AC Voltage (300 Vac) Slot Z Current Inputs 5 Amp Phase, 5 Amp Neutral | PUR | 751001D1B1B7B851C00 Advanced Features None User Interface English Front Panel 2x16 LCD With 4 Pushbuttons Slot A Power Supply Voltage110-250 Vdc (110-240 Vac); 50/60 Hz Slot A Digital Input Voltage 110 Vdc/Vac Slot B Ethernet (Port 1) Single 10/100BASE-T Ethernet The protocols SNTP, IEEE 1588-2008 firmware-based PTP and Modbus TCP are included. Slot B Multimode Fiber ST (Port 2) No Slot B Rear Serial Port (Port 3) EIA-232 IEC 61850 Protocol No DNP3 Protocol No IEC 60870-5-103 Protocol No EtherNet/IP Protocol No Slot C 4 DI / 4 DO Electromechanical (Form A) Slot C Digital Input Voltage 24 Vdc/Vac Slot D 4 DI / 4 DO Electromechanical (Form A) Slot D Digital Input Voltage 24 Vdc/Vac Slot E Vsync (300 Vac) / Vbat (300 Vdc) / 7 DI Slot E Digital Input Voltage24 Vdc/Vac Slot Z Voltage Inputs 3-Phase AC Voltage (300 Vac) Slot Z Current Inputs 5 Amp Phase, 5 Amp Neutral | EA | EA |  | TRUE |  | P | PPD | 100
132818 | 1 | 1 | States | Champlin | Taylor Barrett | TRUE | 2026-04-28T00:00:00 | 2026-07-13T00:00:00 | 2026-07-13T00:00:00 | 6 | 0 | 6 | 287.9 | 6909.6 | 55316-3157 | USA | N30 | 214 | SCHWEITZER ENGINEERING LABORATORIES | 99163 | 2652A1XX | Trip Coil Monitor | PUR | Trip Coil Monitor | EA | EA |  | TRUE |  | P | PPD | 100
132818 | 1 | 2 | States | Champlin | Taylor Barrett | TRUE | 2026-04-28T00:00:00 | 2026-07-13T00:00:00 | 2026-07-13T00:00:00 | 6 | 0 | 6 | 287.9 | 6909.6 | 55316-3157 | USA | N30 | 214 | SCHWEITZER ENGINEERING LABORATORIES | 99163 | 2652A1XX | Trip Coil Monitor | PUR | Trip Coil Monitor | EA | EA |  | TRUE |  | P | PPD | 100
132818 | 1 | 3 | States | Champlin | Taylor Barrett | TRUE | 2026-04-28T00:00:00 | 2026-07-13T00:00:00 | 2026-07-13T00:00:00 | 6 | 0 | 6 | 287.9 | 6909.6 | 55316-3157 | USA | N30 | 214 | SCHWEITZER ENGINEERING LABORATORIES | 99163 | 2652A1XX | Trip Coil Monitor | PUR | Trip Coil Monitor | EA | EA |  | TRUE |  | P | PPD | 100
132818 | 1 | 4 | States | Champlin | Taylor Barrett | TRUE | 2026-04-28T00:00:00 | 2026-07-13T00:00:00 | 2026-07-13T00:00:00 | 6 | 0 | 6 | 287.9 | 6909.6 | 55316-3157 | USA | N30 | 214 | SCHWEITZER ENGINEERING LABORATORIES | 99163 | 2652A1XX | Trip Coil Monitor | PUR | Trip Coil Monitor | EA | EA |  | TRUE |  | P | PPD | 100
134111 | 1 | 1 | States | Champlin | Taylor Barrett | TRUE | 2026-06-15T00:00:00 | 2026-10-19T00:00:00 | 2026-10-19T00:00:00 | 3 | 0 | 3 | 6195.82 | 18587.46 | 55316-3157 | USA | N30 | 214 | SCHWEITZER ENGINEERING LABORATORIES | 99163 | 24880PCX1181BF23X | Time Distribution Protocols: IRIG-B, NTP Mounting: Horizontal Panel Mount Power Supply A: 24/48 Vdc Power Supply B: None Ethernet Port (ETH 1, ETH 2): 2 10/100BASE-T Ethernet Port (ETH 3, ETH 4): 2 10/100BASE-T Holdover: OCXO Frequency Outputs: 1 Square Wave and 5 10MHz Sine Wave Antenna: Complete 75ft LMR-400 GPS/GLONASS Installation Kit Includes: (1) GPS/GLONASS Antenna (9524B) (1) 50' Low-Loss LMR-400-FR Cable (C961C-050) (1) 25' Low-Loss LMR-400-FR Cable (C961C-025) (1) Gas Tube Coax Surge Protector and Mounting Kit (915900139) (1) Antenna Pipe-Mounting Kit (915900043) Conformal Coat: No | PUR | Time Distribution Protocols: IRIG-B, NTP Mounting: Horizontal Panel Mount Power Supply A: 24/48 Vdc Power Supply B: None Ethernet Port (ETH 1, ETH 2): 2 10/100BASE-T Ethernet Port (ETH 3, ETH 4): 2 10/100BASE-T Holdover: OCXO Frequency Outputs: 1 Square Wave and 5 10MHz Sine Wave Antenna: Complete 75ft LMR-400 GPS/GLONASS Installation Kit Includes: (1) GPS/GLONASS Antenna (9524B) (1) 50' Low-Loss LMR-400-FR Cable (C961C-050) (1) 25' Low-Loss LMR-400-FR Cable (C961C-025) (1) Gas Tube Coax Surge Protector and Mounting Kit (915900139) (1) Antenna Pipe-Mounting Kit (915900043) Conformal Coat: No | EA | EA |  | TRUE |  | P | PPD | 100
132132 | 1 | 1 | States | Dayton | Taylor Barrett | TRUE | 2026-03-30T00:00:00 | 2026-08-19T00:00:00 | 2026-08-19T00:00:00 | 48 | 0 | 48 | 2816.02 | 135168.96 | 55369-6417 | USA | N30 | 214 | SCHWEITZER ENGINEERING LABORATORIES | 99163 | 751#1RFK | Sales Item Number: 751#1RFK Part Number: 51001ACA0X0XL5BF10 Special Spec: None Selected Options: Advanced Features: None User Interface: English Front Panel: 5-inch Color Touchscreen With 4 Pushbuttons Slot A Power Supply Voltage: 110-250 Vdc (110-240 Vac); 50/60 HzSlot A Digital Input Voltage: 125 Vdc/VacSlot B Ethernet (Port 1): Dual 10/100BASE-T Ethernet The protocols SNTP, IEEE 1588-2008 firmware-based PTP, PRP, and Modbus TCP are included.Slot B Multimode Fiber ST (Port 2):NoSlot B Rear Serial Port (Port 3): EIA-232 IEC 61850 Protocol: Yes DNP3 Protocol: No IEC 60870-5-103 Protocol: No EtherNet/IP Protocol: No Slot C: 4 DI / 4 DO Fast High Current Hybrid (Form A) Slot C Digital Input Voltage: 125 Vdc/Vac Slot D: Empty Slot D Digital Input Voltage: NA Slot E: Empty Slot E Digital Input Voltage: NA Slot Z Voltage Inputs: 3-Phase LEA AC Voltage (8 Vac) Slot Z Current Inputs: 5 Amp Phase, 5 Amp Neutral Conformal Coat: No DMA Bundle: No | PUR | Sales Item Number: 751#1RFK Part Number: 51001ACA0X0XL5BF10 Special Spec: None Selected Options: Advanced Features: None User Interface: English Front Panel: 5-inch Color Touchscreen With 4 Pushbuttons Slot A Power Supply Voltage: 110-250 Vdc (110-240 Vac); 50/60 HzSlot A Digital Input Voltage: 125 Vdc/VacSlot B Ethernet (Port 1): Dual 10/100BASE-T Ethernet The protocols SNTP, IEEE 1588-2008 firmware-based PTP, PRP, and Modbus TCP are included.Slot B Multimode Fiber ST (Port 2):NoSlot B Rear Serial Port (Port 3): EIA-232 IEC 61850 Protocol: Yes DNP3 Protocol: No IEC 60870-5-103 Protocol: No EtherNet/IP Protocol: No Slot C: 4 DI / 4 DO Fast High Current Hybrid (Form A) Slot C Digital Input Voltage: 125 Vdc/Vac Slot D: Empty Slot D Digital Input Voltage: NA Slot E: Empty Slot E Digital Input Voltage: NA Slot Z Voltage Inputs: 3-Phase LEA AC Voltage (8 Vac) Slot Z Current Inputs: 5 Amp Phase, 5 Amp Neutral Conformal Coat: No DMA Bundle: No | EA | EA |  | TRUE |  | P | PPD | DAYTON
133058 | 1 | 2 | States | Hanover | Taylor Barrett | TRUE | 2026-05-07T00:00:00 | 2026-09-17T00:00:00 | 2026-09-17T00:00:00 | 63 | 0 | 63 | 3197.22 | 473188.56 | 21076 | USA | N30 | 214 | SCHWEITZER ENGINEERING LABORATORIES | 99163 | 735#7J1D | SEL-735 Power Quality and Revenue Meter Summary: Sales Item Number: 735#7J1D Part Number: 0735LX00943CXXXXXX16101XX Special Spec: None Selected Options: Display: Color Touchscreen The color touchscreen display is available only in vertical orientation. Front Port: USB-C Front Panel Orientation: Vertical Enclosure Type: None Power Quality and Recording: Basic Meter Form: Form 9 Four-Wire Wye; 3 PTs, 3 CTs* Slot A Power Supply Voltage: 110-240 Vac 50/60 Hz, 110-250 Vdc Slot A Control Input Voltage: 110 Vdc/Vac | PUR | SEL-735 Power Quality and Revenue Meter Summary: Sales Item Number: 735#7J1D Part Number: 0735LX00943CXXXXXX16101XX Special Spec: None Selected Options: Display: Color Touchscreen The color touchscreen display is available only in vertical orientation. Front Port: USB-C Front Panel Orientation: Vertical Enclosure Type: None Power Quality and Recording: Basic Meter Form: Form 9 Four-Wire Wye; 3 PTs, 3 CTs* Slot A Power Supply Voltage: 110-240 Vac 50/60 Hz, 110-250 Vdc Slot A Control Input Voltage: 110 Vdc/Vac | EA | EA |  | TRUE |  | P | PPD | 100
133058 | 1 | 3 | States | Hanover | Taylor Barrett | TRUE | 2026-05-07T00:00:00 | 2026-09-17T00:00:00 | 2026-09-17T00:00:00 | 42 | 0 | 42 | 3197.22 | 473188.56 | 21076 | USA | N30 | 214 | SCHWEITZER ENGINEERING LABORATORIES | 99163 | 735#7J1D | SEL-735 Power Quality and Revenue Meter Summary: Sales Item Number: 735#7J1D Part Number: 0735LX00943CXXXXXX16101XX Special Spec: None Selected Options: Display: Color Touchscreen The color touchscreen display is available only in vertical orientation. Front Port: USB-C Front Panel Orientation: Vertical Enclosure Type: None Power Quality and Recording: Basic Meter Form: Form 9 Four-Wire Wye; 3 PTs, 3 CTs* Slot A Power Supply Voltage: 110-240 Vac 50/60 Hz, 110-250 Vdc Slot A Control Input Voltage: 110 Vdc/Vac | PUR | SEL-735 Power Quality and Revenue Meter Summary: Sales Item Number: 735#7J1D Part Number: 0735LX00943CXXXXXX16101XX Special Spec: None Selected Options: Display: Color Touchscreen The color touchscreen display is available only in vertical orientation. Front Port: USB-C Front Panel Orientation: Vertical Enclosure Type: None Power Quality and Recording: Basic Meter Form: Form 9 Four-Wire Wye; 3 PTs, 3 CTs* Slot A Power Supply Voltage: 110-240 Vac 50/60 Hz, 110-250 Vdc Slot A Control Input Voltage: 110 Vdc/Vac | EA | EA |  | TRUE |  | P | PPD | 100
133058 | 1 | 4 | States | Hanover | Taylor Barrett | TRUE | 2026-05-07T00:00:00 | 2026-09-17T00:00:00 | 2026-09-17T00:00:00 | 15 | 0 | 15 | 3197.22 | 473188.56 | 21076 | USA | N30 | 214 | SCHWEITZER ENGINEERING LABORATORIES | 99163 | 735#7J1D | SEL-735 Power Quality and Revenue Meter Summary: Sales Item Number: 735#7J1D Part Number: 0735LX00943CXXXXXX16101XX Special Spec: None Selected Options: Display: Color Touchscreen The color touchscreen display is available only in vertical orientation. Front Port: USB-C Front Panel Orientation: Vertical Enclosure Type: None Power Quality and Recording: Basic Meter Form: Form 9 Four-Wire Wye; 3 PTs, 3 CTs* Slot A Power Supply Voltage: 110-240 Vac 50/60 Hz, 110-250 Vdc Slot A Control Input Voltage: 110 Vdc/Vac | PUR | SEL-735 Power Quality and Revenue Meter Summary: Sales Item Number: 735#7J1D Part Number: 0735LX00943CXXXXXX16101XX Special Spec: None Selected Options: Display: Color Touchscreen The color touchscreen display is available only in vertical orientation. Front Port: USB-C Front Panel Orientation: Vertical Enclosure Type: None Power Quality and Recording: Basic Meter Form: Form 9 Four-Wire Wye; 3 PTs, 3 CTs* Slot A Power Supply Voltage: 110-240 Vac 50/60 Hz, 110-250 Vdc Slot A Control Input Voltage: 110 Vdc/Vac | EA | EA |  | TRUE |  | P | PPD | 100
133058 | 1 | 5 | States | Hanover | Taylor Barrett | TRUE | 2026-05-07T00:00:00 | 2026-09-17T00:00:00 | 2026-09-17T00:00:00 | 2 | 0 | 2 | 3197.22 | 473188.56 | 21076 | USA | N30 | 214 | SCHWEITZER ENGINEERING LABORATORIES | 99163 | 735#7J1D | SEL-735 Power Quality and Revenue Meter Summary: Sales Item Number: 735#7J1D Part Number: 0735LX00943CXXXXXX16101XX Special Spec: None Selected Options: Display: Color Touchscreen The color touchscreen display is available only in vertical orientation. Front Port: USB-C Front Panel Orientation: Vertical Enclosure Type: None Power Quality and Recording: Basic Meter Form: Form 9 Four-Wire Wye; 3 PTs, 3 CTs* Slot A Power Supply Voltage: 110-240 Vac 50/60 Hz, 110-250 Vdc Slot A Control Input Voltage: 110 Vdc/Vac | PUR | SEL-735 Power Quality and Revenue Meter Summary: Sales Item Number: 735#7J1D Part Number: 0735LX00943CXXXXXX16101XX Special Spec: None Selected Options: Display: Color Touchscreen The color touchscreen display is available only in vertical orientation. Front Port: USB-C Front Panel Orientation: Vertical Enclosure Type: None Power Quality and Recording: Basic Meter Form: Form 9 Four-Wire Wye; 3 PTs, 3 CTs* Slot A Power Supply Voltage: 110-240 Vac 50/60 Hz, 110-250 Vdc Slot A Control Input Voltage: 110 Vdc/Vac | EA | EA |  | TRUE |  | P | PPD | 100
133058 | 2 | 1 | States | Hanover | Taylor Barrett | TRUE | 2026-05-07T00:00:00 | 2026-09-17T00:00:00 | 2026-09-17T00:00:00 | 26 | 0 | 26 | 4294.32 | 635559.36 | 21076 | USA | N30 | 214 | SCHWEITZER ENGINEERING LABORATORIES | 99163 | 735#JT32 | SEL-735 Power Quality and Revenue Meter Summary: Sales Item Number: 735#JT32 Part Number: 0735LX20943CXXB3XX16101XX Special Spec: None Selected Options: Display: Color Touchscreen The color touchscreen display is available only in vertical orientation. Front Port: USB-C Front Panel Orientation: Vertical Enclosure Type: None Power Quality and Recording: Advanced Meter Form: Form 9 Four-Wire Wye; 3 PTs, 3 CTs* Slot A Power Supply Voltage: 110-240 Vac 50/60 Hz, 110-250 Vdc Slot A Control Input Voltage: 110 Vdc/Vac Slot B Ethernet (Port 1): Single 10/100BASE-T Slot B Port 3 Serial Port (includes Port 2 EIA-232 Standard): Port 3 EIA-232 Slot C Communications: Empty Slot D I/O: 4 DI / 4 DO Electromechanical Slot D Control Input Voltage: 110 Vdc/Vac Slot Z Current Class: CL2/10/20, Optimized for Low-End Accuracy System Frequency: 60 Hz Communications Protocol: Standard Standard Includes: SEL ASCII, SEL LMD, SEL Fast Meter, SEL Compressed ASCII, MV-90 Translation, Modbus, RTU/TCP, Mirrored Bits Communications, Telnet, DNP3 Level 2 Outstation and LAN/WAN, and Synchrophasors Front Panel Labeling: ANSI Conformal Coat: No Software Bundle: None Custom Nameplate Text Standard Front Nameplate: Yes | PUR | SEL-735 Power Quality and Revenue Meter Summary: Sales Item Number: 735#JT32 Part Number: 0735LX20943CXXB3XX16101XX Special Spec: None Selected Options: Display: Color Touchscreen The color touchscreen display is available only in vertical orientation. Front Port: USB-C Front Panel Orientation: Vertical Enclosure Type: None Power Quality and Recording: Advanced Meter Form: Form 9 Four-Wire Wye; 3 PTs, 3 CTs* Slot A Power Supply Voltage: 110-240 Vac 50/60 Hz, 110-250 Vdc Slot A Control Input Voltage: 110 Vdc/Vac Slot B Ethernet (Port 1): Single 10/100BASE-T Slot B Port 3 Serial Port (includes Port 2 EIA-232 Standard): Port 3 EIA-232 Slot C Communications: Empty Slot D I/O: 4 DI / 4 DO Electromechanical Slot D Control Input Voltage: 110 Vdc/Vac Slot Z Current Class: CL2/10/20, Optimized for Low-End Accuracy System Frequency: 60 Hz Communications Protocol: Standard Standard Includes: SEL ASCII, SEL LMD, SEL Fast Meter, SEL Compressed ASCII, MV-90 Translation, Modbus, RTU/TCP, Mirrored Bits Communications, Telnet, DNP3 Level 2 Outstation and LAN/WAN, and Synchrophasors Front Panel Labeling: ANSI Conformal Coat: No Software Bundle: None Custom Nameplate Text Standard Front Nameplate: Yes | EA | EA |  | TRUE |  | P | PPD | 100
133058 | 2 | 2 | States | Hanover | Taylor Barrett | TRUE | 2026-05-07T00:00:00 | 2026-09-17T00:00:00 | 2026-09-17T00:00:00 | 63 | 0 | 63 | 4294.32 | 635559.36 | 21076 | USA | N30 | 214 | SCHWEITZER ENGINEERING LABORATORIES | 99163 | 735#JT32 | SEL-735 Power Quality and Revenue Meter Summary: Sales Item Number: 735#JT32 Part Number: 0735LX20943CXXB3XX16101XX Special Spec: None Selected Options: Display: Color Touchscreen The color touchscreen display is available only in vertical orientation. Front Port: USB-C Front Panel Orientation: Vertical Enclosure Type: None Power Quality and Recording: Advanced Meter Form: Form 9 Four-Wire Wye; 3 PTs, 3 CTs* Slot A Power Supply Voltage: 110-240 Vac 50/60 Hz, 110-250 Vdc Slot A Control Input Voltage: 110 Vdc/Vac Slot B Ethernet (Port 1): Single 10/100BASE-T Slot B Port 3 Serial Port (includes Port 2 EIA-232 Standard): Port 3 EIA-232 Slot C Communications: Empty Slot D I/O: 4 DI / 4 DO Electromechanical Slot D Control Input Voltage: 110 Vdc/Vac Slot Z Current Class: CL2/10/20, Optimized for Low-End Accuracy System Frequency: 60 Hz Communications Protocol: Standard Standard Includes: SEL ASCII, SEL LMD, SEL Fast Meter, SEL Compressed ASCII, MV-90 Translation, Modbus, RTU/TCP, Mirrored Bits Communications, Telnet, DNP3 Level 2 Outstation and LAN/WAN, and Synchrophasors Front Panel Labeling: ANSI Conformal Coat: No Software Bundle: None Custom Nameplate Text Standard Front Nameplate: Yes | PUR | SEL-735 Power Quality and Revenue Meter Summary: Sales Item Number: 735#JT32 Part Number: 0735LX20943CXXB3XX16101XX Special Spec: None Selected Options: Display: Color Touchscreen The color touchscreen display is available only in vertical orientation. Front Port: USB-C Front Panel Orientation: Vertical Enclosure Type: None Power Quality and Recording: Advanced Meter Form: Form 9 Four-Wire Wye; 3 PTs, 3 CTs* Slot A Power Supply Voltage: 110-240 Vac 50/60 Hz, 110-250 Vdc Slot A Control Input Voltage: 110 Vdc/Vac Slot B Ethernet (Port 1): Single 10/100BASE-T Slot B Port 3 Serial Port (includes Port 2 EIA-232 Standard): Port 3 EIA-232 Slot C Communications: Empty Slot D I/O: 4 DI / 4 DO Electromechanical Slot D Control Input Voltage: 110 Vdc/Vac Slot Z Current Class: CL2/10/20, Optimized for Low-End Accuracy System Frequency: 60 Hz Communications Protocol: Standard Standard Includes: SEL ASCII, SEL LMD, SEL Fast Meter, SEL Compressed ASCII, MV-90 Translation, Modbus, RTU/TCP, Mirrored Bits Communications, Telnet, DNP3 Level 2 Outstation and LAN/WAN, and Synchrophasors Front Panel Labeling: ANSI Conformal Coat: No Software Bundle: None Custom Nameplate Text Standard Front Nameplate: Yes | EA | EA |  | TRUE |  | P | PPD | 100
133058 | 2 | 3 | States | Hanover | Taylor Barrett | TRUE | 2026-05-07T00:00:00 | 2026-09-17T00:00:00 | 2026-09-17T00:00:00 | 42 | 0 | 42 | 4294.32 | 635559.36 | 21076 | USA | N30 | 214 | SCHWEITZER ENGINEERING LABORATORIES | 99163 | 735#JT32 | SEL-735 Power Quality and Revenue Meter Summary: Sales Item Number: 735#JT32 Part Number: 0735LX20943CXXB3XX16101XX Special Spec: None Selected Options: Display: Color Touchscreen The color touchscreen display is available only in vertical orientation. Front Port: USB-C Front Panel Orientation: Vertical Enclosure Type: None Power Quality and Recording: Advanced Meter Form: Form 9 Four-Wire Wye; 3 PTs, 3 CTs* Slot A Power Supply Voltage: 110-240 Vac 50/60 Hz, 110-250 Vdc Slot A Control Input Voltage: 110 Vdc/Vac Slot B Ethernet (Port 1): Single 10/100BASE-T Slot B Port 3 Serial Port (includes Port 2 EIA-232 Standard): Port 3 EIA-232 Slot C Communications: Empty Slot D I/O: 4 DI / 4 DO Electromechanical Slot D Control Input Voltage: 110 Vdc/Vac Slot Z Current Class: CL2/10/20, Optimized for Low-End Accuracy System Frequency: 60 Hz Communications Protocol: Standard Standard Includes: SEL ASCII, SEL LMD, SEL Fast Meter, SEL Compressed ASCII, MV-90 Translation, Modbus, RTU/TCP, Mirrored Bits Communications, Telnet, DNP3 Level 2 Outstation and LAN/WAN, and Synchrophasors Front Panel Labeling: ANSI Conformal Coat: No Software Bundle: None Custom Nameplate Text Standard Front Nameplate: Yes | PUR | SEL-735 Power Quality and Revenue Meter Summary: Sales Item Number: 735#JT32 Part Number: 0735LX20943CXXB3XX16101XX Special Spec: None Selected Options: Display: Color Touchscreen The color touchscreen display is available only in vertical orientation. Front Port: USB-C Front Panel Orientation: Vertical Enclosure Type: None Power Quality and Recording: Advanced Meter Form: Form 9 Four-Wire Wye; 3 PTs, 3 CTs* Slot A Power Supply Voltage: 110-240 Vac 50/60 Hz, 110-250 Vdc Slot A Control Input Voltage: 110 Vdc/Vac Slot B Ethernet (Port 1): Single 10/100BASE-T Slot B Port 3 Serial Port (includes Port 2 EIA-232 Standard): Port 3 EIA-232 Slot C Communications: Empty Slot D I/O: 4 DI / 4 DO Electromechanical Slot D Control Input Voltage: 110 Vdc/Vac Slot Z Current Class: CL2/10/20, Optimized for Low-End Accuracy System Frequency: 60 Hz Communications Protocol: Standard Standard Includes: SEL ASCII, SEL LMD, SEL Fast Meter, SEL Compressed ASCII, MV-90 Translation, Modbus, RTU/TCP, Mirrored Bits Communications, Telnet, DNP3 Level 2 Outstation and LAN/WAN, and Synchrophasors Front Panel Labeling: ANSI Conformal Coat: No Software Bundle: None Custom Nameplate Text Standard Front Nameplate: Yes | EA | EA |  | TRUE |  | P | PPD | 100
133058 | 2 | 4 | States | Hanover | Taylor Barrett | TRUE | 2026-05-07T00:00:00 | 2026-09-17T00:00:00 | 2026-09-17T00:00:00 | 15 | 0 | 15 | 4294.32 | 635559.36 | 21076 | USA | N30 | 214 | SCHWEITZER ENGINEERING LABORATORIES | 99163 | 735#JT32 | SEL-735 Power Quality and Revenue Meter Summary: Sales Item Number: 735#JT32 Part Number: 0735LX20943CXXB3XX16101XX Special Spec: None Selected Options: Display: Color Touchscreen The color touchscreen display is available only in vertical orientation. Front Port: USB-C Front Panel Orientation: Vertical Enclosure Type: None Power Quality and Recording: Advanced Meter Form: Form 9 Four-Wire Wye; 3 PTs, 3 CTs* Slot A Power Supply Voltage: 110-240 Vac 50/60 Hz, 110-250 Vdc Slot A Control Input Voltage: 110 Vdc/Vac Slot B Ethernet (Port 1): Single 10/100BASE-T Slot B Port 3 Serial Port (includes Port 2 EIA-232 Standard): Port 3 EIA-232 Slot C Communications: Empty Slot D I/O: 4 DI / 4 DO Electromechanical Slot D Control Input Voltage: 110 Vdc/Vac Slot Z Current Class: CL2/10/20, Optimized for Low-End Accuracy System Frequency: 60 Hz Communications Protocol: Standard Standard Includes: SEL ASCII, SEL LMD, SEL Fast Meter, SEL Compressed ASCII, MV-90 Translation, Modbus, RTU/TCP, Mirrored Bits Communications, Telnet, DNP3 Level 2 Outstation and LAN/WAN, and Synchrophasors Front Panel Labeling: ANSI Conformal Coat: No Software Bundle: None Custom Nameplate Text Standard Front Nameplate: Yes | PUR | SEL-735 Power Quality and Revenue Meter Summary: Sales Item Number: 735#JT32 Part Number: 0735LX20943CXXB3XX16101XX Special Spec: None Selected Options: Display: Color Touchscreen The color touchscreen display is available only in vertical orientation. Front Port: USB-C Front Panel Orientation: Vertical Enclosure Type: None Power Quality and Recording: Advanced Meter Form: Form 9 Four-Wire Wye; 3 PTs, 3 CTs* Slot A Power Supply Voltage: 110-240 Vac 50/60 Hz, 110-250 Vdc Slot A Control Input Voltage: 110 Vdc/Vac Slot B Ethernet (Port 1): Single 10/100BASE-T Slot B Port 3 Serial Port (includes Port 2 EIA-232 Standard): Port 3 EIA-232 Slot C Communications: Empty Slot D I/O: 4 DI / 4 DO Electromechanical Slot D Control Input Voltage: 110 Vdc/Vac Slot Z Current Class: CL2/10/20, Optimized for Low-End Accuracy System Frequency: 60 Hz Communications Protocol: Standard Standard Includes: SEL ASCII, SEL LMD, SEL Fast Meter, SEL Compressed ASCII, MV-90 Translation, Modbus, RTU/TCP, Mirrored Bits Communications, Telnet, DNP3 Level 2 Outstation and LAN/WAN, and Synchrophasors Front Panel Labeling: ANSI Conformal Coat: No Software Bundle: None Custom Nameplate Text Standard Front Nameplate: Yes | EA | EA |  | TRUE |  | P | PPD | 100
133058 | 2 | 5 | States | Hanover | Taylor Barrett | TRUE | 2026-05-07T00:00:00 | 2026-09-17T00:00:00 | 2026-09-17T00:00:00 | 2 | 0 | 2 | 4294.32 | 635559.36 | 21076 | USA | N30 | 214 | SCHWEITZER ENGINEERING LABORATORIES | 99163 | 735#JT32 | SEL-735 Power Quality and Revenue Meter Summary: Sales Item Number: 735#JT32 Part Number: 0735LX20943CXXB3XX16101XX Special Spec: None Selected Options: Display: Color Touchscreen The color touchscreen display is available only in vertical orientation. Front Port: USB-C Front Panel Orientation: Vertical Enclosure Type: None Power Quality and Recording: Advanced Meter Form: Form 9 Four-Wire Wye; 3 PTs, 3 CTs* Slot A Power Supply Voltage: 110-240 Vac 50/60 Hz, 110-250 Vdc Slot A Control Input Voltage: 110 Vdc/Vac Slot B Ethernet (Port 1): Single 10/100BASE-T Slot B Port 3 Serial Port (includes Port 2 EIA-232 Standard): Port 3 EIA-232 Slot C Communications: Empty Slot D I/O: 4 DI / 4 DO Electromechanical Slot D Control Input Voltage: 110 Vdc/Vac Slot Z Current Class: CL2/10/20, Optimized for Low-End Accuracy System Frequency: 60 Hz Communications Protocol: Standard Standard Includes: SEL ASCII, SEL LMD, SEL Fast Meter, SEL Compressed ASCII, MV-90 Translation, Modbus, RTU/TCP, Mirrored Bits Communications, Telnet, DNP3 Level 2 Outstation and LAN/WAN, and Synchrophasors Front Panel Labeling: ANSI Conformal Coat: No Software Bundle: None Custom Nameplate Text Standard Front Nameplate: Yes | PUR | SEL-735 Power Quality and Revenue Meter Summary: Sales Item Number: 735#JT32 Part Number: 0735LX20943CXXB3XX16101XX Special Spec: None Selected Options: Display: Color Touchscreen The color touchscreen display is available only in vertical orientation. Front Port: USB-C Front Panel Orientation: Vertical Enclosure Type: None Power Quality and Recording: Advanced Meter Form: Form 9 Four-Wire Wye; 3 PTs, 3 CTs* Slot A Power Supply Voltage: 110-240 Vac 50/60 Hz, 110-250 Vdc Slot A Control Input Voltage: 110 Vdc/Vac Slot B Ethernet (Port 1): Single 10/100BASE-T Slot B Port 3 Serial Port (includes Port 2 EIA-232 Standard): Port 3 EIA-232 Slot C Communications: Empty Slot D I/O: 4 DI / 4 DO Electromechanical Slot D Control Input Voltage: 110 Vdc/Vac Slot Z Current Class: CL2/10/20, Optimized for Low-End Accuracy System Frequency: 60 Hz Communications Protocol: Standard Standard Includes: SEL ASCII, SEL LMD, SEL Fast Meter, SEL Compressed ASCII, MV-90 Translation, Modbus, RTU/TCP, Mirrored Bits Communications, Telnet, DNP3 Level 2 Outstation and LAN/WAN, and Synchrophasors Front Panel Labeling: ANSI Conformal Coat: No Software Bundle: None Custom Nameplate Text Standard Front Nameplate: Yes | EA | EA |  | TRUE |  | P | PPD | 100
133058 | 1 | 1 | States | Hanover | Taylor Barrett | TRUE | 2026-05-07T00:00:00 | 2026-09-17T00:00:00 | 2026-09-17T00:00:00 | 26 | 0 | 26 | 3197.22 | 473188.56 | 21076 | USA | N30 | 214 | SCHWEITZER ENGINEERING LABORATORIES | 99163 | 735#7J1D | SEL-735 Power Quality and Revenue Meter Summary: Sales Item Number: 735#7J1D Part Number: 0735LX00943CXXXXXX16101XX Special Spec: None Selected Options: Display: Color Touchscreen The color touchscreen display is available only in vertical orientation. Front Port: USB-C Front Panel Orientation: Vertical Enclosure Type: None Power Quality and Recording: Basic Meter Form: Form 9 Four-Wire Wye; 3 PTs, 3 CTs* Slot A Power Supply Voltage: 110-240 Vac 50/60 Hz, 110-250 Vdc Slot A Control Input Voltage: 110 Vdc/Vac | PUR | SEL-735 Power Quality and Revenue Meter Summary: Sales Item Number: 735#7J1D Part Number: 0735LX00943CXXXXXX16101XX Special Spec: None Selected Options: Display: Color Touchscreen The color touchscreen display is available only in vertical orientation. Front Port: USB-C Front Panel Orientation: Vertical Enclosure Type: None Power Quality and Recording: Basic Meter Form: Form 9 Four-Wire Wye; 3 PTs, 3 CTs* Slot A Power Supply Voltage: 110-240 Vac 50/60 Hz, 110-250 Vdc Slot A Control Input Voltage: 110 Vdc/Vac | EA | EA |  | TRUE |  | P | PPD | 100
134095 | 1 | 1 | States | Dayton | Taylor Barrett | TRUE | 2026-06-15T00:00:00 | 2026-12-01T00:00:00 | 2026-12-01T00:00:00 | 1 | 0 | 1 | 2816.02 | 16896.12 | 55369-6417 | USA | N30 | 214 | SCHWEITZER ENGINEERING LABORATORIES | 99163 | 751#1RFK | Sales Item Number: 751#1RFK Part Number: 51001ACA0X0XL5BF10 Special Spec: None Selected Options: Advanced Features: None User Interface: English Front Panel: 5-inch Color Touchscreen With 4 Pushbuttons Slot A Power Supply Voltage: 110-250 Vdc (110-240 Vac); 50/60 HzSlot A Digital Input Voltage: 125 Vdc/VacSlot B Ethernet (Port 1): Dual 10/100BASE-T Ethernet The protocols SNTP, IEEE 1588-2008 firmware-based PTP, PRP, and Modbus TCP are included.Slot B Multimode Fiber ST (Port 2):NoSlot B Rear Serial Port (Port 3): EIA-232 IEC 61850 Protocol: Yes DNP3 Protocol: No IEC 60870-5-103 Protocol: No EtherNet/IP Protocol: No Slot C: 4 DI / 4 DO Fast High Current Hybrid (Form A) Slot C Digital Input Voltage: 125 Vdc/Vac Slot D: Empty Slot D Digital Input Voltage: NA Slot E: Empty Slot E Digital Input Voltage: NA Slot Z Voltage Inputs: 3-Phase LEA AC Voltage (8 Vac) Slot Z Current Inputs: 5 Amp Phase, 5 Amp Neutral Conformal Coat: No DMA Bundle: No | PUR | Sales Item Number: 751#1RFK Part Number: 51001ACA0X0XL5BF10 Special Spec: None Selected Options: Advanced Features: None User Interface: English Front Panel: 5-inch Color Touchscreen With 4 Pushbuttons Slot A Power Supply Voltage: 110-250 Vdc (110-240 Vac); 50/60 HzSlot A Digital Input Voltage: 125 Vdc/VacSlot B Ethernet (Port 1): Dual 10/100BASE-T Ethernet The protocols SNTP, IEEE 1588-2008 firmware-based PTP, PRP, and Modbus TCP are included.Slot B Multimode Fiber ST (Port 2):NoSlot B Rear Serial Port (Port 3): EIA-232 IEC 61850 Protocol: Yes DNP3 Protocol: No IEC 60870-5-103 Protocol: No EtherNet/IP Protocol: No Slot C: 4 DI / 4 DO Fast High Current Hybrid (Form A) Slot C Digital Input Voltage: 125 Vdc/Vac Slot D: Empty Slot D Digital Input Voltage: NA Slot E: Empty Slot E Digital Input Voltage: NA Slot Z Voltage Inputs: 3-Phase LEA AC Voltage (8 Vac) Slot Z Current Inputs: 5 Amp Phase, 5 Amp Neutral Conformal Coat: No DMA Bundle: No | EA | EA |  | TRUE |  | P | PPD | DAYTON
134095 | 1 | 2 | States | Dayton | Taylor Barrett | TRUE | 2026-06-15T00:00:00 | 2026-12-01T00:00:00 | 2026-12-01T00:00:00 | 1 | 0 | 1 | 2816.02 | 16896.12 | 55369-6417 | USA | N30 | 214 | SCHWEITZER ENGINEERING LABORATORIES | 99163 | 751#1RFK | Sales Item Number: 751#1RFK Part Number: 51001ACA0X0XL5BF10 Special Spec: None Selected Options: Advanced Features: None User Interface: English Front Panel: 5-inch Color Touchscreen With 4 Pushbuttons Slot A Power Supply Voltage: 110-250 Vdc (110-240 Vac); 50/60 HzSlot A Digital Input Voltage: 125 Vdc/VacSlot B Ethernet (Port 1): Dual 10/100BASE-T Ethernet The protocols SNTP, IEEE 1588-2008 firmware-based PTP, PRP, and Modbus TCP are included.Slot B Multimode Fiber ST (Port 2):NoSlot B Rear Serial Port (Port 3): EIA-232 IEC 61850 Protocol: Yes DNP3 Protocol: No IEC 60870-5-103 Protocol: No EtherNet/IP Protocol: No Slot C: 4 DI / 4 DO Fast High Current Hybrid (Form A) Slot C Digital Input Voltage: 125 Vdc/Vac Slot D: Empty Slot D Digital Input Voltage: NA Slot E: Empty Slot E Digital Input Voltage: NA Slot Z Voltage Inputs: 3-Phase LEA AC Voltage (8 Vac) Slot Z Current Inputs: 5 Amp Phase, 5 Amp Neutral Conformal Coat: No DMA Bundle: No | PUR | Sales Item Number: 751#1RFK Part Number: 51001ACA0X0XL5BF10 Special Spec: None Selected Options: Advanced Features: None User Interface: English Front Panel: 5-inch Color Touchscreen With 4 Pushbuttons Slot A Power Supply Voltage: 110-250 Vdc (110-240 Vac); 50/60 HzSlot A Digital Input Voltage: 125 Vdc/VacSlot B Ethernet (Port 1): Dual 10/100BASE-T Ethernet The protocols SNTP, IEEE 1588-2008 firmware-based PTP, PRP, and Modbus TCP are included.Slot B Multimode Fiber ST (Port 2):NoSlot B Rear Serial Port (Port 3): EIA-232 IEC 61850 Protocol: Yes DNP3 Protocol: No IEC 60870-5-103 Protocol: No EtherNet/IP Protocol: No Slot C: 4 DI / 4 DO Fast High Current Hybrid (Form A) Slot C Digital Input Voltage: 125 Vdc/Vac Slot D: Empty Slot D Digital Input Voltage: NA Slot E: Empty Slot E Digital Input Voltage: NA Slot Z Voltage Inputs: 3-Phase LEA AC Voltage (8 Vac) Slot Z Current Inputs: 5 Amp Phase, 5 Amp Neutral Conformal Coat: No DMA Bundle: No | EA | EA |  | TRUE |  | P | PPD | DAYTON
134095 | 1 | 3 | States | Dayton | Taylor Barrett | TRUE | 2026-06-15T00:00:00 | 2026-12-01T00:00:00 | 2026-12-01T00:00:00 | 1 | 0 | 1 | 2816.02 | 16896.12 | 55369-6417 | USA | N30 | 214 | SCHWEITZER ENGINEERING LABORATORIES | 99163 | 751#1RFK | Sales Item Number: 751#1RFK Part Number: 51001ACA0X0XL5BF10 Special Spec: None Selected Options: Advanced Features: None User Interface: English Front Panel: 5-inch Color Touchscreen With 4 Pushbuttons Slot A Power Supply Voltage: 110-250 Vdc (110-240 Vac); 50/60 HzSlot A Digital Input Voltage: 125 Vdc/VacSlot B Ethernet (Port 1): Dual 10/100BASE-T Ethernet The protocols SNTP, IEEE 1588-2008 firmware-based PTP, PRP, and Modbus TCP are included.Slot B Multimode Fiber ST (Port 2):NoSlot B Rear Serial Port (Port 3): EIA-232 IEC 61850 Protocol: Yes DNP3 Protocol: No IEC 60870-5-103 Protocol: No EtherNet/IP Protocol: No Slot C: 4 DI / 4 DO Fast High Current Hybrid (Form A) Slot C Digital Input Voltage: 125 Vdc/Vac Slot D: Empty Slot D Digital Input Voltage: NA Slot E: Empty Slot E Digital Input Voltage: NA Slot Z Voltage Inputs: 3-Phase LEA AC Voltage (8 Vac) Slot Z Current Inputs: 5 Amp Phase, 5 Amp Neutral Conformal Coat: No DMA Bundle: No | PUR | Sales Item Number: 751#1RFK Part Number: 51001ACA0X0XL5BF10 Special Spec: None Selected Options: Advanced Features: None User Interface: English Front Panel: 5-inch Color Touchscreen With 4 Pushbuttons Slot A Power Supply Voltage: 110-250 Vdc (110-240 Vac); 50/60 HzSlot A Digital Input Voltage: 125 Vdc/VacSlot B Ethernet (Port 1): Dual 10/100BASE-T Ethernet The protocols SNTP, IEEE 1588-2008 firmware-based PTP, PRP, and Modbus TCP are included.Slot B Multimode Fiber ST (Port 2):NoSlot B Rear Serial Port (Port 3): EIA-232 IEC 61850 Protocol: Yes DNP3 Protocol: No IEC 60870-5-103 Protocol: No EtherNet/IP Protocol: No Slot C: 4 DI / 4 DO Fast High Current Hybrid (Form A) Slot C Digital Input Voltage: 125 Vdc/Vac Slot D: Empty Slot D Digital Input Voltage: NA Slot E: Empty Slot E Digital Input Voltage: NA Slot Z Voltage Inputs: 3-Phase LEA AC Voltage (8 Vac) Slot Z Current Inputs: 5 Amp Phase, 5 Amp Neutral Conformal Coat: No DMA Bundle: No | EA | EA |  | TRUE |  | P | PPD | DAYTON
134095 | 1 | 4 | States | Dayton | Taylor Barrett | TRUE | 2026-06-15T00:00:00 | 2026-12-01T00:00:00 | 2026-12-01T00:00:00 | 1 | 0 | 1 | 2816.02 | 16896.12 | 55369-6417 | USA | N30 | 214 | SCHWEITZER ENGINEERING LABORATORIES | 99163 | 751#1RFK | Sales Item Number: 751#1RFK Part Number: 51001ACA0X0XL5BF10 Special Spec: None Selected Options: Advanced Features: None User Interface: English Front Panel: 5-inch Color Touchscreen With 4 Pushbuttons Slot A Power Supply Voltage: 110-250 Vdc (110-240 Vac); 50/60 HzSlot A Digital Input Voltage: 125 Vdc/VacSlot B Ethernet (Port 1): Dual 10/100BASE-T Ethernet The protocols SNTP, IEEE 1588-2008 firmware-based PTP, PRP, and Modbus TCP are included.Slot B Multimode Fiber ST (Port 2):NoSlot B Rear Serial Port (Port 3): EIA-232 IEC 61850 Protocol: Yes DNP3 Protocol: No IEC 60870-5-103 Protocol: No EtherNet/IP Protocol: No Slot C: 4 DI / 4 DO Fast High Current Hybrid (Form A) Slot C Digital Input Voltage: 125 Vdc/Vac Slot D: Empty Slot D Digital Input Voltage: NA Slot E: Empty Slot E Digital Input Voltage: NA Slot Z Voltage Inputs: 3-Phase LEA AC Voltage (8 Vac) Slot Z Current Inputs: 5 Amp Phase, 5 Amp Neutral Conformal Coat: No DMA Bundle: No | PUR | Sales Item Number: 751#1RFK Part Number: 51001ACA0X0XL5BF10 Special Spec: None Selected Options: Advanced Features: None User Interface: English Front Panel: 5-inch Color Touchscreen With 4 Pushbuttons Slot A Power Supply Voltage: 110-250 Vdc (110-240 Vac); 50/60 HzSlot A Digital Input Voltage: 125 Vdc/VacSlot B Ethernet (Port 1): Dual 10/100BASE-T Ethernet The protocols SNTP, IEEE 1588-2008 firmware-based PTP, PRP, and Modbus TCP are included.Slot B Multimode Fiber ST (Port 2):NoSlot B Rear Serial Port (Port 3): EIA-232 IEC 61850 Protocol: Yes DNP3 Protocol: No IEC 60870-5-103 Protocol: No EtherNet/IP Protocol: No Slot C: 4 DI / 4 DO Fast High Current Hybrid (Form A) Slot C Digital Input Voltage: 125 Vdc/Vac Slot D: Empty Slot D Digital Input Voltage: NA Slot E: Empty Slot E Digital Input Voltage: NA Slot Z Voltage Inputs: 3-Phase LEA AC Voltage (8 Vac) Slot Z Current Inputs: 5 Amp Phase, 5 Amp Neutral Conformal Coat: No DMA Bundle: No | EA | EA |  | TRUE |  | P | PPD | DAYTON
134095 | 1 | 5 | States | Dayton | Taylor Barrett | TRUE | 2026-06-15T00:00:00 | 2027-02-16T00:00:00 | 2027-02-16T00:00:00 | 2 | 0 | 2 | 2816.02 | 16896.12 | 55369-6417 | USA | N30 | 214 | SCHWEITZER ENGINEERING LABORATORIES | 99163 | 751#1RFK | Sales Item Number: 751#1RFK Part Number: 51001ACA0X0XL5BF10 Special Spec: None Selected Options: Advanced Features: None User Interface: English Front Panel: 5-inch Color Touchscreen With 4 Pushbuttons Slot A Power Supply Voltage: 110-250 Vdc (110-240 Vac); 50/60 HzSlot A Digital Input Voltage: 125 Vdc/VacSlot B Ethernet (Port 1): Dual 10/100BASE-T Ethernet The protocols SNTP, IEEE 1588-2008 firmware-based PTP, PRP, and Modbus TCP are included.Slot B Multimode Fiber ST (Port 2):NoSlot B Rear Serial Port (Port 3): EIA-232 IEC 61850 Protocol: Yes DNP3 Protocol: No IEC 60870-5-103 Protocol: No EtherNet/IP Protocol: No Slot C: 4 DI / 4 DO Fast High Current Hybrid (Form A) Slot C Digital Input Voltage: 125 Vdc/Vac Slot D: Empty Slot D Digital Input Voltage: NA Slot E: Empty Slot E Digital Input Voltage: NA Slot Z Voltage Inputs: 3-Phase LEA AC Voltage (8 Vac) Slot Z Current Inputs: 5 Amp Phase, 5 Amp Neutral Conformal Coat: No DMA Bundle: No | PUR | Sales Item Number: 751#1RFK Part Number: 51001ACA0X0XL5BF10 Special Spec: None Selected Options: Advanced Features: None User Interface: English Front Panel: 5-inch Color Touchscreen With 4 Pushbuttons Slot A Power Supply Voltage: 110-250 Vdc (110-240 Vac); 50/60 HzSlot A Digital Input Voltage: 125 Vdc/VacSlot B Ethernet (Port 1): Dual 10/100BASE-T Ethernet The protocols SNTP, IEEE 1588-2008 firmware-based PTP, PRP, and Modbus TCP are included.Slot B Multimode Fiber ST (Port 2):NoSlot B Rear Serial Port (Port 3): EIA-232 IEC 61850 Protocol: Yes DNP3 Protocol: No IEC 60870-5-103 Protocol: No EtherNet/IP Protocol: No Slot C: 4 DI / 4 DO Fast High Current Hybrid (Form A) Slot C Digital Input Voltage: 125 Vdc/Vac Slot D: Empty Slot D Digital Input Voltage: NA Slot E: Empty Slot E Digital Input Voltage: NA Slot Z Voltage Inputs: 3-Phase LEA AC Voltage (8 Vac) Slot Z Current Inputs: 5 Amp Phase, 5 Amp Neutral Conformal Coat: No DMA Bundle: No | EA | EA |  | TRUE |  | P | PPD | DAYTON
134095 | 2 | 1 | States | Dayton | Taylor Barrett | TRUE | 2026-06-15T00:00:00 | 2026-12-01T00:00:00 | 2026-12-01T00:00:00 | 11 | 0 | 11 | 4460.16 | 209627.52 | 55369-6417 | USA | N30 | 214 | SCHWEITZER ENGINEERING LABORATORIES | 99163 | 787#J5X4 | SEL-787 Transformer Protection Relay Summary: Sales Item Number: 787#J5X4 Part Number: 07870X1ACA0X0X850610 Special Spec: None Selected Options: Model Options: Two-Winding Current Differential Slot A Power Supply Voltage: 110–250 Vdc (110–240 Vac) Slot A Digital Input Voltage: 125 Vdc/Vac Slot B Ethernet (Port 1) Dual 10/100BASE-T Ethernet Slot B Rear Serial Port (Port 3): EIA-232 IEC 61850 Protocol: Yes DNP3 Protocol: No Slot C: 4 DI / 4 DO Fast High Current Hybrid (Form A) Slot C Digital Input Voltage: 125 Vdc/Vac Slot D: Empty Slot D Digital Input Voltage: NA Slot E: Empty Slot E Input Voltage: NA Slot Z Current Inputs: 6-Phase AC Current Input (5 Amp Winding 1/5 Amp Winding 2) (SELECT 6 ACI) Conformal Coat: No | PUR | SEL-787 Transformer Protection Relay Summary: Sales Item Number: 787#J5X4 Part Number: 07870X1ACA0X0X850610 Special Spec: None Selected Options: Model Options: Two-Winding Current Differential Slot A Power Supply Voltage: 110–250 Vdc (110–240 Vac) Slot A Digital Input Voltage: 125 Vdc/Vac Slot B Ethernet (Port 1) Dual 10/100BASE-T Ethernet Slot B Rear Serial Port (Port 3): EIA-232 IEC 61850 Protocol: Yes DNP3 Protocol: No Slot C: 4 DI / 4 DO Fast High Current Hybrid (Form A) Slot C Digital Input Voltage: 125 Vdc/Vac Slot D: Empty Slot D Digital Input Voltage: NA Slot E: Empty Slot E Input Voltage: NA Slot Z Current Inputs: 6-Phase AC Current Input (5 Amp Winding 1/5 Amp Winding 2) (SELECT 6 ACI) Conformal Coat: No | EA | EA |  | TRUE |  | P | PPD | DAYTON
134095 | 2 | 2 | States | Dayton | Taylor Barrett | TRUE | 2026-06-15T00:00:00 | 2026-12-01T00:00:00 | 2026-12-01T00:00:00 | 11 | 0 | 11 | 4460.16 | 209627.52 | 55369-6417 | USA | N30 | 214 | SCHWEITZER ENGINEERING LABORATORIES | 99163 | 787#J5X4 | SEL-787 Transformer Protection Relay Summary: Sales Item Number: 787#J5X4 Part Number: 07870X1ACA0X0X850610 Special Spec: None Selected Options: Model Options: Two-Winding Current Differential Slot A Power Supply Voltage: 110–250 Vdc (110–240 Vac) Slot A Digital Input Voltage: 125 Vdc/Vac Slot B Ethernet (Port 1) Dual 10/100BASE-T Ethernet Slot B Rear Serial Port (Port 3): EIA-232 IEC 61850 Protocol: Yes DNP3 Protocol: No Slot C: 4 DI / 4 DO Fast High Current Hybrid (Form A) Slot C Digital Input Voltage: 125 Vdc/Vac Slot D: Empty Slot D Digital Input Voltage: NA Slot E: Empty Slot E Input Voltage: NA Slot Z Current Inputs: 6-Phase AC Current Input (5 Amp Winding 1/5 Amp Winding 2) (SELECT 6 ACI) Conformal Coat: No | PUR | SEL-787 Transformer Protection Relay Summary: Sales Item Number: 787#J5X4 Part Number: 07870X1ACA0X0X850610 Special Spec: None Selected Options: Model Options: Two-Winding Current Differential Slot A Power Supply Voltage: 110–250 Vdc (110–240 Vac) Slot A Digital Input Voltage: 125 Vdc/Vac Slot B Ethernet (Port 1) Dual 10/100BASE-T Ethernet Slot B Rear Serial Port (Port 3): EIA-232 IEC 61850 Protocol: Yes DNP3 Protocol: No Slot C: 4 DI / 4 DO Fast High Current Hybrid (Form A) Slot C Digital Input Voltage: 125 Vdc/Vac Slot D: Empty Slot D Digital Input Voltage: NA Slot E: Empty Slot E Input Voltage: NA Slot Z Current Inputs: 6-Phase AC Current Input (5 Amp Winding 1/5 Amp Winding 2) (SELECT 6 ACI) Conformal Coat: No | EA | EA |  | TRUE |  | P | PPD | DAYTON
134095 | 2 | 3 | States | Dayton | Taylor Barrett | TRUE | 2026-06-15T00:00:00 | 2026-12-21T00:00:00 | 2026-12-21T00:00:00 | 11 | 0 | 11 | 4460.16 | 209627.52 | 55369-6417 | USA | N30 | 214 | SCHWEITZER ENGINEERING LABORATORIES | 99163 | 787#J5X4 | SEL-787 Transformer Protection Relay Summary: Sales Item Number: 787#J5X4 Part Number: 07870X1ACA0X0X850610 Special Spec: None Selected Options: Model Options: Two-Winding Current Differential Slot A Power Supply Voltage: 110–250 Vdc (110–240 Vac) Slot A Digital Input Voltage: 125 Vdc/Vac Slot B Ethernet (Port 1) Dual 10/100BASE-T Ethernet Slot B Rear Serial Port (Port 3): EIA-232 IEC 61850 Protocol: Yes DNP3 Protocol: No Slot C: 4 DI / 4 DO Fast High Current Hybrid (Form A) Slot C Digital Input Voltage: 125 Vdc/Vac Slot D: Empty Slot D Digital Input Voltage: NA Slot E: Empty Slot E Input Voltage: NA Slot Z Current Inputs: 6-Phase AC Current Input (5 Amp Winding 1/5 Amp Winding 2) (SELECT 6 ACI) Conformal Coat: No | PUR | SEL-787 Transformer Protection Relay Summary: Sales Item Number: 787#J5X4 Part Number: 07870X1ACA0X0X850610 Special Spec: None Selected Options: Model Options: Two-Winding Current Differential Slot A Power Supply Voltage: 110–250 Vdc (110–240 Vac) Slot A Digital Input Voltage: 125 Vdc/Vac Slot B Ethernet (Port 1) Dual 10/100BASE-T Ethernet Slot B Rear Serial Port (Port 3): EIA-232 IEC 61850 Protocol: Yes DNP3 Protocol: No Slot C: 4 DI / 4 DO Fast High Current Hybrid (Form A) Slot C Digital Input Voltage: 125 Vdc/Vac Slot D: Empty Slot D Digital Input Voltage: NA Slot E: Empty Slot E Input Voltage: NA Slot Z Current Inputs: 6-Phase AC Current Input (5 Amp Winding 1/5 Amp Winding 2) (SELECT 6 ACI) Conformal Coat: No | EA | EA |  | TRUE |  | P | PPD | DAYTON
134095 | 2 | 4 | States | Dayton | Taylor Barrett | TRUE | 2026-06-15T00:00:00 | 2027-02-16T00:00:00 | 2027-02-16T00:00:00 | 11 | 0 | 11 | 4460.16 | 209627.52 | 55369-6417 | USA | N30 | 214 | SCHWEITZER ENGINEERING LABORATORIES | 99163 | 787#J5X4 | SEL-787 Transformer Protection Relay Summary: Sales Item Number: 787#J5X4 Part Number: 07870X1ACA0X0X850610 Special Spec: None Selected Options: Model Options: Two-Winding Current Differential Slot A Power Supply Voltage: 110–250 Vdc (110–240 Vac) Slot A Digital Input Voltage: 125 Vdc/Vac Slot B Ethernet (Port 1) Dual 10/100BASE-T Ethernet Slot B Rear Serial Port (Port 3): EIA-232 IEC 61850 Protocol: Yes DNP3 Protocol: No Slot C: 4 DI / 4 DO Fast High Current Hybrid (Form A) Slot C Digital Input Voltage: 125 Vdc/Vac Slot D: Empty Slot D Digital Input Voltage: NA Slot E: Empty Slot E Input Voltage: NA Slot Z Current Inputs: 6-Phase AC Current Input (5 Amp Winding 1/5 Amp Winding 2) (SELECT 6 ACI) Conformal Coat: No | PUR | SEL-787 Transformer Protection Relay Summary: Sales Item Number: 787#J5X4 Part Number: 07870X1ACA0X0X850610 Special Spec: None Selected Options: Model Options: Two-Winding Current Differential Slot A Power Supply Voltage: 110–250 Vdc (110–240 Vac) Slot A Digital Input Voltage: 125 Vdc/Vac Slot B Ethernet (Port 1) Dual 10/100BASE-T Ethernet Slot B Rear Serial Port (Port 3): EIA-232 IEC 61850 Protocol: Yes DNP3 Protocol: No Slot C: 4 DI / 4 DO Fast High Current Hybrid (Form A) Slot C Digital Input Voltage: 125 Vdc/Vac Slot D: Empty Slot D Digital Input Voltage: NA Slot E: Empty Slot E Input Voltage: NA Slot Z Current Inputs: 6-Phase AC Current Input (5 Amp Winding 1/5 Amp Winding 2) (SELECT 6 ACI) Conformal Coat: No | EA | EA |  | TRUE |  | P | PPD | DAYTON
134095 | 2 | 5 | States | Dayton | Taylor Barrett | TRUE | 2026-06-15T00:00:00 | 2026-12-01T00:00:00 | 2026-12-01T00:00:00 | 3 | 0 | 3 | 4460.16 | 209627.52 | 55369-6417 | USA | N30 | 214 | SCHWEITZER ENGINEERING LABORATORIES | 99163 | 787#J5X4 | SEL-787 Transformer Protection Relay Summary: Sales Item Number: 787#J5X4 Part Number: 07870X1ACA0X0X850610 Special Spec: None Selected Options: Model Options: Two-Winding Current Differential Slot A Power Supply Voltage: 110–250 Vdc (110–240 Vac) Slot A Digital Input Voltage: 125 Vdc/Vac Slot B Ethernet (Port 1) Dual 10/100BASE-T Ethernet Slot B Rear Serial Port (Port 3): EIA-232 IEC 61850 Protocol: Yes DNP3 Protocol: No Slot C: 4 DI / 4 DO Fast High Current Hybrid (Form A) Slot C Digital Input Voltage: 125 Vdc/Vac Slot D: Empty Slot D Digital Input Voltage: NA Slot E: Empty Slot E Input Voltage: NA Slot Z Current Inputs: 6-Phase AC Current Input (5 Amp Winding 1/5 Amp Winding 2) (SELECT 6 ACI) Conformal Coat: No | PUR | SEL-787 Transformer Protection Relay Summary: Sales Item Number: 787#J5X4 Part Number: 07870X1ACA0X0X850610 Special Spec: None Selected Options: Model Options: Two-Winding Current Differential Slot A Power Supply Voltage: 110–250 Vdc (110–240 Vac) Slot A Digital Input Voltage: 125 Vdc/Vac Slot B Ethernet (Port 1) Dual 10/100BASE-T Ethernet Slot B Rear Serial Port (Port 3): EIA-232 IEC 61850 Protocol: Yes DNP3 Protocol: No Slot C: 4 DI / 4 DO Fast High Current Hybrid (Form A) Slot C Digital Input Voltage: 125 Vdc/Vac Slot D: Empty Slot D Digital Input Voltage: NA Slot E: Empty Slot E Input Voltage: NA Slot Z Current Inputs: 6-Phase AC Current Input (5 Amp Winding 1/5 Amp Winding 2) (SELECT 6 ACI) Conformal Coat: No | EA | EA |  | TRUE |  | P | PPD | DAYTON
134095 | 3 | 1 | States | Dayton | Taylor Barrett | TRUE | 2026-06-15T00:00:00 | 2026-12-01T00:00:00 | 2026-12-01T00:00:00 | 1 | 0 | 1 | 4853.13 | 24265.65 | 55369-6417 | USA | N30 | 214 | SCHWEITZER ENGINEERING LABORATORIES | 99163 | 787Z#0GQH | SEL Bus Differential Relay | PUR | SEL Bus Differential Relay | EA | EA |  | TRUE |  | P | PPD | DAYTON
134095 | 3 | 2 | States | Dayton | Taylor Barrett | TRUE | 2026-06-15T00:00:00 | 2027-02-15T00:00:00 | 2027-02-15T00:00:00 | 1 | 0 | 1 | 4853.13 | 24265.65 | 55369-6417 | USA | N30 | 214 | SCHWEITZER ENGINEERING LABORATORIES | 99163 | 787Z#0GQH | SEL Bus Differential Relay | PUR | SEL Bus Differential Relay | EA | EA |  | TRUE |  | P | PPD | DAYTON
134095 | 3 | 3 | States | Dayton | Taylor Barrett | TRUE | 2026-06-15T00:00:00 | 2026-12-01T00:00:00 | 2026-12-01T00:00:00 | 1 | 0 | 1 | 4853.13 | 24265.65 | 55369-6417 | USA | N30 | 214 | SCHWEITZER ENGINEERING LABORATORIES | 99163 | 787Z#0GQH | SEL Bus Differential Relay | PUR | SEL Bus Differential Relay | EA | EA |  | TRUE |  | P | PPD | DAYTON
134095 | 3 | 4 | States | Dayton | Taylor Barrett | TRUE | 2026-06-15T00:00:00 | 2026-12-21T00:00:00 | 2026-12-21T00:00:00 | 1 | 0 | 1 | 4853.13 | 24265.65 | 55369-6417 | USA | N30 | 214 | SCHWEITZER ENGINEERING LABORATORIES | 99163 | 787Z#0GQH | SEL Bus Differential Relay | PUR | SEL Bus Differential Relay | EA | EA |  | TRUE |  | P | PPD | DAYTON
134095 | 3 | 5 | States | Dayton | Taylor Barrett | TRUE | 2026-06-15T00:00:00 | 2026-12-01T00:00:00 | 2026-12-01T00:00:00 | 1 | 0 | 1 | 4853.13 | 24265.65 | 55369-6417 | USA | N30 | 214 | SCHWEITZER ENGINEERING LABORATORIES | 99163 | 787Z#0GQH | SEL Bus Differential Relay | PUR | SEL Bus Differential Relay | EA | EA |  | TRUE |  | P | PPD | DAYTON
134113 | 1 | 1 | States | Champlin | Taylor Barrett | TRUE | 2026-06-15T00:00:00 | 2026-10-26T00:00:00 | 2026-10-26T00:00:00 | 3 | 0 | 3 | 6195.82 | 18587.46 | 55316-3157 | USA | N30 | 214 | SCHWEITZER ENGINEERING LABORATORIES | 99163 | 24880PCX1181BF23X | Time Distribution Protocols: IRIG-B, NTP Mounting: Horizontal Panel Mount Power Supply A: 24/48 Vdc Power Supply B: None Ethernet Port (ETH 1, ETH 2): 2 10/100BASE-T Ethernet Port (ETH 3, ETH 4): 2 10/100BASE-T Holdover: OCXO Frequency Outputs: 1 Square Wave and 5 10MHz Sine Wave Antenna: Complete 75ft LMR-400 GPS/GLONASS Installation Kit Includes: (1) GPS/GLONASS Antenna (9524B) (1) 50' Low-Loss LMR-400-FR Cable (C961C-050) (1) 25' Low-Loss LMR-400-FR Cable (C961C-025) (1) Gas Tube Coax Surge Protector and Mounting Kit (915900139) (1) Antenna Pipe-Mounting Kit (915900043) Conformal Coat: No | PUR | Time Distribution Protocols: IRIG-B, NTP Mounting: Horizontal Panel Mount Power Supply A: 24/48 Vdc Power Supply B: None Ethernet Port (ETH 1, ETH 2): 2 10/100BASE-T Ethernet Port (ETH 3, ETH 4): 2 10/100BASE-T Holdover: OCXO Frequency Outputs: 1 Square Wave and 5 10MHz Sine Wave Antenna: Complete 75ft LMR-400 GPS/GLONASS Installation Kit Includes: (1) GPS/GLONASS Antenna (9524B) (1) 50' Low-Loss LMR-400-FR Cable (C961C-050) (1) 25' Low-Loss LMR-400-FR Cable (C961C-025) (1) Gas Tube Coax Surge Protector and Mounting Kit (915900139) (1) Antenna Pipe-Mounting Kit (915900043) Conformal Coat: No | EA | EA |  | TRUE |  | P | PPD | 100
133827 | 1 | 1 | States | Champlin | Taylor Barrett | TRUE | 2026-06-03T00:00:00 | 2026-08-28T00:00:00 | 2026-08-26T00:00:00 | 4 | 0 | 4 | 6195.82 | 24783.28 | 55316-3157 | USA | N30 | 214 | SCHWEITZER ENGINEERING LABORATORIES | 99163 | 24880PCX1181BF23X | Time Distribution Protocols: IRIG-B, NTP Mounting: Horizontal Panel Mount Power Supply A: 24/48 Vdc Power Supply B: None Ethernet Port (ETH 1, ETH 2): 2 10/100BASE-T Ethernet Port (ETH 3, ETH 4): 2 10/100BASE-T Holdover: OCXO Frequency Outputs: 1 Square Wave and 5 10MHz Sine Wave Antenna: Complete 75ft LMR-400 GPS/GLONASS Installation Kit Includes: (1) GPS/GLONASS Antenna (9524B) (1) 50' Low-Loss LMR-400-FR Cable (C961C-050) (1) 25' Low-Loss LMR-400-FR Cable (C961C-025) (1) Gas Tube Coax Surge Protector and Mounting Kit (915900139) (1) Antenna Pipe-Mounting Kit (915900043) Conformal Coat: No | PUR | Time Distribution Protocols: IRIG-B, NTP Mounting: Horizontal Panel Mount Power Supply A: 24/48 Vdc Power Supply B: None Ethernet Port (ETH 1, ETH 2): 2 10/100BASE-T Ethernet Port (ETH 3, ETH 4): 2 10/100BASE-T Holdover: OCXO Frequency Outputs: 1 Square Wave and 5 10MHz Sine Wave Antenna: Complete 75ft LMR-400 GPS/GLONASS Installation Kit Includes: (1) GPS/GLONASS Antenna (9524B) (1) 50' Low-Loss LMR-400-FR Cable (C961C-050) (1) 25' Low-Loss LMR-400-FR Cable (C961C-025) (1) Gas Tube Coax Surge Protector and Mounting Kit (915900139) (1) Antenna Pipe-Mounting Kit (915900043) Conformal Coat: No | EA | EA |  | TRUE |  | P | PPD | 100
133791 | 1 | 1 | States | Champlin | Taylor Barrett | TRUE | 2026-06-02T00:00:00 | 2026-10-02T00:00:00 | 2026-10-02T00:00:00 | 1 | 0 | 1 | 5643.04 | 16929.12 | 55316-3157 | USA | N30 | 214 | SCHWEITZER ENGINEERING LABORATORIES | 99163 | 735#7CEJ | 0735LX20943CXXB3XX16101EX Display Color Touchscreen The color touchscreen display is available only in vertical orientation. Front Port USB-C Front Panel Orientation Vertical Enclosure Type None Power Quality and Recording Advanced Meter Form Form 9 Four-Wire Wye; 3 PTs, 3 CTs* Slot A Power Supply Voltage 110-240 Vac 50/60 Hz, 110-250 Vdc Slot A Control Input Voltage 110 Vdc/Vac Slot B Ethernet (Port 1) Single 10/100BASE-T Slot B Port 3 Serial Port (includes Port 2 EIA-232 Standard) Port 3 EIA-232 Slot C Communications Empty Slot D I/O4 DI / 4 DO Electromechanical Slot D Control Input Voltage 110 Vdc/Vac Slot Z Current Class CL2/10/20, Optimized for Low-End Accuracy System Frequency 60 Hz Communications Protocol Standard Standard Includes: SEL ASCII, SEL LMD, SEL Fast Meter, SEL Compressed ASCII, MV-90 Translation, Modbus, RTU/TCP, Mirrored Bits Communications, Telnet, DNP3 Level 2 Outstation and LAN/WAN, and Synchrophasors Front Panel Labeling ANSI Conformal Coat No Software Bundle Energy and Power Monitoring Bundle o SEL-5703 Synchrowave Monitoring- Power Monitoring Package o SEL-5705 Synchrowave Reports - Power Quality o SEL-5045 acSELerator Team Profile for billing and Team Events for waveform data (single or additional device license) | PUR | 0735LX20943CXXB3XX16101EX Display Color Touchscreen The color touchscreen display is available only in vertical orientation. Front Port USB-C Front Panel Orientation Vertical Enclosure Type None Power Quality and Recording Advanced Meter Form Form 9 Four-Wire Wye; 3 PTs, 3 CTs* Slot A Power Supply Voltage 110-240 Vac 50/60 Hz, 110-250 Vdc Slot A Control Input Voltage 110 Vdc/Vac Slot B Ethernet (Port 1) Single 10/100BASE-T Slot B Port 3 Serial Port (includes Port 2 EIA-232 Standard) Port 3 EIA-232 Slot C Communications Empty Slot D I/O4 DI / 4 DO Electromechanical Slot D Control Input Voltage 110 Vdc/Vac Slot Z Current Class CL2/10/20, Optimized for Low-End Accuracy System Frequency 60 Hz Communications Protocol Standard Standard Includes: SEL ASCII, SEL LMD, SEL Fast Meter, SEL Compressed ASCII, MV-90 Translation, Modbus, RTU/TCP, Mirrored Bits Communications, Telnet, DNP3 Level 2 Outstation and LAN/WAN, and Synchrophasors Front Panel Labeling ANSI Conformal Coat No Software Bundle Energy and Power Monitoring Bundle o SEL-5703 Synchrowave Monitoring- Power Monitoring Package o SEL-5705 Synchrowave Reports - Power Quality o SEL-5045 acSELerator Team Profile for billing and Team Events for waveform data (single or additional device license) | EA | EA |  | TRUE |  | P | PPD | 100
133791 | 1 | 2 | States | Champlin | Taylor Barrett | TRUE | 2026-06-02T00:00:00 | 2026-10-02T00:00:00 | 2026-10-02T00:00:00 | 1 | 0 | 1 | 5643.04 | 16929.12 | 55316-3157 | USA | N30 | 214 | SCHWEITZER ENGINEERING LABORATORIES | 99163 | 735#7CEJ | 0735LX20943CXXB3XX16101EX Display Color Touchscreen The color touchscreen display is available only in vertical orientation. Front Port USB-C Front Panel Orientation Vertical Enclosure Type None Power Quality and Recording Advanced Meter Form Form 9 Four-Wire Wye; 3 PTs, 3 CTs* Slot A Power Supply Voltage 110-240 Vac 50/60 Hz, 110-250 Vdc Slot A Control Input Voltage 110 Vdc/Vac Slot B Ethernet (Port 1) Single 10/100BASE-T Slot B Port 3 Serial Port (includes Port 2 EIA-232 Standard) Port 3 EIA-232 Slot C Communications Empty Slot D I/O4 DI / 4 DO Electromechanical Slot D Control Input Voltage 110 Vdc/Vac Slot Z Current Class CL2/10/20, Optimized for Low-End Accuracy System Frequency 60 Hz Communications Protocol Standard Standard Includes: SEL ASCII, SEL LMD, SEL Fast Meter, SEL Compressed ASCII, MV-90 Translation, Modbus, RTU/TCP, Mirrored Bits Communications, Telnet, DNP3 Level 2 Outstation and LAN/WAN, and Synchrophasors Front Panel Labeling ANSI Conformal Coat No Software Bundle Energy and Power Monitoring Bundle o SEL-5703 Synchrowave Monitoring- Power Monitoring Package o SEL-5705 Synchrowave Reports - Power Quality o SEL-5045 acSELerator Team Profile for billing and Team Events for waveform data (single or additional device license) | PUR | 0735LX20943CXXB3XX16101EX Display Color Touchscreen The color touchscreen display is available only in vertical orientation. Front Port USB-C Front Panel Orientation Vertical Enclosure Type None Power Quality and Recording Advanced Meter Form Form 9 Four-Wire Wye; 3 PTs, 3 CTs* Slot A Power Supply Voltage 110-240 Vac 50/60 Hz, 110-250 Vdc Slot A Control Input Voltage 110 Vdc/Vac Slot B Ethernet (Port 1) Single 10/100BASE-T Slot B Port 3 Serial Port (includes Port 2 EIA-232 Standard) Port 3 EIA-232 Slot C Communications Empty Slot D I/O4 DI / 4 DO Electromechanical Slot D Control Input Voltage 110 Vdc/Vac Slot Z Current Class CL2/10/20, Optimized for Low-End Accuracy System Frequency 60 Hz Communications Protocol Standard Standard Includes: SEL ASCII, SEL LMD, SEL Fast Meter, SEL Compressed ASCII, MV-90 Translation, Modbus, RTU/TCP, Mirrored Bits Communications, Telnet, DNP3 Level 2 Outstation and LAN/WAN, and Synchrophasors Front Panel Labeling ANSI Conformal Coat No Software Bundle Energy and Power Monitoring Bundle o SEL-5703 Synchrowave Monitoring- Power Monitoring Package o SEL-5705 Synchrowave Reports - Power Quality o SEL-5045 acSELerator Team Profile for billing and Team Events for waveform data (single or additional device license) | EA | EA |  | TRUE |  | P | PPD | 100
133791 | 1 | 3 | States | Champlin | Taylor Barrett | TRUE | 2026-06-02T00:00:00 | 2026-10-02T00:00:00 | 2026-10-02T00:00:00 | 1 | 0 | 1 | 5643.04 | 16929.12 | 55316-3157 | USA | N30 | 214 | SCHWEITZER ENGINEERING LABORATORIES | 99163 | 735#7CEJ | 0735LX20943CXXB3XX16101EX Display Color Touchscreen The color touchscreen display is available only in vertical orientation. Front Port USB-C Front Panel Orientation Vertical Enclosure Type None Power Quality and Recording Advanced Meter Form Form 9 Four-Wire Wye; 3 PTs, 3 CTs* Slot A Power Supply Voltage 110-240 Vac 50/60 Hz, 110-250 Vdc Slot A Control Input Voltage 110 Vdc/Vac Slot B Ethernet (Port 1) Single 10/100BASE-T Slot B Port 3 Serial Port (includes Port 2 EIA-232 Standard) Port 3 EIA-232 Slot C Communications Empty Slot D I/O4 DI / 4 DO Electromechanical Slot D Control Input Voltage 110 Vdc/Vac Slot Z Current Class CL2/10/20, Optimized for Low-End Accuracy System Frequency 60 Hz Communications Protocol Standard Standard Includes: SEL ASCII, SEL LMD, SEL Fast Meter, SEL Compressed ASCII, MV-90 Translation, Modbus, RTU/TCP, Mirrored Bits Communications, Telnet, DNP3 Level 2 Outstation and LAN/WAN, and Synchrophasors Front Panel Labeling ANSI Conformal Coat No Software Bundle Energy and Power Monitoring Bundle o SEL-5703 Synchrowave Monitoring- Power Monitoring Package o SEL-5705 Synchrowave Reports - Power Quality o SEL-5045 acSELerator Team Profile for billing and Team Events for waveform data (single or additional device license) | PUR | 0735LX20943CXXB3XX16101EX Display Color Touchscreen The color touchscreen display is available only in vertical orientation. Front Port USB-C Front Panel Orientation Vertical Enclosure Type None Power Quality and Recording Advanced Meter Form Form 9 Four-Wire Wye; 3 PTs, 3 CTs* Slot A Power Supply Voltage 110-240 Vac 50/60 Hz, 110-250 Vdc Slot A Control Input Voltage 110 Vdc/Vac Slot B Ethernet (Port 1) Single 10/100BASE-T Slot B Port 3 Serial Port (includes Port 2 EIA-232 Standard) Port 3 EIA-232 Slot C Communications Empty Slot D I/O4 DI / 4 DO Electromechanical Slot D Control Input Voltage 110 Vdc/Vac Slot Z Current Class CL2/10/20, Optimized for Low-End Accuracy System Frequency 60 Hz Communications Protocol Standard Standard Includes: SEL ASCII, SEL LMD, SEL Fast Meter, SEL Compressed ASCII, MV-90 Translation, Modbus, RTU/TCP, Mirrored Bits Communications, Telnet, DNP3 Level 2 Outstation and LAN/WAN, and Synchrophasors Front Panel Labeling ANSI Conformal Coat No Software Bundle Energy and Power Monitoring Bundle o SEL-5703 Synchrowave Monitoring- Power Monitoring Package o SEL-5705 Synchrowave Reports - Power Quality o SEL-5045 acSELerator Team Profile for billing and Team Events for waveform data (single or additional device license) | EA | EA |  | TRUE |  | P | PPD | 100
133686 | 1 | 1 | States | Champlin | Taylor Barrett | TRUE | 2026-05-28T00:00:00 | 2026-08-25T00:00:00 | 2026-08-25T00:00:00 | 4 | 0 | 4 | 6195.82 | 24783.28 | 55316-3157 | USA | N30 | 214 | SCHWEITZER ENGINEERING LABORATORIES | 99163 | 24880PCX1181BF23X | Time Distribution Protocols: IRIG-B, NTP Mounting: Horizontal Panel Mount Power Supply A: 24/48 Vdc Power Supply B: None Ethernet Port (ETH 1, ETH 2): 2 10/100BASE-T Ethernet Port (ETH 3, ETH 4): 2 10/100BASE-T Holdover: OCXO Frequency Outputs: 1 Square Wave and 5 10MHz Sine Wave Antenna: Complete 75ft LMR-400 GPS/GLONASS Installation Kit Includes: (1) GPS/GLONASS Antenna (9524B) (1) 50' Low-Loss LMR-400-FR Cable (C961C-050) (1) 25' Low-Loss LMR-400-FR Cable (C961C-025) (1) Gas Tube Coax Surge Protector and Mounting Kit (915900139) (1) Antenna Pipe-Mounting Kit (915900043) Conformal Coat: No | PUR | Time Distribution Protocols: IRIG-B, NTP Mounting: Horizontal Panel Mount Power Supply A: 24/48 Vdc Power Supply B: None Ethernet Port (ETH 1, ETH 2): 2 10/100BASE-T Ethernet Port (ETH 3, ETH 4): 2 10/100BASE-T Holdover: OCXO Frequency Outputs: 1 Square Wave and 5 10MHz Sine Wave Antenna: Complete 75ft LMR-400 GPS/GLONASS Installation Kit Includes: (1) GPS/GLONASS Antenna (9524B) (1) 50' Low-Loss LMR-400-FR Cable (C961C-050) (1) 25' Low-Loss LMR-400-FR Cable (C961C-025) (1) Gas Tube Coax Surge Protector and Mounting Kit (915900139) (1) Antenna Pipe-Mounting Kit (915900043) Conformal Coat: No | EA | EA |  | TRUE |  | P | PPD | 100
133354 | 1 | 1 | States | Champlin | Taylor Barrett | TRUE | 2026-05-18T00:00:00 | 2026-10-26T00:00:00 | 2026-10-26T00:00:00 | 2 | 0 | 2 | 6195.82 | 12391.64 | 55316-3157 | USA | N30 | 214 | SCHWEITZER ENGINEERING LABORATORIES | 99163 | 24880PCX1181BF23X | Time Distribution Protocols: IRIG-B, NTP Mounting: Horizontal Panel Mount Power Supply A: 24/48 Vdc Power Supply B: None Ethernet Port (ETH 1, ETH 2): 2 10/100BASE-T Ethernet Port (ETH 3, ETH 4): 2 10/100BASE-T Holdover: OCXO Frequency Outputs: 1 Square Wave and 5 10MHz Sine Wave Antenna: Complete 75ft LMR-400 GPS/GLONASS Installation Kit Includes: (1) GPS/GLONASS Antenna (9524B) (1) 50' Low-Loss LMR-400-FR Cable (C961C-050) (1) 25' Low-Loss LMR-400-FR Cable (C961C-025) (1) Gas Tube Coax Surge Protector and Mounting Kit (915900139) (1) Antenna Pipe-Mounting Kit (915900043) Conformal Coat: No | PUR | Time Distribution Protocols: IRIG-B, NTP Mounting: Horizontal Panel Mount Power Supply A: 24/48 Vdc Power Supply B: None Ethernet Port (ETH 1, ETH 2): 2 10/100BASE-T Ethernet Port (ETH 3, ETH 4): 2 10/100BASE-T Holdover: OCXO Frequency Outputs: 1 Square Wave and 5 10MHz Sine Wave Antenna: Complete 75ft LMR-400 GPS/GLONASS Installation Kit Includes: (1) GPS/GLONASS Antenna (9524B) (1) 50' Low-Loss LMR-400-FR Cable (C961C-050) (1) 25' Low-Loss LMR-400-FR Cable (C961C-025) (1) Gas Tube Coax Surge Protector and Mounting Kit (915900139) (1) Antenna Pipe-Mounting Kit (915900043) Conformal Coat: No | EA | EA |  | TRUE |  | P | PPD | 100
132133 | 1 | 1 | States | Dayton | Taylor Barrett | TRUE | 2026-03-30T00:00:00 | 2026-07-23T00:00:00 | 2026-07-23T00:00:00 | 16 | 0 | 16 | 974 | 15584 | 55369-6417 | USA | N30 | 214 | SCHWEITZER ENGINEERING LABORATORIES | 99163 | 2725#BGFB | SEL Ethernet Switch | PUR | SEL Ethernet Switch | EA | EA |  | TRUE |  | P | PPD | DAYTON
133135 | 1 | 4 | States | Champlin | Andrew Olson | TRUE | 2026-05-11T00:00:00 | 2026-10-26T00:00:00 | 2026-10-26T00:00:00 | 38 | 0 | 38 | 342.86 | 52800.44 | 55316-3157 | USA | D01 | 215 | POWER/MATION DIVISION INC | 55486-0314 | CS18-00-INC | 18 CHANNEL DRY CONTACT DIGITAL INPUT MODULE | PUR | 18 CHANNEL DRY CONTACT DIGITAL INPUT MODULE | EA | EA |  | TRUE |  | P | FXG | 100
133135 | 2 | 1 | States | Champlin | Andrew Olson | TRUE | 2026-05-11T00:00:00 | 2026-07-27T00:00:00 | 2026-07-27T00:00:00 | 40 | 0 | 40 | 392.86 | 60500.44 | 55316-3157 | USA | D01 | 215 | POWER/MATION DIVISION INC | 55486-0314 | CS24-33CTC | CORTEX CURRENT TRANSFORMER INTERFACE MODULE X 24 INPUTS | PUR | CORTEX CURRENT TRANSFORMER INTERFACE MODULE X 24 INPUTS | EA | EA |  | TRUE |  | P | FXG | 100
133135 | 2 | 2 | States | Champlin | Andrew Olson | TRUE | 2026-05-11T00:00:00 | 2026-08-25T00:00:00 | 2026-08-25T00:00:00 | 38 | 0 | 38 | 392.86 | 60500.44 | 55316-3157 | USA | D01 | 215 | POWER/MATION DIVISION INC | 55486-0314 | CS24-33CTC | CORTEX CURRENT TRANSFORMER INTERFACE MODULE X 24 INPUTS | PUR | CORTEX CURRENT TRANSFORMER INTERFACE MODULE X 24 INPUTS | EA | EA |  | TRUE |  | P | FXG | 100
133135 | 2 | 3 | States | Champlin | Andrew Olson | TRUE | 2026-05-11T00:00:00 | 2026-09-24T00:00:00 | 2026-09-24T00:00:00 | 38 | 0 | 38 | 392.86 | 60500.44 | 55316-3157 | USA | D01 | 215 | POWER/MATION DIVISION INC | 55486-0314 | CS24-33CTC | CORTEX CURRENT TRANSFORMER INTERFACE MODULE X 24 INPUTS | PUR | CORTEX CURRENT TRANSFORMER INTERFACE MODULE X 24 INPUTS | EA | EA |  | TRUE |  | P | FXG | 100
133135 | 2 | 4 | States | Champlin | Andrew Olson | TRUE | 2026-05-11T00:00:00 | 2026-10-26T00:00:00 | 2026-10-26T00:00:00 | 38 | 0 | 38 | 392.86 | 60500.44 | 55316-3157 | USA | D01 | 215 | POWER/MATION DIVISION INC | 55486-0314 | CS24-33CTC | CORTEX CURRENT TRANSFORMER INTERFACE MODULE X 24 INPUTS | PUR | CORTEX CURRENT TRANSFORMER INTERFACE MODULE X 24 INPUTS | EA | EA |  | TRUE |  | P | FXG | 100
133135 | 3 | 1 | States | Champlin | Andrew Olson | TRUE | 2026-05-11T00:00:00 | 2026-07-27T00:00:00 | 2026-07-27T00:00:00 | 40 | 0 | 40 | 1357.14 | 208999.56 | 55316-3157 | USA | D01 | 215 | POWER/MATION DIVISION INC | 55486-0314 | CSM-1-00 | 192 CHANNEL ADVANCED POWER QUALITY MONITOR - SINGLE INPUT VERSION - REQUIRES 24 VDC | PUR | 192 CHANNEL ADVANCED POWER QUALITY MONITOR - SINGLE INPUT VERSION - REQUIRES 24 VDC | EA | EA |  | TRUE |  | P | FXG | 100
133135 | 3 | 2 | States | Champlin | Andrew Olson | TRUE | 2026-05-11T00:00:00 | 2026-08-25T00:00:00 | 2026-08-25T00:00:00 | 38 | 0 | 38 | 1357.14 | 208999.56 | 55316-3157 | USA | D01 | 215 | POWER/MATION DIVISION INC | 55486-0314 | CSM-1-00 | 192 CHANNEL ADVANCED POWER QUALITY MONITOR - SINGLE INPUT VERSION - REQUIRES 24 VDC | PUR | 192 CHANNEL ADVANCED POWER QUALITY MONITOR - SINGLE INPUT VERSION - REQUIRES 24 VDC | EA | EA |  | TRUE |  | P | FXG | 100
133135 | 3 | 3 | States | Champlin | Andrew Olson | TRUE | 2026-05-11T00:00:00 | 2026-09-24T00:00:00 | 2026-09-24T00:00:00 | 38 | 0 | 38 | 1357.14 | 208999.56 | 55316-3157 | USA | D01 | 215 | POWER/MATION DIVISION INC | 55486-0314 | CSM-1-00 | 192 CHANNEL ADVANCED POWER QUALITY MONITOR - SINGLE INPUT VERSION - REQUIRES 24 VDC | PUR | 192 CHANNEL ADVANCED POWER QUALITY MONITOR - SINGLE INPUT VERSION - REQUIRES 24 VDC | EA | EA |  | TRUE |  | P | FXG | 100
133135 | 3 | 4 | States | Champlin | Andrew Olson | TRUE | 2026-05-11T00:00:00 | 2026-10-26T00:00:00 | 2026-10-26T00:00:00 | 38 | 0 | 38 | 1357.14 | 208999.56 | 55316-3157 | USA | D01 | 215 | POWER/MATION DIVISION INC | 55486-0314 | CSM-1-00 | 192 CHANNEL ADVANCED POWER QUALITY MONITOR - SINGLE INPUT VERSION - REQUIRES 24 VDC | PUR | 192 CHANNEL ADVANCED POWER QUALITY MONITOR - SINGLE INPUT VERSION - REQUIRES 24 VDC | EA | EA |  | TRUE |  | P | FXG | 100
133135 | 1 | 1 | States | Champlin | Andrew Olson | TRUE | 2026-05-11T00:00:00 | 2026-07-27T00:00:00 | 2026-07-27T00:00:00 | 40 | 0 | 40 | 342.86 | 52800.44 | 55316-3157 | USA | D01 | 215 | POWER/MATION DIVISION INC | 55486-0314 | CS18-00-INC | 18 CHANNEL DRY CONTACT DIGITAL INPUT MODULE | PUR | 18 CHANNEL DRY CONTACT DIGITAL INPUT MODULE | EA | EA |  | TRUE |  | P | FXG | 100
133135 | 1 | 2 | States | Champlin | Andrew Olson | TRUE | 2026-05-11T00:00:00 | 2026-08-25T00:00:00 | 2026-08-25T00:00:00 | 38 | 0 | 38 | 342.86 | 52800.44 | 55316-3157 | USA | D01 | 215 | POWER/MATION DIVISION INC | 55486-0314 | CS18-00-INC | 18 CHANNEL DRY CONTACT DIGITAL INPUT MODULE | PUR | 18 CHANNEL DRY CONTACT DIGITAL INPUT MODULE | EA | EA |  | TRUE |  | P | FXG | 100
133135 | 1 | 3 | States | Champlin | Andrew Olson | TRUE | 2026-05-11T00:00:00 | 2026-09-24T00:00:00 | 2026-09-24T00:00:00 | 38 | 0 | 38 | 342.86 | 52800.44 | 55316-3157 | USA | D01 | 215 | POWER/MATION DIVISION INC | 55486-0314 | CS18-00-INC | 18 CHANNEL DRY CONTACT DIGITAL INPUT MODULE | PUR | 18 CHANNEL DRY CONTACT DIGITAL INPUT MODULE | EA | EA |  | TRUE |  | P | FXG | 100
132423 | 1 | 1 | States | Champlin | Andrew Olson | TRUE | 2026-04-10T00:00:00 | 2026-09-01T00:00:00 | 2026-08-27T00:00:00 | 500 | 0 | 500 | 0.82 | 410 | 55316-3157 | USA | D01 | 215 | POWER/MATION DIVISION INC | 55486-0314 | 3030417 | D-ST 2 5: End Cover, Length: 48.66mm Width: 2.2mm Height: 29.1mm - Color: Gray - Phoenix Contact | TBK | D-ST 2 5: End Cover, Length: 48.66mm Width: 2.2mm Height: 29.1mm - Color: Gray - Phoenix Contact | EA | EA |  | TRUE |  | P | FXG | 100
132423 | 2 | 1 | States | Champlin | Andrew Olson | TRUE | 2026-04-10T00:00:00 | 2026-09-01T00:00:00 | 2026-08-31T00:00:00 | 500 | 0 | 500 | 2.54 | 1270 | 55316-3157 | USA | D01 | 215 | POWER/MATION DIVISION INC | 55486-0314 | 3031238 | ST 2 5-PE: Ground Modular Terminal Block, Connection Method: Spring-Cage Connection - Cross section: 0.08mm-4mm AWG:28-12, Width: 5.2mm - Color: Green/Yellow - Mounting Type: NS 35/7 5 NS 35/15 - Phoenix Contact | PUR | ST 2 5-PE: Ground Modular Terminal Block, Connection Method: Spring-Cage Connection - Cross section: 0.08mm-4mm AWG:28-12, Width: 5.2mm - Color: Green/Yellow - Mounting Type: NS 35/7 5 NS 35/15 - Phoenix Contact | EA | EA |  | TRUE |  | P | FXG | 100
134741 | 1 | 1 | States | Champlin | Andrew Olson | TRUE | 2026-07-14T00:00:00 | 2027-01-20T00:00:00 |  | 2 | 0 | 2 | 959.72 | 1919.44 | 55316-3157 | USA | D01 | 215 | POWER/MATION DIVISION INC | 55486-0314 | OPS4-DVT-20k | Telemetry Driver package | PUR | Telemetry Driver package | EA | EA |  | FALSE |  | P | FXG | 100
134741 | 2 | 1 | States | Champlin | Andrew Olson | TRUE | 2026-07-14T00:00:00 | 2027-01-20T00:00:00 |  | 2 | 0 | 2 | 959.72 | 1919.44 | 55316-3157 | USA | D01 | 215 | POWER/MATION DIVISION INC | 55486-0314 | OPS4-R-20k | Server Redundancy for up to 20,000 Tags | PUR | Server Redundancy for up to 20,000 Tags | EA | EA |  | FALSE |  | P | FXG | 100
134741 | 3 | 1 | States | Champlin | Andrew Olson | TRUE | 2026-07-14T00:00:00 | 2027-01-20T00:00:00 |  | 4 | 0 | 4 | 5309 | 21236 | 55316-3157 | USA | D01 | 215 | POWER/MATION DIVISION INC | 55486-0314 | RTCS4-F-5K | Movicon.NExT PRO Server/Client Runtime 5,000 Tags | PUR | Movicon.NExT PRO Server/Client Runtime 5,000 Tags | EA | EA |  | FALSE |  | P | FXG | 100
134741 | 4 | 1 | States | Champlin | Andrew Olson | TRUE | 2026-07-14T00:00:00 | 2027-01-20T00:00:00 |  | 2 | 0 | 2 | 3728 | 7456 | 55316-3157 | USA | D01 | 215 | POWER/MATION DIVISION INC | 55486-0314 | WB4-5-20k | 5 Users Package | PUR | 5 Users Package | EA | EA |  | FALSE |  | P | FXG | 100
132752 | 1 | 1 | States | Champlin | Andrew Olson | TRUE | 2026-04-24T00:00:00 | 2026-08-10T00:00:00 | 2026-08-10T00:00:00 | 25 | 0 | 25 | 125.4 | 3135 | 55316-3157 | USA | D01 | 215 | POWER/MATION DIVISION INC | 55486-0314 | 1085256 | Ethernet Switch: 8 port, unmanged | PUR | Ethernet Switch: 8 port, unmanged | EA | EA |  | TRUE |  | P | FXG | 100
132752 | 4 | 1 | States | Champlin | Andrew Olson | TRUE | 2026-04-24T00:00:00 | 2026-09-04T00:00:00 | 2026-09-04T00:00:00 | 1 | 0 | 1 | 164.65 | 164.65 | 55316-3157 | USA | D01 | 215 | POWER/MATION DIVISION INC | 55486-0314 | EP-125F | RSTi-EP I/O - Digital Input, 16 Points, Positive Logic, 24VDC, 1 Wire | PUR | RSTi-EP I/O - Digital Input, 16 Points, Positive Logic, 24VDC, 1 Wire | EA | EA |  | TRUE |  | P | FXG | 100
132752 | 5 | 1 | States | Champlin | Andrew Olson | TRUE | 2026-04-24T00:00:00 | 2026-09-04T00:00:00 | 2026-09-04T00:00:00 | 1 | 0 | 1 | 187.79 | 187.79 | 55316-3157 | USA | D01 | 215 | POWER/MATION DIVISION INC | 55486-0314 | EP-225F | RSTi-EP I/O - Digital Output, 16 Points, Positive Logic, 24VDC, 0.5A, 1 Wire | PUR | RSTi-EP I/O - Digital Output, 16 Points, Positive Logic, 24VDC, 0.5A, 1 Wire | EA | EA |  | TRUE |  | P | FXG | 100
132752 | 6 | 1 | States | Champlin | Andrew Olson | TRUE | 2026-04-24T00:00:00 | 2026-08-25T00:00:00 | 2026-08-25T00:00:00 | 1 | 0 | 1 | 655.04 | 655.04 | 55316-3157 | USA | D01 | 215 | POWER/MATION DIVISION INC | 55486-0314 | EPXPNS101 | PROFINET SYSTEM REDUNDANCY NETWORK | PUR | PROFINET SYSTEM REDUNDANCY NETWORK | EA | EA |  | TRUE |  | P | FXG | 100
134739 | 1 | 1 | States | Champlin | Andrew Olson | TRUE | 2026-07-14T00:00:00 | 2026-11-30T00:00:00 |  | 4 | 0 | 4 | 959.72 | 3838.88 | 55316-3157 | USA | D01 | 215 | POWER/MATION DIVISION INC | 55486-0314 | OPS4-DVT-20k | Telemetry Driver package | PUR | Telemetry Driver package | EA | EA |  | FALSE |  | P | FXG | 100
134739 | 2 | 1 | States | Champlin | Andrew Olson | TRUE | 2026-07-14T00:00:00 | 2026-11-30T00:00:00 |  | 4 | 0 | 4 | 959.72 | 3838.88 | 55316-3157 | USA | D01 | 215 | POWER/MATION DIVISION INC | 55486-0314 | OPS4-R-20k | Server Redundancy for up to 20,000 Tags | PUR | Server Redundancy for up to 20,000 Tags | EA | EA |  | FALSE |  | P | FXG | 100
134739 | 3 | 1 | States | Champlin | Andrew Olson | TRUE | 2026-07-14T00:00:00 | 2026-11-30T00:00:00 |  | 8 | 0 | 8 | 5309 | 42472 | 55316-3157 | USA | D01 | 215 | POWER/MATION DIVISION INC | 55486-0314 | RTCS4-F-5K | Movicon.NExT PRO Server/Client Runtime 5,000 Tags | PUR | Movicon.NExT PRO Server/Client Runtime 5,000 Tags | EA | EA |  | FALSE |  | P | FXG | 100
134739 | 4 | 1 | States | Champlin | Andrew Olson | TRUE | 2026-07-14T00:00:00 | 2026-11-30T00:00:00 |  | 4 | 0 | 4 | 3728 | 14912 | 55316-3157 | USA | D01 | 215 | POWER/MATION DIVISION INC | 55486-0314 | WB4-5-20k | 5 Users Package | PUR | 5 Users Package | EA | EA |  | FALSE |  | P | FXG | 100
134048 | 9 | 1 | States | Champlin | Andrew Olson | TRUE | 2026-06-12T00:00:00 | 2026-12-03T00:00:00 | 2026-12-03T00:00:00 | 102 | 0 | 102 | 433.57 | 44224.14 | 55316-3157 | USA | D01 | 215 | POWER/MATION DIVISION INC | 55486-0314 | CT237-151 | Current Transformers, 600V, BIL 10kV Full-Wave, 150:5A, Single-Ratio (SR), C10 | PUR | Current Transformers, 600V, BIL 10kV Full-Wave, 150:5A, Single-Ratio (SR), C10 | EA | EA |  | TRUE |  | P | FXG | 100
134048 | 8 | 1 | States | Champlin | Andrew Olson | TRUE | 2026-06-12T00:00:00 | 2026-11-02T00:00:00 | 2026-11-02T00:00:00 | 102 | 0 | 102 | 540.03 | 55083.06 | 55316-3157 | USA | D01 | 215 | POWER/MATION DIVISION INC | 55486-0314 | CT237-402 | Current Transformers, 600V, BIL 10kV Full-Wave, 4000:5A, Single-Ratio (SR), C200 | PUR | Current Transformers, 600V, BIL 10kV Full-Wave, 4000:5A, Single-Ratio (SR), C200 | EA | EA |  | TRUE |  | P | FXG | 100
134048 | 7 | 1 | States | Champlin | Andrew Olson | TRUE | 2026-06-12T00:00:00 | 2026-11-02T00:00:00 | 2026-11-02T00:00:00 | 108 | 0 | 108 | 497.24 | 53701.92 | 55316-3157 | USA | D01 | 215 | POWER/MATION DIVISION INC | 55486-0314 | CT237-122 | Current Transformers, 600V, BIL 10kV Full-Wave, 4000:5A, Single-Ratio (SR), C200 | PUR | Current Transformers, 600V, BIL 10kV Full-Wave, 4000:5A, Single-Ratio (SR), C200 | EA | EA |  | TRUE |  | P | FXG | 100
134048 | 6 | 1 | States | Champlin | Andrew Olson | TRUE | 2026-06-12T00:00:00 | 2026-08-03T00:00:00 | 2026-07-04T00:00:00 | 89 | 0 | 89 | 398.96 | 35507.44 | 55316-3157 | USA | D01 | 215 | POWER/MATION DIVISION INC | 55486-0314 | SVL-20-24-480 | Power Supply, DIN Rail, Three Phase, 480W, 24V, 20A, SVL Series | PUR | Power Supply, DIN Rail, Three Phase, 480W, 24V, 20A, SVL Series | EA | EA |  | TRUE |  | P | FXG | 100
134048 | 5 | 2 | States | Champlin | Andrew Olson | TRUE | 2026-06-12T00:00:00 | 2026-10-01T00:00:00 | 2026-10-01T00:00:00 | 15 | 0 | 15 | 187.79 | 16713.31 | 55316-3157 | USA | D01 | 215 | POWER/MATION DIVISION INC | 55486-0314 | EP-225F | RSTi-EP I/O - Digital Output, 16 Points, Positive Logic, 24VDC, 0.5A, 1 Wire | PUR | RSTi-EP I/O - Digital Output, 16 Points, Positive Logic, 24VDC, 0.5A, 1 Wire | EA | EA |  | TRUE |  | P | FXG | 100
134048 | 5 | 1 | States | Champlin | Andrew Olson | TRUE | 2026-06-12T00:00:00 | 2026-07-31T00:00:00 | 2026-07-31T00:00:00 | 74 | 0 | 74 | 187.79 | 16713.31 | 55316-3157 | USA | D01 | 215 | POWER/MATION DIVISION INC | 55486-0314 | EP-225F | RSTi-EP I/O - Digital Output, 16 Points, Positive Logic, 24VDC, 0.5A, 1 Wire | PUR | RSTi-EP I/O - Digital Output, 16 Points, Positive Logic, 24VDC, 0.5A, 1 Wire | EA | EA |  | TRUE |  | P | FXG | 100
134048 | 4 | 1 | States | Champlin | Andrew Olson | TRUE | 2026-06-12T00:00:00 | 2026-07-31T00:00:00 | 2026-07-31T00:00:00 | 89 | 0 | 89 | 164.65 | 14653.85 | 55316-3157 | USA | D01 | 215 | POWER/MATION DIVISION INC | 55486-0314 | EP-125F | RSTi-EP I/O - Digital Input, 16 Points, Positive Logic, 24VDC, 1 Wire | PUR | RSTi-EP I/O - Digital Input, 16 Points, Positive Logic, 24VDC, 1 Wire | EA | EA |  | TRUE |  | P | FXG | 100
133601 | 1 | 1 | States | Champlin | Andrew Olson | TRUE | 2026-05-26T00:00:00 | 2026-10-12T00:00:00 | 2026-10-12T00:00:00 | 6 | 0 | 6 | 396 | 16632 | 55316-3157 | USA | D01 | 215 | POWER/MATION DIVISION INC | 55486-0314 | IC695PSD140_ | Multipurpose Power Supply is suitable for usein load-sharing and redund ancy application. Itmust be installed in a PACsystems RX3i(IC695catalog number) Universal Backplane | PUR | Multipurpose Power Supply is suitable for usein load-sharing and redund ancy application. Itmust be installed in a PACsystems RX3i(IC695catalog number) Universal Backplane | EA | EA |  | TRUE |  | P | FXG | 100
133601 | 1 | 2 | States | Champlin | Andrew Olson | TRUE | 2026-05-26T00:00:00 | 2026-10-26T00:00:00 | 2026-10-26T00:00:00 | 18 | 0 | 18 | 396 | 16632 | 55316-3157 | USA | D01 | 215 | POWER/MATION DIVISION INC | 55486-0314 | IC695PSD140_ | Multipurpose Power Supply is suitable for usein load-sharing and redund ancy application. Itmust be installed in a PACsystems RX3i(IC695catalog number) Universal Backplane | PUR | Multipurpose Power Supply is suitable for usein load-sharing and redund ancy application. Itmust be installed in a PACsystems RX3i(IC695catalog number) Universal Backplane | EA | EA |  | TRUE |  | P | FXG | 100
133601 | 1 | 3 | States | Champlin | Andrew Olson | TRUE | 2026-05-26T00:00:00 | 2026-11-25T00:00:00 | 2026-11-25T00:00:00 | 12 | 0 | 12 | 396 | 16632 | 55316-3157 | USA | D01 | 215 | POWER/MATION DIVISION INC | 55486-0314 | IC695PSD140_ | Multipurpose Power Supply is suitable for usein load-sharing and redund ancy application. Itmust be installed in a PACsystems RX3i(IC695catalog number) Universal Backplane | PUR | Multipurpose Power Supply is suitable for usein load-sharing and redund ancy application. Itmust be installed in a PACsystems RX3i(IC695catalog number) Universal Backplane | EA | EA |  | TRUE |  | P | FXG | 100
133601 | 1 | 4 | States | Champlin | Andrew Olson | TRUE | 2026-05-26T00:00:00 | 2026-12-07T00:00:00 | 2026-12-07T00:00:00 | 6 | 0 | 6 | 396 | 16632 | 55316-3157 | USA | D01 | 215 | POWER/MATION DIVISION INC | 55486-0314 | IC695PSD140_ | Multipurpose Power Supply is suitable for usein load-sharing and redund ancy application. Itmust be installed in a PACsystems RX3i(IC695catalog number) Universal Backplane | PUR | Multipurpose Power Supply is suitable for usein load-sharing and redund ancy application. Itmust be installed in a PACsystems RX3i(IC695catalog number) Universal Backplane | EA | EA |  | TRUE |  | P | FXG | 100
133601 | 2 | 1 | States | Champlin | Andrew Olson | TRUE | 2026-05-26T00:00:00 | 2026-10-12T00:00:00 | 2026-10-12T00:00:00 | 4 | 0 | 4 | 2916.4 | 81659.2 | 55316-3157 | USA | D01 | 215 | POWER/MATION DIVISION INC | 55486-0314 | IC695RMX128_ | RX3i Redundant Memory Xchange Module forHigh Availability. 2Megbytes of user sharedmemory. Dual Genius LAN is supportedusing application code that is located on thege-ip.com/support website | PUR | RX3i Redundant Memory Xchange Module forHigh Availability. 2Megbytes of user sharedmemory. Dual Genius LAN is supportedusing application code that is located on thege-ip.com/support website | EA | EA |  | TRUE |  | P | FXG | 100
133601 | 2 | 2 | States | Champlin | Andrew Olson | TRUE | 2026-05-26T00:00:00 | 2026-10-26T00:00:00 | 2026-10-26T00:00:00 | 12 | 0 | 12 | 2916.4 | 81659.2 | 55316-3157 | USA | D01 | 215 | POWER/MATION DIVISION INC | 55486-0314 | IC695RMX128_ | RX3i Redundant Memory Xchange Module forHigh Availability. 2Megbytes of user sharedmemory. Dual Genius LAN is supportedusing application code that is located on thege-ip.com/support website | PUR | RX3i Redundant Memory Xchange Module forHigh Availability. 2Megbytes of user sharedmemory. Dual Genius LAN is supportedusing application code that is located on thege-ip.com/support website | EA | EA |  | TRUE |  | P | FXG | 100
133601 | 2 | 3 | States | Champlin | Andrew Olson | TRUE | 2026-05-26T00:00:00 | 2026-11-25T00:00:00 | 2026-11-25T00:00:00 | 8 | 0 | 8 | 2916.4 | 81659.2 | 55316-3157 | USA | D01 | 215 | POWER/MATION DIVISION INC | 55486-0314 | IC695RMX128_ | RX3i Redundant Memory Xchange Module forHigh Availability. 2Megbytes of user sharedmemory. Dual Genius LAN is supportedusing application code that is located on thege-ip.com/support website | PUR | RX3i Redundant Memory Xchange Module forHigh Availability. 2Megbytes of user sharedmemory. Dual Genius LAN is supportedusing application code that is located on thege-ip.com/support website | EA | EA |  | TRUE |  | P | FXG | 100
133601 | 2 | 4 | States | Champlin | Andrew Olson | TRUE | 2026-05-26T00:00:00 | 2026-12-07T00:00:00 | 2026-12-07T00:00:00 | 4 | 0 | 4 | 2916.4 | 81659.2 | 55316-3157 | USA | D01 | 215 | POWER/MATION DIVISION INC | 55486-0314 | IC695RMX128_ | RX3i Redundant Memory Xchange Module forHigh Availability. 2Megbytes of user sharedmemory. Dual Genius LAN is supportedusing application code that is located on thege-ip.com/support website | PUR | RX3i Redundant Memory Xchange Module forHigh Availability. 2Megbytes of user sharedmemory. Dual Genius LAN is supportedusing application code that is located on thege-ip.com/support website | EA | EA |  | TRUE |  | P | FXG | 100
134499 | 1 | 1 | States | Champlin | Andrew Olson | TRUE | 2026-07-02T00:00:00 | 2026-11-20T00:00:00 | 2026-11-20T00:00:00 | 3 | 0 | 3 | 164.65 | 493.95 | 55316-3157 | USA | D01 | 215 | POWER/MATION DIVISION INC | 55486-0314 | EP-125F | RSTi-EP I/O - Digital Input, 16 Points, Positive Logic, 24VDC, 1 Wire | PUR | RSTi-EP I/O - Digital Input, 16 Points, Positive Logic, 24VDC, 1 Wire | EA | EA |  | TRUE |  | P | FXG | 100
134499 | 2 | 1 | States | Champlin | Andrew Olson | TRUE | 2026-07-02T00:00:00 | 2026-11-20T00:00:00 | 2026-11-20T00:00:00 | 3 | 0 | 3 | 187.79 | 563.37 | 55316-3157 | USA | D01 | 215 | POWER/MATION DIVISION INC | 55486-0314 | EP-225F | RSTi-EP I/O - Digital Output, 16 Points, Positive Logic, 24VDC, 0.5A, 1 Wire | PUR | RSTi-EP I/O - Digital Output, 16 Points, Positive Logic, 24VDC, 0.5A, 1 Wire | EA | EA |  | TRUE |  | P | FXG | 100
134499 | 3 | 1 | States | Champlin | Andrew Olson | TRUE | 2026-07-02T00:00:00 | 2026-11-20T00:00:00 | 2026-11-20T00:00:00 | 2 | 0 | 2 | 581.17 | 1162.34 | 55316-3157 | USA | D01 | 215 | POWER/MATION DIVISION INC | 55486-0314 | EPXMBE001 | RSTi-EP Slice I/O Modbus TCP Network Adapter | PUR | RSTi-EP Slice I/O Modbus TCP Network Adapter | EA | EA |  | TRUE |  | P | FXG | 100
134499 | 4 | 1 | States | Champlin | Andrew Olson | TRUE | 2026-07-02T00:00:00 | 2026-11-20T00:00:00 | 2026-11-20T00:00:00 | 6 | 0 | 6 | 396 | 2376 | 55316-3157 | USA | D01 | 215 | POWER/MATION DIVISION INC | 55486-0314 | IC695PSD140_ | Multipurpose Power Supply is suitable for usein load-sharing and redund ancy application. Itmust be installed in a PACsystems RX3i(IC695catalog number) Universal Backplane | PUR | Multipurpose Power Supply is suitable for usein load-sharing and redund ancy application. Itmust be installed in a PACsystems RX3i(IC695catalog number) Universal Backplane | EA | EA |  | TRUE |  | P | FXG | 100
134499 | 5 | 1 | States | Champlin | Andrew Olson | TRUE | 2026-07-02T00:00:00 | 2026-11-20T00:00:00 | 2026-11-20T00:00:00 | 4 | 0 | 4 | 2916.39 | 11665.56 | 55316-3157 | USA | D01 | 215 | POWER/MATION DIVISION INC | 55486-0314 | IC695RMX128_ | RX3i Redundant Memory Xchange Module forHigh Availability. 2Megbytes of user sharedmemory. Dual Genius LAN is supportedusing application code that is located on thege-ip.com/support website | PUR | RX3i Redundant Memory Xchange Module forHigh Availability. 2Megbytes of user sharedmemory. Dual Genius LAN is supportedusing application code that is located on thege-ip.com/support website | EA | EA |  | TRUE |  | P | FXG | 100
134499 | 6 | 1 | States | Champlin | Andrew Olson | TRUE | 2026-07-02T00:00:00 | 2026-07-24T00:00:00 | 2026-07-24T00:00:00 | 51 | 0 | 51 | 4255.21 | 944656.62 | 55316-3157 | USA | D01 | 215 | POWER/MATION DIVISION INC | 55486-0314 | IC755CSS12CDA | QuickPanel+ 12" screen with View and Control | PUR | QuickPanel+ 12" screen with View and Control | EA | EA |  | TRUE |  | P | FXG | 100
134499 | 6 | 2 | States | Champlin | Andrew Olson | TRUE | 2026-07-02T00:00:00 | 2026-08-25T00:00:00 | 2026-08-25T00:00:00 | 54 | 0 | 54 | 4255.21 | 944656.62 | 55316-3157 | USA | D01 | 215 | POWER/MATION DIVISION INC | 55486-0314 | IC755CSS12CDA | QuickPanel+ 12" screen with View and Control | PUR | QuickPanel+ 12" screen with View and Control | EA | EA |  | TRUE |  | P | FXG | 100
134499 | 6 | 3 | States | Champlin | Andrew Olson | TRUE | 2026-07-02T00:00:00 | 2026-09-04T00:00:00 | 2026-09-04T00:00:00 | 8 | 0 | 8 | 4255.21 | 944656.62 | 55316-3157 | USA | D01 | 215 | POWER/MATION DIVISION INC | 55486-0314 | IC755CSS12CDA | QuickPanel+ 12" screen with View and Control | PUR | QuickPanel+ 12" screen with View and Control | EA | EA |  | TRUE |  | P | FXG | 100
134499 | 6 | 4 | States | Champlin | Andrew Olson | TRUE | 2026-07-02T00:00:00 | 2026-09-24T00:00:00 | 2026-09-24T00:00:00 | 43 | 0 | 43 | 4255.21 | 944656.62 | 55316-3157 | USA | D01 | 215 | POWER/MATION DIVISION INC | 55486-0314 | IC755CSS12CDA | QuickPanel+ 12" screen with View and Control | PUR | QuickPanel+ 12" screen with View and Control | EA | EA |  | TRUE |  | P | FXG | 100
134499 | 6 | 5 | States | Champlin | Andrew Olson | TRUE | 2026-07-02T00:00:00 | 2026-10-12T00:00:00 | 2026-10-12T00:00:00 | 30 | 0 | 30 | 4255.21 | 944656.62 | 55316-3157 | USA | D01 | 215 | POWER/MATION DIVISION INC | 55486-0314 | IC755CSS12CDA | QuickPanel+ 12" screen with View and Control | PUR | QuickPanel+ 12" screen with View and Control | EA | EA |  | TRUE |  | P | FXG | 100
134499 | 7 | 1 | States | Champlin | Andrew Olson | TRUE | 2026-07-02T00:00:00 | 2026-10-01T00:00:00 | 2026-10-01T00:00:00 | 1 | 0 | 1 | 3807 | 3807 | 55316-3157 | USA | D01 | 215 | POWER/MATION DIVISION INC | 55486-0314 | IC755CSS15CDA | QuickPanel plus View Control, 15" Color TFT with Multi-touch Projected Capacitive Screen, 2 Ethernet Ports, GE Monogram Bezel, 24VDC Powered | PUR | QuickPanel plus View Control, 15" Color TFT with Multi-touch Projected Capacitive Screen, 2 Ethernet Ports, GE Monogram Bezel, 24VDC Powered | EA | EA |  | TRUE |  | P | FXG | 100
134499 | 6 | 6 | States | Champlin | Andrew Olson | TRUE | 2026-07-02T00:00:00 | 2026-11-04T00:00:00 | 2026-11-04T00:00:00 | 18 | 0 | 18 | 4255.21 | 944656.62 | 55316-3157 | USA | D01 | 215 | POWER/MATION DIVISION INC | 55486-0314 | IC755CSS12CDA | QuickPanel+ 12" screen with View and Control | PUR | QuickPanel+ 12" screen with View and Control | EA | EA |  | TRUE |  | P | FXG | 100
134499 | 6 | 7 | States | Champlin | Andrew Olson | TRUE | 2026-07-02T00:00:00 | 2026-11-20T00:00:00 | 2026-11-20T00:00:00 | 18 | 0 | 18 | 4255.21 | 944656.62 | 55316-3157 | USA | D01 | 215 | POWER/MATION DIVISION INC | 55486-0314 | IC755CSS12CDA | QuickPanel+ 12" screen with View and Control | PUR | QuickPanel+ 12" screen with View and Control | EA | EA |  | TRUE |  | P | FXG | 100
132640 | 9 | 1 | States | Champlin | Andrew Olson | TRUE | 2026-04-21T00:00:00 | 2026-08-25T00:00:00 | 2026-08-25T00:00:00 | 20 | 0 | 20 | 26.96 | 539.2 | 55316-3157 | USA | D01 | 215 | POWER/MATION DIVISION INC | 55486-0314 | 2966786 | Continuous plug-in bridge, length: 500 mm, color: red | PUR | Continuous plug-in bridge, length: 500 mm, color: red | EA | EA |  | TRUE |  | P | FXG | 100
132640 | 8 | 1 | States | Champlin | Andrew Olson | TRUE | 2026-04-21T00:00:00 | 2026-08-25T00:00:00 | 2026-08-25T00:00:00 | 10 | 0 | 10 | 129.89 | 1298.9 | 55316-3157 | USA | D01 | 215 | POWER/MATION DIVISION INC | 55486-0314 | 2907719 | Diode module, DIN rail mtd, 12-24 V DC/2x20 A or 1x40 A | PUR | Diode module, DIN rail mtd, 12-24 V DC/2x20 A or 1x40 A | EA | EA |  | TRUE |  | P | FXG | 100
132640 | 7 | 1 | States | Champlin | Andrew Olson | TRUE | 2026-04-21T00:00:00 | 2026-08-26T00:00:00 | 2026-08-25T00:00:00 | 8 | 0 | 8 | 385.2 | 3081.6 | 55316-3157 | USA | D01 | 215 | POWER/MATION DIVISION INC | 55486-0314 | 2904602 | Primary-switched QUINT POWER power supply with free choice of output characteristic curve, SFB (selective fuse breaking) technology, and NFC interface, input: 1-phase, output: 24 V DC/20 A | PUR | Primary-switched QUINT POWER power supply with free choice of output characteristic curve, SFB (selective fuse breaking) technology, and NFC interface, input: 1-phase, output: 24 V DC/20 A | EA | EA |  | TRUE |  | P | FXG | 100
132640 | 6 | 1 | States | Champlin | Andrew Olson | TRUE | 2026-04-21T00:00:00 | 2026-08-25T00:00:00 | 2026-08-25T00:00:00 | 368 | 0 | 368 | 12.82 | 4717.76 | 55316-3157 | USA | D01 | 215 | POWER/MATION DIVISION INC | 55486-0314 | 2900299 | PLC-INTERFACE, consisting of PLC-BPT.../21 basic terminal block with Push-in connection and plug-in miniature relay with power contact, for mounting on NS 35/7,5 DIN rail, 1 changeover contact, input voltage 24 V DC | PUR | PLC-INTERFACE, consisting of PLC-BPT.../21 basic terminal block with Push-in connection and plug-in miniature relay with power contact, for mounting on NS 35/7,5 DIN rail, 1 changeover contact, input voltage 24 V DC | EA | EA |  | TRUE |  | P | FXG | 100
132640 | 5 | 1 | States | Champlin | Andrew Olson | TRUE | 2026-04-21T00:00:00 | 2026-08-25T00:00:00 | 2026-08-25T00:00:00 | 26 | 0 | 26 | 173.52 | 4511.52 | 55316-3157 | USA | D01 | 215 | POWER/MATION DIVISION INC | 55486-0314 | 2891754 | SFP module, multimode fiber, 1 km, 1310 nm, LC, 1 Gbps | PUR | SFP module, multimode fiber, 1 km, 1310 nm, LC, 1 Gbps | EA | EA |  | TRUE |  | P | FXG | 100
132640 | 3 | 1 | States | Champlin | Andrew Olson | TRUE | 2026-04-21T00:00:00 | 2026-08-11T00:00:00 | 2026-06-22T00:00:00 | 3500 | 350 | 3150 | 0.76 | 2660 | 55316-3157 | USA | D01 | 215 | POWER/MATION DIVISION INC | 55486-0314 | 1343106 | Feed-through terminal block, nom. voltage: 800 V, nominal current: 24 A, number of connections: 2, number of positions: 1, connection method: Push-X-connection, Rated cross section: 2.5 mm2, cross section: 0.5 mm2 - 4 mm2, mounting type: NS 35/7,5, NS 35/15, color: gray | PUR | Feed-through terminal block, nom. voltage: 800 V, nominal current: 24 A, number of connections: 2, number of positions: 1, connection method: Push-X-connection, Rated cross section: 2.5 mm2, cross section: 0.5 mm2 - 4 mm2, mounting type: NS 35/7,5, NS 35/15, color: gray | EA | EA |  | TRUE |  | P | FXG | 100
132640 | 2 | 3 | States | Champlin | Andrew Olson | TRUE | 2026-04-21T00:00:00 | 2026-10-21T00:00:00 | 2026-10-21T00:00:00 | 10 | 0 | 10 | 245.14 | 11276.44 | 55316-3157 | USA | D01 | 215 | POWER/MATION DIVISION INC | 55486-0314 | 1085255 | Ethernet Switch: 16 port, unmanged | PUR | Ethernet Switch: 16 port, unmanged | EA | EA |  | TRUE |  | P | FXG | 100
132640 | 2 | 2 | States | Champlin | Andrew Olson | TRUE | 2026-04-21T00:00:00 | 2026-09-04T00:00:00 | 2026-09-04T00:00:00 | 16 | 0 | 16 | 245.14 | 11276.44 | 55316-3157 | USA | D01 | 215 | POWER/MATION DIVISION INC | 55486-0314 | 1085255 | Ethernet Switch: 16 port, unmanged | PUR | Ethernet Switch: 16 port, unmanged | EA | EA |  | TRUE |  | P | FXG | 100
132640 | 2 | 1 | States | Champlin | Andrew Olson | TRUE | 2026-04-21T00:00:00 | 2026-08-25T00:00:00 | 2026-08-25T00:00:00 | 20 | 0 | 20 | 245.14 | 11276.44 | 55316-3157 | USA | D01 | 215 | POWER/MATION DIVISION INC | 55486-0314 | 1085255 | Ethernet Switch: 16 port, unmanged | PUR | Ethernet Switch: 16 port, unmanged | EA | EA |  | TRUE |  | P | FXG | 100
132640 | 1 | 2 | States | Champlin | Andrew Olson | TRUE | 2026-04-21T00:00:00 | 2026-09-14T00:00:00 | 2026-09-14T00:00:00 | 500 | 0 | 500 | 1.68 | 2031.12 | 55316-3157 | USA | D01 | 215 | POWER/MATION DIVISION INC | 55486-0314 | 0800886 | E/NS 35 N End Clamp With Screw Down Lock, Width: 9.5mm - Color: Gray - Phoenix Contact | PUR | E/NS 35 N End Clamp With Screw Down Lock, Width: 9.5mm - Color: Gray - Phoenix Contact | EA | EA |  | TRUE |  | P | FXG | 100
132640 | 1 | 1 | States | Champlin | Andrew Olson | TRUE | 2026-04-21T00:00:00 | 2026-08-31T00:00:00 | 2026-08-31T00:00:00 | 709 | 0 | 709 | 1.68 | 2031.12 | 55316-3157 | USA | D01 | 215 | POWER/MATION DIVISION INC | 55486-0314 | 0800886 | E/NS 35 N End Clamp With Screw Down Lock, Width: 9.5mm - Color: Gray - Phoenix Contact | PUR | E/NS 35 N End Clamp With Screw Down Lock, Width: 9.5mm - Color: Gray - Phoenix Contact | EA | EA |  | TRUE |  | P | FXG | 100
132715 | 1 | 1 | States | Dayton | Andrew Olson | TRUE | 2026-04-23T00:00:00 | 2026-08-28T00:00:00 | 2026-05-29T00:00:00 | 8 | 0 | 8 | 8611.11 | 68888.88 | 55369-6417 | USA | D01 | 215 | POWER/MATION DIVISION INC | 55486-0314 | CSC-IE-9320-24T4X-E | 24 ports 10/100/1000M RJ45, 4 ports1/10G, Network Essentials | PUR | 24 ports 10/100/1000M RJ45, 4 ports1/10G, Network Essentials | EA | EA |  | TRUE |  | P | FXG | DAYTON
134446 | 1 | 1 | States | Dayton | Andrew Olson | TRUE | 2026-06-30T00:00:00 | 2026-10-26T00:00:00 | 2026-10-26T00:00:00 | 1000 | 0 | 1000 | 1.74 | 1740 | 55369-6417 | USA | D01 | 215 | POWER/MATION DIVISION INC | 55486-0314 | 0800886 | E/NS 35 N End Clamp With Screw Down Lock, Width: 9.5mm - Color: Gray - Phoenix Contact | PUR | E/NS 35 N End Clamp With Screw Down Lock, Width: 9.5mm - Color: Gray - Phoenix Contact | EA | EA |  | TRUE |  | P | FXG | DAYTON
134446 | 2 | 1 | States | Dayton | Andrew Olson | TRUE | 2026-06-30T00:00:00 | 2026-08-21T00:00:00 | 2026-08-21T00:00:00 | 100 | 0 | 100 | 1.25 | 125 | 55369-6417 | USA | D01 | 215 | POWER/MATION DIVISION INC | 55486-0314 | 1343129 | XT 2,5-QUATTRO, Feed-through terminal block, nom. voltage: 800 V, nominal current: 24 A,number of connections: 4, number of positions: 1, connection method: Push-X-connection,Rated cross section: 2.5 mm2, cross section: 0.5 mm2 - 4 mm2, Gray | PUR | XT 2,5-QUATTRO, Feed-through terminal block, nom. voltage: 800 V, nominal current: 24 A,number of connections: 4, number of positions: 1, connection method: Push-X-connection,Rated cross section: 2.5 mm2, cross section: 0.5 mm2 - 4 mm2, Gray | EA | EA |  | TRUE |  | P | FXG | Dayton
133512 | 3 | 3 | States | Champlin | Andrew Olson | TRUE | 2026-05-21T00:00:00 | 2026-09-24T00:00:00 | 2026-09-24T00:00:00 | 18 | 0 | 18 | 5415.77 | 335777.74 | 55316-3157 | USA | D01 | 215 | POWER/MATION DIVISION INC | 55486-0314 | IC695CPE330 | RX3i - 1.1GHz Celeron-M Redundancy CPU, 64MB, with 2 Ethernet Ports | PUR | RX3i - 1.1GHz Celeron-M Redundancy CPU, 64MB, with 2 Ethernet Ports | EA | EA |  | TRUE |  | P | FXG | 100
133512 | 3 | 2 | States | Champlin | Andrew Olson | TRUE | 2026-05-21T00:00:00 | 2026-08-25T00:00:00 | 2026-08-25T00:00:00 | 26 | 0 | 26 | 5415.77 | 335777.74 | 55316-3157 | USA | D01 | 215 | POWER/MATION DIVISION INC | 55486-0314 | IC695CPE330 | RX3i - 1.1GHz Celeron-M Redundancy CPU, 64MB, with 2 Ethernet Ports | PUR | RX3i - 1.1GHz Celeron-M Redundancy CPU, 64MB, with 2 Ethernet Ports | EA | EA |  | TRUE |  | P | FXG | 100
133512 | 2 | 5 | States | Champlin | Andrew Olson | TRUE | 2026-05-21T00:00:00 | 2026-11-20T00:00:00 | 2026-11-20T00:00:00 | 6 | 0 | 6 | 720 | 44640 | 55316-3157 | USA | D01 | 215 | POWER/MATION DIVISION INC | 55486-0314 | IC695CHS012 | UNIVERSAL BACK PLANE, 12 SLOT | OSV | UNIVERSAL BACK PLANE, 12 SLOT | EA | EA |  | TRUE |  | P | FXG | 100
133512 | 2 | 4 | States | Champlin | Andrew Olson | TRUE | 2026-05-21T00:00:00 | 2026-10-26T00:00:00 | 2026-10-26T00:00:00 | 6 | 0 | 6 | 720 | 44640 | 55316-3157 | USA | D01 | 215 | POWER/MATION DIVISION INC | 55486-0314 | IC695CHS012 | UNIVERSAL BACK PLANE, 12 SLOT | OSV | UNIVERSAL BACK PLANE, 12 SLOT | EA | EA |  | TRUE |  | P | FXG | 100
133512 | 2 | 3 | States | Champlin | Andrew Olson | TRUE | 2026-05-21T00:00:00 | 2026-09-24T00:00:00 | 2026-09-24T00:00:00 | 18 | 0 | 18 | 720 | 44640 | 55316-3157 | USA | D01 | 215 | POWER/MATION DIVISION INC | 55486-0314 | IC695CHS012 | UNIVERSAL BACK PLANE, 12 SLOT | OSV | UNIVERSAL BACK PLANE, 12 SLOT | EA | EA |  | TRUE |  | P | FXG | 100
133512 | 2 | 2 | States | Champlin | Andrew Olson | TRUE | 2026-05-21T00:00:00 | 2026-08-25T00:00:00 | 2026-08-25T00:00:00 | 26 | 0 | 26 | 720 | 44640 | 55316-3157 | USA | D01 | 215 | POWER/MATION DIVISION INC | 55486-0314 | IC695CHS012 | UNIVERSAL BACK PLANE, 12 SLOT | OSV | UNIVERSAL BACK PLANE, 12 SLOT | EA | EA |  | TRUE |  | P | FXG | 100
133512 | 1 | 5 | States | Champlin | Andrew Olson | TRUE | 2026-05-21T00:00:00 | 2026-11-20T00:00:00 | 2026-11-20T00:00:00 | 18 | 0 | 18 | 58.74 | 10925.64 | 55316-3157 | USA | D01 | 215 | POWER/MATION DIVISION INC | 55486-0314 | IC694ACC310 | RX3i - Empty Slot Filler | OSV | RX3i - Empty Slot Filler | EA | EA |  | TRUE |  | P | FXG | 100
133512 | 1 | 4 | States | Champlin | Andrew Olson | TRUE | 2026-05-21T00:00:00 | 2026-10-26T00:00:00 | 2026-10-26T00:00:00 | 18 | 0 | 18 | 58.74 | 10925.64 | 55316-3157 | USA | D01 | 215 | POWER/MATION DIVISION INC | 55486-0314 | IC694ACC310 | RX3i - Empty Slot Filler | OSV | RX3i - Empty Slot Filler | EA | EA |  | TRUE |  | P | FXG | 100
133512 | 1 | 3 | States | Champlin | Andrew Olson | TRUE | 2026-05-21T00:00:00 | 2026-09-24T00:00:00 | 2026-09-24T00:00:00 | 54 | 0 | 54 | 58.74 | 10925.64 | 55316-3157 | USA | D01 | 215 | POWER/MATION DIVISION INC | 55486-0314 | IC694ACC310 | RX3i - Empty Slot Filler | OSV | RX3i - Empty Slot Filler | EA | EA |  | TRUE |  | P | FXG | 100
133512 | 1 | 2 | States | Champlin | Andrew Olson | TRUE | 2026-05-21T00:00:00 | 2026-08-25T00:00:00 | 2026-08-25T00:00:00 | 78 | 0 | 78 | 58.74 | 10925.64 | 55316-3157 | USA | D01 | 215 | POWER/MATION DIVISION INC | 55486-0314 | IC694ACC310 | RX3i - Empty Slot Filler | OSV | RX3i - Empty Slot Filler | EA | EA |  | TRUE |  | P | FXG | 100
133512 | 5 | 2 | States | Champlin | Andrew Olson | TRUE | 2026-05-21T00:00:00 | 2026-08-25T00:00:00 | 2026-08-25T00:00:00 | 26 | 0 | 26 | 1490.5 | 92411 | 55316-3157 | USA | D01 | 215 | POWER/MATION DIVISION INC | 55486-0314 | IC695PNC001 | RX3i - Profinet Controller - Emerson Automation Solutions | OSV | RX3i - Profinet Controller - Emerson Automation Solutions | EA | EA |  | TRUE |  | P | FXG | 100
133512 | 5 | 3 | States | Champlin | Andrew Olson | TRUE | 2026-05-21T00:00:00 | 2026-09-24T00:00:00 | 2026-09-24T00:00:00 | 18 | 0 | 18 | 1490.5 | 92411 | 55316-3157 | USA | D01 | 215 | POWER/MATION DIVISION INC | 55486-0314 | IC695PNC001 | RX3i - Profinet Controller - Emerson Automation Solutions | OSV | RX3i - Profinet Controller - Emerson Automation Solutions | EA | EA |  | TRUE |  | P | FXG | 100
133512 | 5 | 4 | States | Champlin | Andrew Olson | TRUE | 2026-05-21T00:00:00 | 2026-10-27T00:00:00 | 2026-10-26T00:00:00 | 6 | 0 | 6 | 1490.5 | 92411 | 55316-3157 | USA | D01 | 215 | POWER/MATION DIVISION INC | 55486-0314 | IC695PNC001 | RX3i - Profinet Controller - Emerson Automation Solutions | OSV | RX3i - Profinet Controller - Emerson Automation Solutions | EA | EA |  | TRUE |  | P | FXG | 100
133512 | 5 | 5 | States | Champlin | Andrew Olson | TRUE | 2026-05-21T00:00:00 | 2026-11-20T00:00:00 | 2026-11-20T00:00:00 | 6 | 0 | 6 | 1490.5 | 92411 | 55316-3157 | USA | D01 | 215 | POWER/MATION DIVISION INC | 55486-0314 | IC695PNC001 | RX3i - Profinet Controller - Emerson Automation Solutions | OSV | RX3i - Profinet Controller - Emerson Automation Solutions | EA | EA |  | TRUE |  | P | FXG | 100
133512 | 6 | 2 | States | Champlin | Andrew Olson | TRUE | 2026-05-21T00:00:00 | 2026-08-25T00:00:00 | 2026-08-25T00:00:00 | 54 | 0 | 54 | 396 | 66528 | 55316-3157 | USA | D01 | 215 | POWER/MATION DIVISION INC | 55486-0314 | IC695PSD140_ | Multipurpose Power Supply is suitable for usein load-sharing and redund ancy application. Itmust be installed in a PACsystems RX3i(IC695catalog number) Universal Backplane | PUR | Multipurpose Power Supply is suitable for usein load-sharing and redund ancy application. Itmust be installed in a PACsystems RX3i(IC695catalog number) Universal Backplane | EA | EA |  | TRUE |  | P | FXG | 100
133512 | 6 | 3 | States | Champlin | Andrew Olson | TRUE | 2026-05-21T00:00:00 | 2026-09-24T00:00:00 | 2026-09-24T00:00:00 | 36 | 0 | 36 | 396 | 66528 | 55316-3157 | USA | D01 | 215 | POWER/MATION DIVISION INC | 55486-0314 | IC695PSD140_ | Multipurpose Power Supply is suitable for usein load-sharing and redund ancy application. Itmust be installed in a PACsystems RX3i(IC695catalog number) Universal Backplane | PUR | Multipurpose Power Supply is suitable for usein load-sharing and redund ancy application. Itmust be installed in a PACsystems RX3i(IC695catalog number) Universal Backplane | EA | EA |  | TRUE |  | P | FXG | 100
133512 | 6 | 4 | States | Champlin | Andrew Olson | TRUE | 2026-05-21T00:00:00 | 2026-10-26T00:00:00 | 2026-10-26T00:00:00 | 18 | 0 | 18 | 396 | 66528 | 55316-3157 | USA | D01 | 215 | POWER/MATION DIVISION INC | 55486-0314 | IC695PSD140_ | Multipurpose Power Supply is suitable for usein load-sharing and redund ancy application. Itmust be installed in a PACsystems RX3i(IC695catalog number) Universal Backplane | PUR | Multipurpose Power Supply is suitable for usein load-sharing and redund ancy application. Itmust be installed in a PACsystems RX3i(IC695catalog number) Universal Backplane | EA | EA |  | TRUE |  | P | FXG | 100
133512 | 6 | 5 | States | Champlin | Andrew Olson | TRUE | 2026-05-21T00:00:00 | 2026-11-20T00:00:00 | 2026-11-20T00:00:00 | 18 | 0 | 18 | 396 | 66528 | 55316-3157 | USA | D01 | 215 | POWER/MATION DIVISION INC | 55486-0314 | IC695PSD140_ | Multipurpose Power Supply is suitable for usein load-sharing and redund ancy application. Itmust be installed in a PACsystems RX3i(IC695catalog number) Universal Backplane | PUR | Multipurpose Power Supply is suitable for usein load-sharing and redund ancy application. Itmust be installed in a PACsystems RX3i(IC695catalog number) Universal Backplane | EA | EA |  | TRUE |  | P | FXG | 100
133512 | 7 | 2 | States | Champlin | Andrew Olson | TRUE | 2026-05-21T00:00:00 | 2026-08-25T00:00:00 | 2026-08-25T00:00:00 | 36 | 0 | 36 | 2916.4 | 326636.8 | 55316-3157 | USA | D01 | 215 | POWER/MATION DIVISION INC | 55486-0314 | IC695RMX128_ | RX3i Redundant Memory Xchange Module forHigh Availability. 2Megbytes of user sharedmemory. Dual Genius LAN is supportedusing application code that is located on thege-ip.com/support website | PUR | RX3i Redundant Memory Xchange Module forHigh Availability. 2Megbytes of user sharedmemory. Dual Genius LAN is supportedusing application code that is located on thege-ip.com/support website | EA | EA |  | TRUE |  | P | FXG | 100
133512 | 7 | 3 | States | Champlin | Andrew Olson | TRUE | 2026-05-21T00:00:00 | 2026-09-24T00:00:00 | 2026-09-24T00:00:00 | 24 | 0 | 24 | 2916.4 | 326636.8 | 55316-3157 | USA | D01 | 215 | POWER/MATION DIVISION INC | 55486-0314 | IC695RMX128_ | RX3i Redundant Memory Xchange Module forHigh Availability. 2Megbytes of user sharedmemory. Dual Genius LAN is supportedusing application code that is located on thege-ip.com/support website | PUR | RX3i Redundant Memory Xchange Module forHigh Availability. 2Megbytes of user sharedmemory. Dual Genius LAN is supportedusing application code that is located on thege-ip.com/support website | EA | EA |  | TRUE |  | P | FXG | 100
133512 | 11 | 1 | States | Champlin | Andrew Olson | TRUE | 2026-05-21T00:00:00 | 2026-08-03T00:00:00 | 2026-08-03T00:00:00 | 3 | 0 | 3 | 101.14 | 3438.76 | 55316-3157 | USA | D01 | 215 | POWER/MATION DIVISION INC | 55486-0314 | WLB32ZC285PBQMC | LED Light Bar: 90-264VAC, 285mm, AC connector with flying leads | PUR | LED Light Bar: 90-264VAC, 285mm, AC connector with flying leads | EA | EA |  | TRUE |  | P | FXG | 100
133512 | 11 | 2 | States | Champlin | Andrew Olson | TRUE | 2026-05-21T00:00:00 | 2026-08-25T00:00:00 | 2026-08-25T00:00:00 | 15 | 0 | 15 | 101.14 | 3438.76 | 55316-3157 | USA | D01 | 215 | POWER/MATION DIVISION INC | 55486-0314 | WLB32ZC285PBQMC | LED Light Bar: 90-264VAC, 285mm, AC connector with flying leads | PUR | LED Light Bar: 90-264VAC, 285mm, AC connector with flying leads | EA | EA |  | TRUE |  | P | FXG | 100
133512 | 11 | 3 | States | Champlin | Andrew Olson | TRUE | 2026-05-21T00:00:00 | 2026-09-24T00:00:00 | 2026-09-24T00:00:00 | 9 | 0 | 9 | 101.14 | 3438.76 | 55316-3157 | USA | D01 | 215 | POWER/MATION DIVISION INC | 55486-0314 | WLB32ZC285PBQMC | LED Light Bar: 90-264VAC, 285mm, AC connector with flying leads | PUR | LED Light Bar: 90-264VAC, 285mm, AC connector with flying leads | EA | EA |  | TRUE |  | P | FXG | 100
133512 | 11 | 4 | States | Champlin | Andrew Olson | TRUE | 2026-05-21T00:00:00 | 2026-10-26T00:00:00 | 2026-10-26T00:00:00 | 3 | 0 | 3 | 101.14 | 3438.76 | 55316-3157 | USA | D01 | 215 | POWER/MATION DIVISION INC | 55486-0314 | WLB32ZC285PBQMC | LED Light Bar: 90-264VAC, 285mm, AC connector with flying leads | PUR | LED Light Bar: 90-264VAC, 285mm, AC connector with flying leads | EA | EA |  | TRUE |  | P | FXG | 100
133512 | 11 | 5 | States | Champlin | Andrew Olson | TRUE | 2026-05-21T00:00:00 | 2026-11-20T00:00:00 | 2026-11-20T00:00:00 | 3 | 0 | 3 | 101.14 | 3438.76 | 55316-3157 | USA | D01 | 215 | POWER/MATION DIVISION INC | 55486-0314 | WLB32ZC285PBQMC | LED Light Bar: 90-264VAC, 285mm, AC connector with flying leads | PUR | LED Light Bar: 90-264VAC, 285mm, AC connector with flying leads | EA | EA |  | TRUE |  | P | FXG | 100
133512 | 11 | 6 | States | Champlin | Andrew Olson | TRUE | 2026-05-21T00:00:00 | 2026-12-22T00:00:00 | 2026-12-22T00:00:00 | 1 | 0 | 1 | 101.14 | 3438.76 | 55316-3157 | USA | D01 | 215 | POWER/MATION DIVISION INC | 55486-0314 | WLB32ZC285PBQMC | LED Light Bar: 90-264VAC, 285mm, AC connector with flying leads | PUR | LED Light Bar: 90-264VAC, 285mm, AC connector with flying leads | EA | EA |  | TRUE |  | P | FXG | 100
133512 | 3 | 4 | States | Champlin | Andrew Olson | TRUE | 2026-05-21T00:00:00 | 2026-10-26T00:00:00 | 2026-10-26T00:00:00 | 6 | 0 | 6 | 5415.77 | 335777.74 | 55316-3157 | USA | D01 | 215 | POWER/MATION DIVISION INC | 55486-0314 | IC695CPE330 | RX3i - 1.1GHz Celeron-M Redundancy CPU, 64MB, with 2 Ethernet Ports | PUR | RX3i - 1.1GHz Celeron-M Redundancy CPU, 64MB, with 2 Ethernet Ports | EA | EA |  | TRUE |  | P | FXG | 100
133512 | 3 | 5 | States | Champlin | Andrew Olson | TRUE | 2026-05-21T00:00:00 | 2026-11-20T00:00:00 | 2026-11-20T00:00:00 | 6 | 0 | 6 | 5415.77 | 335777.74 | 55316-3157 | USA | D01 | 215 | POWER/MATION DIVISION INC | 55486-0314 | IC695CPE330 | RX3i - 1.1GHz Celeron-M Redundancy CPU, 64MB, with 2 Ethernet Ports | PUR | RX3i - 1.1GHz Celeron-M Redundancy CPU, 64MB, with 2 Ethernet Ports | EA | EA |  | TRUE |  | P | FXG | 100
133512 | 4 | 2 | States | Champlin | Andrew Olson | TRUE | 2026-05-21T00:00:00 | 2026-08-25T00:00:00 | 2026-08-25T00:00:00 | 26 | 0 | 26 | 1402.54 | 86957.48 | 55316-3157 | USA | D01 | 215 | POWER/MATION DIVISION INC | 55486-0314 | IC695ETM001 | RX3i - Ethernet Module, (2)RJ-45 ports, (1)IP address | PUR | RX3i - Ethernet Module, (2)RJ-45 ports, (1)IP address | EA | EA |  | TRUE |  | P | FXG | 100
133512 | 4 | 3 | States | Champlin | Andrew Olson | TRUE | 2026-05-21T00:00:00 | 2026-09-24T00:00:00 | 2026-09-24T00:00:00 | 18 | 0 | 18 | 1402.54 | 86957.48 | 55316-3157 | USA | D01 | 215 | POWER/MATION DIVISION INC | 55486-0314 | IC695ETM001 | RX3i - Ethernet Module, (2)RJ-45 ports, (1)IP address | PUR | RX3i - Ethernet Module, (2)RJ-45 ports, (1)IP address | EA | EA |  | TRUE |  | P | FXG | 100
133512 | 4 | 4 | States | Champlin | Andrew Olson | TRUE | 2026-05-21T00:00:00 | 2026-10-26T00:00:00 | 2026-10-26T00:00:00 | 6 | 0 | 6 | 1402.54 | 86957.48 | 55316-3157 | USA | D01 | 215 | POWER/MATION DIVISION INC | 55486-0314 | IC695ETM001 | RX3i - Ethernet Module, (2)RJ-45 ports, (1)IP address | PUR | RX3i - Ethernet Module, (2)RJ-45 ports, (1)IP address | EA | EA |  | TRUE |  | P | FXG | 100
133512 | 4 | 5 | States | Champlin | Andrew Olson | TRUE | 2026-05-21T00:00:00 | 2026-11-20T00:00:00 | 2026-11-20T00:00:00 | 6 | 0 | 6 | 1402.54 | 86957.48 | 55316-3157 | USA | D01 | 215 | POWER/MATION DIVISION INC | 55486-0314 | IC695ETM001 | RX3i - Ethernet Module, (2)RJ-45 ports, (1)IP address | PUR | RX3i - Ethernet Module, (2)RJ-45 ports, (1)IP address | EA | EA |  | TRUE |  | P | FXG | 100
133512 | 7 | 4 | States | Champlin | Andrew Olson | TRUE | 2026-05-21T00:00:00 | 2026-10-26T00:00:00 | 2026-10-26T00:00:00 | 12 | 0 | 12 | 2916.4 | 326636.8 | 55316-3157 | USA | D01 | 215 | POWER/MATION DIVISION INC | 55486-0314 | IC695RMX128_ | RX3i Redundant Memory Xchange Module forHigh Availability. 2Megbytes of user sharedmemory. Dual Genius LAN is supportedusing application code that is located on thege-ip.com/support website | PUR | RX3i Redundant Memory Xchange Module forHigh Availability. 2Megbytes of user sharedmemory. Dual Genius LAN is supportedusing application code that is located on thege-ip.com/support website | EA | EA |  | TRUE |  | P | FXG | 100
133512 | 7 | 5 | States | Champlin | Andrew Olson | TRUE | 2026-05-21T00:00:00 | 2026-11-20T00:00:00 | 2026-11-20T00:00:00 | 12 | 0 | 12 | 2916.4 | 326636.8 | 55316-3157 | USA | D01 | 215 | POWER/MATION DIVISION INC | 55486-0314 | IC695RMX128_ | RX3i Redundant Memory Xchange Module forHigh Availability. 2Megbytes of user sharedmemory. Dual Genius LAN is supportedusing application code that is located on thege-ip.com/support website | PUR | RX3i Redundant Memory Xchange Module forHigh Availability. 2Megbytes of user sharedmemory. Dual Genius LAN is supportedusing application code that is located on thege-ip.com/support website | EA | EA |  | TRUE |  | P | FXG | 100
133512 | 8 | 2 | States | Champlin | Andrew Olson | TRUE | 2026-05-21T00:00:00 | 2026-08-25T00:00:00 | 2026-08-25T00:00:00 | 104 | 0 | 104 | 123.71 | 30680.08 | 55316-3157 | USA | D01 | 215 | POWER/MATION DIVISION INC | 55486-0314 | IC695SPF002 | RX3i 100Base-FX (fiber 2 km) SFP (Multi-mode fiber - MMF) | PUR | RX3i 100Base-FX (fiber 2 km) SFP (Multi-mode fiber - MMF) | EA | EA |  | TRUE |  | P | FXG | 100
133512 | 8 | 3 | States | Champlin | Andrew Olson | TRUE | 2026-05-21T00:00:00 | 2026-09-24T00:00:00 | 2026-09-24T00:00:00 | 72 | 0 | 72 | 123.71 | 30680.08 | 55316-3157 | USA | D01 | 215 | POWER/MATION DIVISION INC | 55486-0314 | IC695SPF002 | RX3i 100Base-FX (fiber 2 km) SFP (Multi-mode fiber - MMF) | PUR | RX3i 100Base-FX (fiber 2 km) SFP (Multi-mode fiber - MMF) | EA | EA |  | TRUE |  | P | FXG | 100
133512 | 8 | 4 | States | Champlin | Andrew Olson | TRUE | 2026-05-21T00:00:00 | 2026-10-26T00:00:00 | 2026-10-26T00:00:00 | 24 | 0 | 24 | 123.71 | 30680.08 | 55316-3157 | USA | D01 | 215 | POWER/MATION DIVISION INC | 55486-0314 | IC695SPF002 | RX3i 100Base-FX (fiber 2 km) SFP (Multi-mode fiber - MMF) | PUR | RX3i 100Base-FX (fiber 2 km) SFP (Multi-mode fiber - MMF) | EA | EA |  | TRUE |  | P | FXG | 100
133512 | 8 | 5 | States | Champlin | Andrew Olson | TRUE | 2026-05-21T00:00:00 | 2026-11-20T00:00:00 | 2026-11-20T00:00:00 | 24 | 0 | 24 | 123.71 | 30680.08 | 55316-3157 | USA | D01 | 215 | POWER/MATION DIVISION INC | 55486-0314 | IC695SPF002 | RX3i 100Base-FX (fiber 2 km) SFP (Multi-mode fiber - MMF) | PUR | RX3i 100Base-FX (fiber 2 km) SFP (Multi-mode fiber - MMF) | EA | EA |  | TRUE |  | P | FXG | 100
132450 | 1 | 1 | States | Champlin | Andrew Olson | TRUE | 2026-04-13T00:00:00 | 2026-08-31T00:00:00 | 2026-08-31T00:00:00 | 500 | 0 | 500 | 1.27 | 635 | 55316-3157 | USA | D01 | 215 | POWER/MATION DIVISION INC | 55486-0314 | 3030174 | FBS 3-5: Plug-In Bridge, Number Of Positions: 3 - Color: Red - Phoenix Contact | PUR | FBS 3-5: Plug-In Bridge, Number Of Positions: 3 - Color: Red - Phoenix Contact | EA | EA |  | TRUE |  | P | FXG | 100
132317 | 1 | 1 | States | Champlin | Andrew Olson | TRUE | 2026-04-08T00:00:00 | 2026-09-01T00:00:00 | 2026-08-31T00:00:00 | 500 | 0 | 500 | 1.27 | 635 | 55316-3157 | USA | D01 | 215 | POWER/MATION DIVISION INC | 55486-0314 | 3030174 | FBS 3-5: Plug-In Bridge, Number Of Positions: 3 - Color: Red - Phoenix Contact | PUR | FBS 3-5: Plug-In Bridge, Number Of Positions: 3 - Color: Red - Phoenix Contact | EA | EA |  | TRUE |  | P | FXG | 100
134612 | 1 | 1 | States | Dayton | Andrew Olson | TRUE | 2026-07-08T00:00:00 | 2026-08-12T00:00:00 | 2026-08-12T00:00:00 | 600 | 0 | 600 | 3.74 | 2244 | 55369-6417 | USA | D01 | 215 | POWER/MATION DIVISION INC | 55486-0314 | 1329493 | Feed-through terminal block, nom. voltage: 1000 V, nominal current: 41 A, number of connections: 2, number of positions: 1, connection method: Push-X-connection, Rated cross section: 6 mm2, cross section: 0.5 mm2 - 10 mm2, mounting type: NS 35/7,5, NS 35/15, color: gray | PUR | Feed-through terminal block, nom. voltage: 1000 V, nominal current: 41 A, number of connections: 2, number of positions: 1, connection method: Push-X-connection, Rated cross section: 6 mm2, cross section: 0.5 mm2 - 10 mm2, mounting type: NS 35/7,5, NS 35/15, color: gray | EA | EA |  | TRUE |  | P | FXG | DAYTON
134612 | 2 | 1 | States | Dayton | Andrew Olson | TRUE | 2026-07-08T00:00:00 | 2026-07-17T00:00:00 | 2026-07-17T00:00:00 | 50 | 0 | 50 | 0.65 | 32.5 | 55369-6417 | USA | D01 | 215 | POWER/MATION DIVISION INC | 55486-0314 | 3030161 | FBS 2-5: Plug-In Bridge, Number Of Positions: 2 - Color: Red - Phoenix Contact | PUR | FBS 2-5: Plug-In Bridge, Number Of Positions: 2 - Color: Red - Phoenix Contact | EA | EA |  | TRUE |  | P | FXG | DAYTON
134612 | 3 | 1 | States | Dayton | Andrew Olson | TRUE | 2026-07-08T00:00:00 | 2026-08-03T00:00:00 | 2026-08-03T00:00:00 | 50 | 0 | 50 | 0.82 | 41 | 55369-6417 | USA | D01 | 215 | POWER/MATION DIVISION INC | 55486-0314 | 3030417 | D-ST 2 5: End Cover, Length: 48.66mm Width: 2.2mm Height: 29.1mm - Color: Gray - Phoenix Contact | TBK | D-ST 2 5: End Cover, Length: 48.66mm Width: 2.2mm Height: 29.1mm - Color: Gray - Phoenix Contact | EA | EA |  | TRUE |  | P | FXG | DAYTON
134612 | 4 | 1 | States | Dayton | Andrew Olson | TRUE | 2026-07-08T00:00:00 | 2026-07-31T00:00:00 | 2026-07-31T00:00:00 | 50 | 0 | 50 | 0.97 | 48.5 | 55369-6417 | USA | D01 | 215 | POWER/MATION DIVISION INC | 55486-0314 | 3030514 | D-ST 2 5-QUATTRO End cover, Length: 72 mm, Width: 2.2 mm,Height: 36.5 mm, Color: gray | TBK | D-ST 2 5-QUATTRO End cover, Length: 72 mm, Width: 2.2 mm,Height: 36.5 mm, Color: gray | EA | EA |  | TRUE |  | P | FXG | Dayton
134612 | 5 | 1 | States | Dayton | Andrew Olson | TRUE | 2026-07-08T00:00:00 | 2026-07-27T00:00:00 | 2026-07-27T00:00:00 | 50 | 0 | 50 | 2.54 | 127 | 55369-6417 | USA | D01 | 215 | POWER/MATION DIVISION INC | 55486-0314 | 3031238 | ST 2 5-PE: Ground Modular Terminal Block, Connection Method: Spring-Cage Connection - Cross section: 0.08mm-4mm AWG:28-12, Width: 5.2mm - Color: Green/Yellow - Mounting Type: NS 35/7 5 NS 35/15 - Phoenix Contact | PUR | ST 2 5-PE: Ground Modular Terminal Block, Connection Method: Spring-Cage Connection - Cross section: 0.08mm-4mm AWG:28-12, Width: 5.2mm - Color: Green/Yellow - Mounting Type: NS 35/7 5 NS 35/15 - Phoenix Contact | EA | EA |  | TRUE |  | P | FXG | DAYTON
132282 | 1 | 2 | States | Champlin | Andrew Olson | TRUE | 2026-04-07T00:00:00 | 2026-07-13T00:00:00 | 2026-07-13T00:00:00 | 500 | 0 | 500 | 1.68 | 5866.56 | 55316-3157 | USA | D01 | 215 | POWER/MATION DIVISION INC | 55486-0314 | 0800886 | E/NS 35 N End Clamp With Screw Down Lock, Width: 9.5mm - Color: Gray - Phoenix Contact | PUR | E/NS 35 N End Clamp With Screw Down Lock, Width: 9.5mm - Color: Gray - Phoenix Contact | EA | EA |  | TRUE |  | P | FXG | 100
132282 | 1 | 3 | States | Champlin | Andrew Olson | TRUE | 2026-04-07T00:00:00 | 2026-07-27T00:00:00 | 2026-07-27T00:00:00 | 596 | 0 | 596 | 1.68 | 5866.56 | 55316-3157 | USA | D01 | 215 | POWER/MATION DIVISION INC | 55486-0314 | 0800886 | E/NS 35 N End Clamp With Screw Down Lock, Width: 9.5mm - Color: Gray - Phoenix Contact | PUR | E/NS 35 N End Clamp With Screw Down Lock, Width: 9.5mm - Color: Gray - Phoenix Contact | EA | EA |  | TRUE |  | P | FXG | 100
132282 | 1 | 4 | States | Champlin | Andrew Olson | TRUE | 2026-04-07T00:00:00 | 2026-08-31T00:00:00 | 2026-08-31T00:00:00 | 900 | 0 | 900 | 1.68 | 5866.56 | 55316-3157 | USA | D01 | 215 | POWER/MATION DIVISION INC | 55486-0314 | 0800886 | E/NS 35 N End Clamp With Screw Down Lock, Width: 9.5mm - Color: Gray - Phoenix Contact | PUR | E/NS 35 N End Clamp With Screw Down Lock, Width: 9.5mm - Color: Gray - Phoenix Contact | EA | EA |  | TRUE |  | P | FXG | 100
132282 | 1 | 5 | States | Champlin | Andrew Olson | TRUE | 2026-04-07T00:00:00 | 2026-10-20T00:00:00 | 2026-10-20T00:00:00 | 500 | 0 | 500 | 1.68 | 5866.56 | 55316-3157 | USA | D01 | 215 | POWER/MATION DIVISION INC | 55486-0314 | 0800886 | E/NS 35 N End Clamp With Screw Down Lock, Width: 9.5mm - Color: Gray - Phoenix Contact | PUR | E/NS 35 N End Clamp With Screw Down Lock, Width: 9.5mm - Color: Gray - Phoenix Contact | EA | EA |  | TRUE |  | P | FXG | 100
132282 | 5 | 1 | States | Champlin | Andrew Olson | TRUE | 2026-04-07T00:00:00 | 2026-08-31T00:00:00 | 2026-08-31T00:00:00 | 5000 | 0 | 5000 | 0.78 | 3900 | 55316-3157 | USA | D01 | 215 | POWER/MATION DIVISION INC | 55486-0314 | 3031212 | ST 2 5: Feed-Through Terminal Block, Connection Method: Spring-Cage Connection - Cross section: 0.08mm-4mm AWG:28-12, Width: 5.2mm - Color: Gray - Mounting Type: NS 35/7 5 NS 35/15 - Phoenix Contact | PUR | ST 2 5: Feed-Through Terminal Block, Connection Method: Spring-Cage Connection - Cross section: 0.08mm-4mm AWG:28-12, Width: 5.2mm - Color: Gray - Mounting Type: NS 35/7 5 NS 35/15 - Phoenix Contact | EA | EA |  | TRUE |  | P | FXG | 100
133698 | 3 | 1 | States | Dayton | Andrew Olson | TRUE | 2026-05-28T00:00:00 | 2026-07-20T00:00:00 | 2026-07-20T00:00:00 | 8 | 0 | 8 | 3748.57 | 29988.56 | 55369-6417 | USA | D01 | 215 | POWER/MATION DIVISION INC | 55486-0314 | SEI 300/48-PACC | 300 Watts 48 Vdc Output DC UPS with integrated 9Ah battery backup, Alarm Contact Closures | PUR | 300 Watts 48 Vdc Output DC UPS with integrated 9Ah battery backup, Alarm Contact Closures | EA | EA |  | TRUE |  | P | FXG | DAYTON
133698 | 2 | 2 | States | Dayton | Andrew Olson | TRUE | 2026-05-28T00:00:00 | 2026-08-07T00:00:00 | 2026-08-07T00:00:00 | 58 | 0 | 58 | 3105.71 | 211188.28 | 55369-6417 | USA | D01 | 215 | POWER/MATION DIVISION INC | 55486-0314 | SEI 125/48-PACC | 125 Watts 48 Vdc Output DC UPS with integrated 9Ah battery backup, Alarm Contact Closures | PUR | 125 Watts 48 Vdc Output DC UPS with integrated 9Ah battery backup, Alarm Contact Closures | EA | EA |  | TRUE |  | P | FXG | DAYTON
133698 | 2 | 1 | States | Dayton | Andrew Olson | TRUE | 2026-05-28T00:00:00 | 2026-07-13T00:00:00 | 2026-07-13T00:00:00 | 10 | 0 | 10 | 3105.71 | 211188.28 | 55369-6417 | USA | D01 | 215 | POWER/MATION DIVISION INC | 55486-0314 | SEI 125/48-PACC | 125 Watts 48 Vdc Output DC UPS with integrated 9Ah battery backup, Alarm Contact Closures | PUR | 125 Watts 48 Vdc Output DC UPS with integrated 9Ah battery backup, Alarm Contact Closures | EA | EA |  | TRUE |  | P | FXG | DAYTON
132641 | 11 | 1 | States | Champlin | Andrew Olson | TRUE | 2026-04-21T00:00:00 | 2026-07-21T00:00:00 | 2026-07-21T00:00:00 | 1 | 0 | 1 | 3807 | 3807 | 55316-3157 | USA | D01 | 215 | POWER/MATION DIVISION INC | 55486-0314 | IC755CSS15CDA | QuickPanel plus View Control, 15" Color TFT with Multi-touch Projected Capacitive Screen, 2 Ethernet Ports, GE Monogram Bezel, 24VDC Powered | PUR | QuickPanel plus View Control, 15" Color TFT with Multi-touch Projected Capacitive Screen, 2 Ethernet Ports, GE Monogram Bezel, 24VDC Powered | EA | EA |  | TRUE |  | P | FXG | 100
132641 | 10 | 2 | States | Champlin | Andrew Olson | TRUE | 2026-04-21T00:00:00 | 2026-12-22T00:00:00 | 2026-12-22T00:00:00 | 1 | 0 | 1 | 655.04 | 3930.24 | 55316-3157 | USA | D01 | 215 | POWER/MATION DIVISION INC | 55486-0314 | EPXPNS101 | PROFINET SYSTEM REDUNDANCY NETWORK | PUR | PROFINET SYSTEM REDUNDANCY NETWORK | EA | EA |  | TRUE |  | P | FXG | 100
132641 | 10 | 1 | States | Champlin | Andrew Olson | TRUE | 2026-04-21T00:00:00 | 2026-08-25T00:00:00 | 2026-08-25T00:00:00 | 5 | 0 | 5 | 655.04 | 3930.24 | 55316-3157 | USA | D01 | 215 | POWER/MATION DIVISION INC | 55486-0314 | EPXPNS101 | PROFINET SYSTEM REDUNDANCY NETWORK | PUR | PROFINET SYSTEM REDUNDANCY NETWORK | EA | EA |  | TRUE |  | P | FXG | 100
132641 | 9 | 3 | States | Champlin | Andrew Olson | TRUE | 2026-04-21T00:00:00 | 2026-12-22T00:00:00 | 2026-12-22T00:00:00 | 2 | 0 | 2 | 187.79 | 9577.29 | 55316-3157 | USA | D01 | 215 | POWER/MATION DIVISION INC | 55486-0314 | EP-225F | RSTi-EP I/O - Digital Output, 16 Points, Positive Logic, 24VDC, 0.5A, 1 Wire | PUR | RSTi-EP I/O - Digital Output, 16 Points, Positive Logic, 24VDC, 0.5A, 1 Wire | EA | EA |  | TRUE |  | P | FXG | 100
132641 | 9 | 2 | States | Champlin | Andrew Olson | TRUE | 2026-04-21T00:00:00 | 2026-09-04T00:00:00 | 2026-09-04T00:00:00 | 8 | 0 | 8 | 187.79 | 9577.29 | 55316-3157 | USA | D01 | 215 | POWER/MATION DIVISION INC | 55486-0314 | EP-225F | RSTi-EP I/O - Digital Output, 16 Points, Positive Logic, 24VDC, 0.5A, 1 Wire | PUR | RSTi-EP I/O - Digital Output, 16 Points, Positive Logic, 24VDC, 0.5A, 1 Wire | EA | EA |  | TRUE |  | P | FXG | 100
132641 | 9 | 1 | States | Champlin | Andrew Olson | TRUE | 2026-04-21T00:00:00 | 2026-08-25T00:00:00 | 2026-08-25T00:00:00 | 41 | 0 | 41 | 187.79 | 9577.29 | 55316-3157 | USA | D01 | 215 | POWER/MATION DIVISION INC | 55486-0314 | EP-225F | RSTi-EP I/O - Digital Output, 16 Points, Positive Logic, 24VDC, 0.5A, 1 Wire | PUR | RSTi-EP I/O - Digital Output, 16 Points, Positive Logic, 24VDC, 0.5A, 1 Wire | EA | EA |  | TRUE |  | P | FXG | 100
132641 | 8 | 3 | States | Champlin | Andrew Olson | TRUE | 2026-04-21T00:00:00 | 2026-12-23T00:00:00 | 2026-12-22T00:00:00 | 2 | 0 | 2 | 164.65 | 9220.4 | 55316-3157 | USA | D01 | 215 | POWER/MATION DIVISION INC | 55486-0314 | EP-125F | RSTi-EP I/O - Digital Input, 16 Points, Positive Logic, 24VDC, 1 Wire | PUR | RSTi-EP I/O - Digital Input, 16 Points, Positive Logic, 24VDC, 1 Wire | EA | EA |  | TRUE |  | P | FXG | 100
132641 | 8 | 2 | States | Champlin | Andrew Olson | TRUE | 2026-04-21T00:00:00 | 2026-09-04T00:00:00 | 2026-09-04T00:00:00 | 8 | 0 | 8 | 164.65 | 9220.4 | 55316-3157 | USA | D01 | 215 | POWER/MATION DIVISION INC | 55486-0314 | EP-125F | RSTi-EP I/O - Digital Input, 16 Points, Positive Logic, 24VDC, 1 Wire | PUR | RSTi-EP I/O - Digital Input, 16 Points, Positive Logic, 24VDC, 1 Wire | EA | EA |  | TRUE |  | P | FXG | 100
132641 | 8 | 1 | States | Champlin | Andrew Olson | TRUE | 2026-04-21T00:00:00 | 2026-08-25T00:00:00 | 2026-08-25T00:00:00 | 46 | 0 | 46 | 164.65 | 9220.4 | 55316-3157 | USA | D01 | 215 | POWER/MATION DIVISION INC | 55486-0314 | EP-125F | RSTi-EP I/O - Digital Input, 16 Points, Positive Logic, 24VDC, 1 Wire | PUR | RSTi-EP I/O - Digital Input, 16 Points, Positive Logic, 24VDC, 1 Wire | EA | EA |  | TRUE |  | P | FXG | 100
132641 | 7 | 1 | States | Champlin | Andrew Olson | TRUE | 2026-04-21T00:00:00 | 2026-09-01T00:00:00 | 2026-09-01T00:00:00 | 1150 | 0 | 1150 | 2.92 | 3358 | 55316-3157 | USA | D01 | 215 | POWER/MATION DIVISION INC | 55486-0314 | 3031306 | ST 2 5-QUATTRO Feed-through terminal block, Connectionmethod: Spring-cage connection, Crosssection: 0.08 mmÂ² - 4 mmÂ², AWG: 28 - 12,Width: 5.2 mm, Color: gray, Mounting type:NS 35/7,5, NS 35/15 | PUR | ST 2 5-QUATTRO Feed-through terminal block, Connectionmethod: Spring-cage connection, Crosssection: 0.08 mmÂ² - 4 mmÂ², AWG: 28 - 12,Width: 5.2 mm, Color: gray, Mounting type:NS 35/7,5, NS 35/15 | EA | EA |  | TRUE |  | P | FXG | 100
132641 | 6 | 2 | States | Champlin | Andrew Olson | TRUE | 2026-04-21T00:00:00 | 2026-10-21T00:00:00 | 2026-10-21T00:00:00 | 5000 | 0 | 5000 | 0.78 | 7800 | 55316-3157 | USA | D01 | 215 | POWER/MATION DIVISION INC | 55486-0314 | 3031212 | ST 2 5: Feed-Through Terminal Block, Connection Method: Spring-Cage Connection - Cross section: 0.08mm-4mm AWG:28-12, Width: 5.2mm - Color: Gray - Mounting Type: NS 35/7 5 NS 35/15 - Phoenix Contact | PUR | ST 2 5: Feed-Through Terminal Block, Connection Method: Spring-Cage Connection - Cross section: 0.08mm-4mm AWG:28-12, Width: 5.2mm - Color: Gray - Mounting Type: NS 35/7 5 NS 35/15 - Phoenix Contact | EA | EA |  | TRUE |  | P | FXG | 100
132641 | 6 | 1 | States | Champlin | Andrew Olson | TRUE | 2026-04-21T00:00:00 | 2026-08-31T00:00:00 | 2026-08-31T00:00:00 | 5000 | 0 | 5000 | 0.78 | 7800 | 55316-3157 | USA | D01 | 215 | POWER/MATION DIVISION INC | 55486-0314 | 3031212 | ST 2 5: Feed-Through Terminal Block, Connection Method: Spring-Cage Connection - Cross section: 0.08mm-4mm AWG:28-12, Width: 5.2mm - Color: Gray - Mounting Type: NS 35/7 5 NS 35/15 - Phoenix Contact | PUR | ST 2 5: Feed-Through Terminal Block, Connection Method: Spring-Cage Connection - Cross section: 0.08mm-4mm AWG:28-12, Width: 5.2mm - Color: Gray - Mounting Type: NS 35/7 5 NS 35/15 - Phoenix Contact | EA | EA |  | TRUE |  | P | FXG | 100
132641 | 5 | 2 | States | Champlin | Andrew Olson | TRUE | 2026-04-21T00:00:00 | 2026-10-23T00:00:00 | 2026-10-22T00:00:00 | 500 | 0 | 500 | 0.82 | 820 | 55316-3157 | USA | D01 | 215 | POWER/MATION DIVISION INC | 55486-0314 | 3030417 | D-ST 2 5: End Cover, Length: 48.66mm Width: 2.2mm Height: 29.1mm - Color: Gray - Phoenix Contact | TBK | D-ST 2 5: End Cover, Length: 48.66mm Width: 2.2mm Height: 29.1mm - Color: Gray - Phoenix Contact | EA | EA |  | TRUE |  | P | FXG | 100
132641 | 5 | 1 | States | Champlin | Andrew Olson | TRUE | 2026-04-21T00:00:00 | 2026-08-27T00:00:00 | 2026-08-27T00:00:00 | 500 | 0 | 500 | 0.82 | 820 | 55316-3157 | USA | D01 | 215 | POWER/MATION DIVISION INC | 55486-0314 | 3030417 | D-ST 2 5: End Cover, Length: 48.66mm Width: 2.2mm Height: 29.1mm - Color: Gray - Phoenix Contact | TBK | D-ST 2 5: End Cover, Length: 48.66mm Width: 2.2mm Height: 29.1mm - Color: Gray - Phoenix Contact | EA | EA |  | TRUE |  | P | FXG | 100
132641 | 4 | 4 | States | Champlin | Andrew Olson | TRUE | 2026-04-21T00:00:00 | 2026-10-26T00:00:00 | 2026-10-26T00:00:00 | 200 | 0 | 200 | 2.04 | 1672.8 | 55316-3157 | USA | D01 | 215 | POWER/MATION DIVISION INC | 55486-0314 | 3030187 | FBS 4-5: Plug-In Bridge, Number Of Positions: 4 - Color: Red - Phoenix Contact | PUR | FBS 4-5: Plug-In Bridge, Number Of Positions: 4 - Color: Red - Phoenix Contact | EA | EA |  | TRUE |  | P | FXG | 100
132641 | 4 | 3 | States | Champlin | Andrew Olson | TRUE | 2026-04-21T00:00:00 | 2026-09-04T00:00:00 | 2026-09-04T00:00:00 | 200 | 0 | 200 | 2.04 | 1672.8 | 55316-3157 | USA | D01 | 215 | POWER/MATION DIVISION INC | 55486-0314 | 3030187 | FBS 4-5: Plug-In Bridge, Number Of Positions: 4 - Color: Red - Phoenix Contact | PUR | FBS 4-5: Plug-In Bridge, Number Of Positions: 4 - Color: Red - Phoenix Contact | EA | EA |  | TRUE |  | P | FXG | 100
132641 | 4 | 2 | States | Champlin | Andrew Olson | TRUE | 2026-04-21T00:00:00 | 2026-08-25T00:00:00 | 2026-08-25T00:00:00 | 220 | 0 | 220 | 2.04 | 1672.8 | 55316-3157 | USA | D01 | 215 | POWER/MATION DIVISION INC | 55486-0314 | 3030187 | FBS 4-5: Plug-In Bridge, Number Of Positions: 4 - Color: Red - Phoenix Contact | PUR | FBS 4-5: Plug-In Bridge, Number Of Positions: 4 - Color: Red - Phoenix Contact | EA | EA |  | TRUE |  | P | FXG | 100
132641 | 3 | 2 | States | Champlin | Andrew Olson | TRUE | 2026-04-21T00:00:00 | 2026-08-31T00:00:00 | 2026-08-31T00:00:00 | 500 | 0 | 500 | 1.27 | 1270 | 55316-3157 | USA | D01 | 215 | POWER/MATION DIVISION INC | 55486-0314 | 3030174 | FBS 3-5: Plug-In Bridge, Number Of Positions: 3 - Color: Red - Phoenix Contact | PUR | FBS 3-5: Plug-In Bridge, Number Of Positions: 3 - Color: Red - Phoenix Contact | EA | EA |  | TRUE |  | P | FXG | 100
132641 | 3 | 1 | States | Champlin | Andrew Olson | TRUE | 2026-04-21T00:00:00 | 2026-08-04T00:00:00 | 2026-08-04T00:00:00 | 500 | 0 | 500 | 1.27 | 1270 | 55316-3157 | USA | D01 | 215 | POWER/MATION DIVISION INC | 55486-0314 | 3030174 | FBS 3-5: Plug-In Bridge, Number Of Positions: 3 - Color: Red - Phoenix Contact | PUR | FBS 3-5: Plug-In Bridge, Number Of Positions: 3 - Color: Red - Phoenix Contact | EA | EA |  | TRUE |  | P | FXG | 100
132641 | 2 | 1 | States | Champlin | Andrew Olson | TRUE | 2026-04-21T00:00:00 | 2026-08-31T00:00:00 | 2026-08-31T00:00:00 | 1000 | 0 | 1000 | 0.65 | 650 | 55316-3157 | USA | D01 | 215 | POWER/MATION DIVISION INC | 55486-0314 | 3030161 | FBS 2-5: Plug-In Bridge, Number Of Positions: 2 - Color: Red - Phoenix Contact | PUR | FBS 2-5: Plug-In Bridge, Number Of Positions: 2 - Color: Red - Phoenix Contact | EA | EA |  | TRUE |  | P | FXG | 100
132641 | 1 | 1 | States | Champlin | Andrew Olson | TRUE | 2026-04-21T00:00:00 | 2026-08-25T00:00:00 | 2026-08-25T00:00:00 | 10 | 0 | 10 | 466.29 | 4662.9 | 55316-3157 | USA | D01 | 215 | POWER/MATION DIVISION INC | 55486-0314 | 1330611 | MC 1000E-MM LC, Fiber optic converter with LC fiber optic connection (1310 nm) for converting 100Base-TX to multimode fiber optics. Auto MDI(X) function, DIN rail mountable with ruggedized EMI protection and wide temperature range. | PUR | MC 1000E-MM LC, Fiber optic converter with LC fiber optic connection (1310 nm) for converting 100Base-TX to multimode fiber optics. Auto MDI(X) function, DIN rail mountable with ruggedized EMI protection and wide temperature range. | EA | EA |  | TRUE |  | P | FXG | 100
133920 | 1 | 2 | States | Dayton | Andrew Olson | TRUE | 2026-06-08T00:00:00 | 2026-09-24T00:00:00 | 2026-09-24T00:00:00 | 110 | 0 | 110 | 85.5 | 18810 | 55369-6417 | USA | D01 | 215 | POWER/MATION DIVISION INC | 55486-0314 | 4127.01 | Door switch | PUR | Door switch | EA | EA |  | TRUE |  | P | FXG | DAYTON
133920 | 2 | 1 | States | Dayton | Andrew Olson | TRUE | 2026-06-08T00:00:00 | 2026-08-05T00:00:00 | 2026-08-05T00:00:00 | 60 | 0 | 60 | 101.14 | 16688.1 | 55369-6417 | USA | D01 | 215 | POWER/MATION DIVISION INC | 55486-0314 | WLB32ZC285PBQMC | LED Light Bar: 90-264VAC, 285mm, AC connector with flying leads | PUR | LED Light Bar: 90-264VAC, 285mm, AC connector with flying leads | EA | EA |  | TRUE |  | P | FXG | DAYTON
133920 | 2 | 2 | States | Dayton | Andrew Olson | TRUE | 2026-06-08T00:00:00 | 2026-09-24T00:00:00 | 2026-09-24T00:00:00 | 105 | 0 | 105 | 101.14 | 16688.1 | 55369-6417 | USA | D01 | 215 | POWER/MATION DIVISION INC | 55486-0314 | WLB32ZC285PBQMC | LED Light Bar: 90-264VAC, 285mm, AC connector with flying leads | PUR | LED Light Bar: 90-264VAC, 285mm, AC connector with flying leads | EA | EA |  | TRUE |  | P | FXG | DAYTON
134568 | 1 | 1 | States | Dayton | Andrew Olson | TRUE | 2026-07-07T00:00:00 | 2026-08-26T00:00:00 | 2026-08-26T00:00:00 | 1 | 0 | 1 | 400 | 400 | 55369-6417 | USA | D01 | 215 | POWER/MATION DIVISION INC | 55486-0314 | UB20.241 | DC-UPS CONTROLLER, 24VDC, 20A, FOR 3.9-150AH BATTERY | PUR | DC-UPS CONTROLLER, 24VDC, 20A, FOR 3.9-150AH BATTERY | EA | EA |  | TRUE |  | P | FXG | DAYTON
134711 | 1 | 1 | States | Champlin | Andrew Olson | TRUE | 2026-07-13T00:00:00 | 2026-07-20T00:00:00 | 2026-07-20T00:00:00 | 13 | 0 | 13 | 801.79 | 10423.27 | 55316-3157 | USA | D01 | 215 | POWER/MATION DIVISION INC | 55486-0314 | M3HVN250T3L | Circuit Breaker, MCCB, 400AF/250A, 50kA@800VAC/85kA@600VAC | PUR | Circuit Breaker, MCCB, 400AF/250A, 50kA@800VAC/85kA@600VAC | EA | EA |  | TRUE |  | P | FXG | 100
133713 | 1 | 1 | States | Champlin | Andrew Olson | TRUE | 2026-05-29T00:00:00 | 2026-12-17T00:00:00 | 2026-07-10T00:00:00 | 3 | 0 | 3 | 959.72 | 2879.16 | 55316-3157 | USA | D01 | 215 | POWER/MATION DIVISION INC | 55486-0314 | OPS4-DVT-20k | Telemetry Driver package | PUR | Telemetry Driver package | EA | EA |  | TRUE |  | P | FXG | 100
133713 | 2 | 1 | States | Champlin | Andrew Olson | TRUE | 2026-05-29T00:00:00 | 2026-12-17T00:00:00 | 2026-07-10T00:00:00 | 3 | 0 | 3 | 959.72 | 2879.16 | 55316-3157 | USA | D01 | 215 | POWER/MATION DIVISION INC | 55486-0314 | OPS4-R-20k | Server Redundancy for up to 20,000 Tags | PUR | Server Redundancy for up to 20,000 Tags | EA | EA |  | TRUE |  | P | FXG | 100
133713 | 3 | 1 | States | Champlin | Andrew Olson | TRUE | 2026-05-29T00:00:00 | 2026-12-17T00:00:00 | 2026-07-10T00:00:00 | 6 | 0 | 6 | 5309 | 31854 | 55316-3157 | USA | D01 | 215 | POWER/MATION DIVISION INC | 55486-0314 | RTCS4-F-5K | Movicon.NExT PRO Server/Client Runtime 5,000 Tags | PUR | Movicon.NExT PRO Server/Client Runtime 5,000 Tags | EA | EA |  | TRUE |  | P | FXG | 100
133713 | 4 | 1 | States | Champlin | Andrew Olson | TRUE | 2026-05-29T00:00:00 | 2026-12-17T00:00:00 | 2026-07-10T00:00:00 | 3 | 0 | 3 | 3649.79 | 10949.37 | 55316-3157 | USA | D01 | 215 | POWER/MATION DIVISION INC | 55486-0314 | WB4-5-20k | 5 Users Package | PUR | 5 Users Package | EA | EA |  | TRUE |  | P | FXG | 100
133639 | 1 | 1 | States | Dayton | Andrew Olson | TRUE | 2026-05-27T00:00:00 | 2026-09-01T00:00:00 | 2026-08-31T00:00:00 | 500 | 0 | 500 | 1.74 | 870 | 55369-6417 | USA | D01 | 215 | POWER/MATION DIVISION INC | 55486-0314 | 0800886 | E/NS 35 N End Clamp With Screw Down Lock, Width: 9.5mm - Color: Gray - Phoenix Contact | PUR | E/NS 35 N End Clamp With Screw Down Lock, Width: 9.5mm - Color: Gray - Phoenix Contact | EA | EA |  | TRUE |  | P | FXG | DAYTON
133639 | 2 | 1 | States | Dayton | Andrew Olson | TRUE | 2026-05-27T00:00:00 | 2026-09-01T00:00:00 | 2026-08-31T00:00:00 | 150 | 0 | 150 | 0.97 | 145.5 | 55369-6417 | USA | D01 | 215 | POWER/MATION DIVISION INC | 55486-0314 | 3030514 | D-ST 2 5-QUATTRO End cover, Length: 72 mm, Width: 2.2 mm,Height: 36.5 mm, Color: gray | TBK | D-ST 2 5-QUATTRO End cover, Length: 72 mm, Width: 2.2 mm,Height: 36.5 mm, Color: gray | EA | EA |  | TRUE |  | P | FXG | Dayton
133639 | 3 | 1 | States | Dayton | Andrew Olson | TRUE | 2026-05-27T00:00:00 | 2026-09-01T00:00:00 | 2026-08-31T00:00:00 | 500 | 0 | 500 | 2.92 | 1460 | 55369-6417 | USA | D01 | 215 | POWER/MATION DIVISION INC | 55486-0314 | 3031306 | ST 2 5-QUATTRO Feed-through terminal block, Connectionmethod: Spring-cage connection, Crosssection: 0.08 mmÂ² - 4 mmÂ², AWG: 28 - 12,Width: 5.2 mm, Color: gray, Mounting type:NS 35/7,5, NS 35/15 | PUR | ST 2 5-QUATTRO Feed-through terminal block, Connectionmethod: Spring-cage connection, Crosssection: 0.08 mmÂ² - 4 mmÂ², AWG: 28 - 12,Width: 5.2 mm, Color: gray, Mounting type:NS 35/7,5, NS 35/15 | EA | EA |  | TRUE |  | P | FXG | Dayton
134526 | 1 | 1 | States | Dayton | Andrew Olson | TRUE | 2026-07-06T00:00:00 | 2026-09-24T00:00:00 | 2026-09-24T00:00:00 | 250 | 0 | 250 | 0.65 | 162.5 | 55369-6417 | USA | D01 | 215 | POWER/MATION DIVISION INC | 55486-0314 | 3030161 | FBS 2-5: Plug-In Bridge, Number Of Positions: 2 - Color: Red - Phoenix Contact | PUR | FBS 2-5: Plug-In Bridge, Number Of Positions: 2 - Color: Red - Phoenix Contact | EA | EA |  | TRUE |  | P | FXG | DAYTON
134526 | 2 | 1 | States | Dayton | Andrew Olson | TRUE | 2026-07-06T00:00:00 | 2026-08-28T00:00:00 | 2026-08-28T00:00:00 | 16 | 0 | 16 | 342.86 | 5485.76 | 55369-6417 | USA | D01 | 215 | POWER/MATION DIVISION INC | 55486-0314 | CS18-00-INC | 18 CHANNEL DRY CONTACT DIGITAL INPUT MODULE | PUR | 18 CHANNEL DRY CONTACT DIGITAL INPUT MODULE | EA | EA |  | TRUE |  | P | FXG | DAYTON
134526 | 3 | 1 | States | Dayton | Andrew Olson | TRUE | 2026-07-06T00:00:00 | 2026-09-15T00:00:00 | 2026-09-15T00:00:00 | 58 | 0 | 58 | 3105.71 | 180131.18 | 55369-6417 | USA | D01 | 215 | POWER/MATION DIVISION INC | 55486-0314 | SEI 125/48-PACC | 125 Watts 48 Vdc Output DC UPS with integrated 9Ah battery backup, Alarm Contact Closures | PUR | 125 Watts 48 Vdc Output DC UPS with integrated 9Ah battery backup, Alarm Contact Closures | EA | EA |  | TRUE |  | P | FXG | DAYTON
134526 | 4 | 1 | States | Dayton | Andrew Olson | TRUE | 2026-07-06T00:00:00 | 2026-09-15T00:00:00 | 2026-09-15T00:00:00 | 10 | 0 | 10 | 101.14 | 1011.4 | 55369-6417 | USA | D01 | 215 | POWER/MATION DIVISION INC | 55486-0314 | WLB32ZC285PBQMC | LED Light Bar: 90-264VAC, 285mm, AC connector with flying leads | PUR | LED Light Bar: 90-264VAC, 285mm, AC connector with flying leads | EA | EA |  | TRUE |  | P | FXG | DAYTON
132220 | 8 | 1 | States | Dayton | Andrew Olson | TRUE | 2026-04-02T00:00:00 | 2026-05-15T00:00:00 | 2026-05-15T00:00:00 | 127 | 123 | 4 | 101.14 | 22554.22 | 55369-6417 | USA | D01 | 215 | POWER/MATION DIVISION INC | 55486-0314 | WLB32ZC285PBQMC | LED Light Bar: 90-264VAC, 285mm, AC connector with flying leads | PUR | LED Light Bar: 90-264VAC, 285mm, AC connector with flying leads | EA | EA |  | TRUE |  | P | FXG | DAYTON
132995 | 1 | 1 | States | Champlin | Andrew Olson | TRUE | 2026-05-05T00:00:00 | 2026-07-20T00:00:00 | 2026-07-20T00:00:00 | 1 | 0 | 1 | 285.71 | 285.71 | 55316-3157 | USA | D01 | 215 | POWER/MATION DIVISION INC | 55486-0314 | CP20.241 | POWER SUPPLY, 480W, 100-240VAC 1PH, 24-28VDC, 20-17.13A | PUR | POWER SUPPLY, 480W, 100-240VAC 1PH, 24-28VDC, 20-17.13A | EA | EA |  | TRUE |  | P | FXG | 100
132995 | 2 | 1 | States | Champlin | Andrew Olson | TRUE | 2026-05-05T00:00:00 | 2026-08-31T00:00:00 | 2026-08-31T00:00:00 | 1 | 0 | 1 | 1012.33 | 1012.33 | 55316-3157 | USA | D01 | 215 | POWER/MATION DIVISION INC | 55486-0314 | IES3100-16TM | IES3100-16TM, 16-PORT GIGABIT ETHERNET L2 MANAGED INDUSTRIAL SWITCH, 16 X 10/100/1000BASE-T, WITH 4 X 1/2.5GB SFP, -40 TO 85°C OPERATING TEMPERATUR | PUR | IES3100-16TM, 16-PORT GIGABIT ETHERNET L2 MANAGED INDUSTRIAL SWITCH, 16 X 10/100/1000BASE-T, WITH 4 X 1/2.5GB SFP, -40 TO 85°C OPERATING TEMPERATUR | EA | EA |  | TRUE |  | P | FXG | 100
132995 | 3 | 1 | States | Champlin | Andrew Olson | TRUE | 2026-05-05T00:00:00 | 2026-08-31T00:00:00 | 2026-08-31T00:00:00 | 1 | 0 | 1 | 820 | 820 | 55316-3157 | USA | D01 | 215 | POWER/MATION DIVISION INC | 55486-0314 | UB20.241 | DC-UPS CONTROLLER, 24VDC, 20A, FOR 3.9-150AH BATTERY | PUR | DC-UPS CONTROLLER, 24VDC, 20A, FOR 3.9-150AH BATTERY | EA | EA |  | TRUE |  | P | FXG | 100
132480 | 1 | 2 | States | Champlin | Andrew Olson | TRUE | 2026-04-14T00:00:00 | 2026-06-03T00:00:00 | 2026-06-03T00:00:00 | 5400 | 4150 | 1250 | 0.76 | 14326 | 55316-3157 | USA | D01 | 215 | POWER/MATION DIVISION INC | 55486-0314 | 1343106 | Feed-through terminal block, nom. voltage: 800 V, nominal current: 24 A, number of connections: 2, number of positions: 1, connection method: Push-X-connection, Rated cross section: 2.5 mm2, cross section: 0.5 mm2 - 4 mm2, mounting type: NS 35/7,5, NS 35/15, color: gray | PUR | Feed-through terminal block, nom. voltage: 800 V, nominal current: 24 A, number of connections: 2, number of positions: 1, connection method: Push-X-connection, Rated cross section: 2.5 mm2, cross section: 0.5 mm2 - 4 mm2, mounting type: NS 35/7,5, NS 35/15, color: gray | EA | EA |  | FALSE |  | P | FXG | 100
132480 | 1 | 3 | States | Champlin | Andrew Olson | TRUE | 2026-04-14T00:00:00 | 2026-06-03T00:00:00 | 2026-06-03T00:00:00 | 4900 | 0 | 4900 | 0.76 | 14326 | 55316-3157 | USA | D01 | 215 | POWER/MATION DIVISION INC | 55486-0314 | 1343106 | Feed-through terminal block, nom. voltage: 800 V, nominal current: 24 A, number of connections: 2, number of positions: 1, connection method: Push-X-connection, Rated cross section: 2.5 mm2, cross section: 0.5 mm2 - 4 mm2, mounting type: NS 35/7,5, NS 35/15, color: gray | PUR | Feed-through terminal block, nom. voltage: 800 V, nominal current: 24 A, number of connections: 2, number of positions: 1, connection method: Push-X-connection, Rated cross section: 2.5 mm2, cross section: 0.5 mm2 - 4 mm2, mounting type: NS 35/7,5, NS 35/15, color: gray | EA | EA |  | FALSE |  | P | FXG | 100
132480 | 2 | 2 | States | Champlin | Andrew Olson | TRUE | 2026-04-14T00:00:00 | 2026-07-16T00:00:00 | 2026-05-18T00:00:00 | 350 | 284 | 66 | 2.56 | 1576.96 | 55316-3157 | USA | D01 | 215 | POWER/MATION DIVISION INC | 55486-0314 | 1343116 | Protective conductor terminal block, number of connections: 2, number of positions: 1, connection method: Push-X-connection, Rated cross section: 2.5 mm2, cross section: 0.5 mm2 - 4 mm2, mounting type: NS 35/7,5, NS 35/15, color: green-yellow | PUR | Protective conductor terminal block, number of connections: 2, number of positions: 1, connection method: Push-X-connection, Rated cross section: 2.5 mm2, cross section: 0.5 mm2 - 4 mm2, mounting type: NS 35/7,5, NS 35/15, color: green-yellow | EA | EA |  | FALSE |  | P | FXG | 100
132480 | 7 | 1 | States | Champlin | Andrew Olson | TRUE | 2026-04-14T00:00:00 | 2026-08-31T00:00:00 | 2026-08-31T00:00:00 | 5000 | 0 | 5000 | 0.78 | 3900 | 55316-3157 | USA | D01 | 215 | POWER/MATION DIVISION INC | 55486-0314 | 3031212 | ST 2 5: Feed-Through Terminal Block, Connection Method: Spring-Cage Connection - Cross section: 0.08mm-4mm AWG:28-12, Width: 5.2mm - Color: Gray - Mounting Type: NS 35/7 5 NS 35/15 - Phoenix Contact | PUR | ST 2 5: Feed-Through Terminal Block, Connection Method: Spring-Cage Connection - Cross section: 0.08mm-4mm AWG:28-12, Width: 5.2mm - Color: Gray - Mounting Type: NS 35/7 5 NS 35/15 - Phoenix Contact | EA | EA |  | FALSE |  | P | FXG | 100
132246 | 8 | 3 | States | Champlin | Andrew Olson | TRUE | 2026-04-03T00:00:00 | 2026-07-27T00:00:00 | 2026-07-27T00:00:00 | 6528 | 0 | 6528 | 0.78 | 15136.68 | 55316-3157 | USA | D01 | 215 | POWER/MATION DIVISION INC | 55486-0314 | 3031212 | ST 2 5: Feed-Through Terminal Block, Connection Method: Spring-Cage Connection - Cross section: 0.08mm-4mm AWG:28-12, Width: 5.2mm - Color: Gray - Mounting Type: NS 35/7 5 NS 35/15 - Phoenix Contact | PUR | ST 2 5: Feed-Through Terminal Block, Connection Method: Spring-Cage Connection - Cross section: 0.08mm-4mm AWG:28-12, Width: 5.2mm - Color: Gray - Mounting Type: NS 35/7 5 NS 35/15 - Phoenix Contact | EA | EA |  | TRUE |  | P | FXG | 100
134737 | 1 | 1 | States | Champlin | Andrew Olson | TRUE | 2026-07-14T00:00:00 | 2026-11-25T00:00:00 |  | 3 | 0 | 3 | 959.72 | 2879.16 | 55316-3157 | USA | D01 | 215 | POWER/MATION DIVISION INC | 55486-0314 | OPS4-DVT-20k | Telemetry Driver package | PUR | Telemetry Driver package | EA | EA |  | FALSE |  | P | FXG | 100
134737 | 2 | 1 | States | Champlin | Andrew Olson | TRUE | 2026-07-14T00:00:00 | 2026-11-25T00:00:00 |  | 3 | 0 | 3 | 959.72 | 2879.16 | 55316-3157 | USA | D01 | 215 | POWER/MATION DIVISION INC | 55486-0314 | OPS4-R-20k | Server Redundancy for up to 20,000 Tags | PUR | Server Redundancy for up to 20,000 Tags | EA | EA |  | FALSE |  | P | FXG | 100
134737 | 3 | 1 | States | Champlin | Andrew Olson | TRUE | 2026-07-14T00:00:00 | 2026-11-25T00:00:00 |  | 6 | 0 | 6 | 5309 | 31854 | 55316-3157 | USA | D01 | 215 | POWER/MATION DIVISION INC | 55486-0314 | RTCS4-F-5K | Movicon.NExT PRO Server/Client Runtime 5,000 Tags | PUR | Movicon.NExT PRO Server/Client Runtime 5,000 Tags | EA | EA |  | FALSE |  | P | FXG | 100
134737 | 4 | 1 | States | Champlin | Andrew Olson | TRUE | 2026-07-14T00:00:00 | 2026-11-25T00:00:00 |  | 3 | 0 | 3 | 3728 | 11184 | 55316-3157 | USA | D01 | 215 | POWER/MATION DIVISION INC | 55486-0314 | WB4-5-20k | 5 Users Package | PUR | 5 Users Package | EA | EA |  | FALSE |  | P | FXG | 100
132859 | 2 | 1 | States | Champlin | Andrew Olson | TRUE | 2026-04-29T00:00:00 | 2026-07-07T00:00:00 | 2026-06-16T00:00:00 | 63 | 43 | 20 | 1011.15 | 63702.45 | 55316-3157 | USA | D01 | 215 | POWER/MATION DIVISION INC | 55486-0314 | 5236002 | UMG 96-PQ-L 24VDC Connection | PUR | UMG 96-PQ-L 24VDC Connection | EA | EA |  | TRUE |  | P | FXG | 100
134143 | 1 | 1 | States | Champlin | Andrew Olson | TRUE | 2026-06-16T00:00:00 | 2026-10-01T00:00:00 | 2026-10-01T00:00:00 | 6 | 0 | 6 | 581.17 | 3487.02 | 55316-3157 | USA | D01 | 215 | POWER/MATION DIVISION INC | 55486-0314 | EPXMBE001 | RSTi-EP Slice I/O Modbus TCP Network Adapter | PUR | RSTi-EP Slice I/O Modbus TCP Network Adapter | EA | EA |  | TRUE |  | P | FXG | 100
134742 | 1 | 1 | States | Champlin | Andrew Olson | TRUE | 2026-07-14T00:00:00 | 2026-07-21T00:00:00 | 2026-07-21T00:00:00 | 1 | 0 | 1 | 404.67 | 404.67 | 55316-3157 | USA | D01 | 215 | POWER/MATION DIVISION INC | 55486-0314 | 2907071 | PHOENIX DC-UPS 24VDC/20A | PUR | PHOENIX DC-UPS 24VDC/20A | EA | EA |  | TRUE |  | P | FXG | 100
134742 | 2 | 1 | States | Champlin | Andrew Olson | TRUE | 2026-07-14T00:00:00 | 2026-12-17T00:00:00 | 2026-12-17T00:00:00 | 15000 | 0 | 15000 | 0.78 | 11700 | 55316-3157 | USA | D01 | 215 | POWER/MATION DIVISION INC | 55486-0314 | 3031212 | ST 2 5: Feed-Through Terminal Block, Connection Method: Spring-Cage Connection - Cross section: 0.08mm-4mm AWG:28-12, Width: 5.2mm - Color: Gray - Mounting Type: NS 35/7 5 NS 35/15 - Phoenix Contact | PUR | ST 2 5: Feed-Through Terminal Block, Connection Method: Spring-Cage Connection - Cross section: 0.08mm-4mm AWG:28-12, Width: 5.2mm - Color: Gray - Mounting Type: NS 35/7 5 NS 35/15 - Phoenix Contact | EA | EA |  | TRUE |  | P | FXG | 100
134742 | 3 | 1 | States | Champlin | Andrew Olson | TRUE | 2026-07-14T00:00:00 | 2026-10-01T00:00:00 | 2026-10-01T00:00:00 | 50 | 0 | 50 | 8.45 | 422.5 | 55316-3157 | USA | D01 | 215 | POWER/MATION DIVISION INC | 55486-0314 | 3031500 | Protective conductor terminal block, number of connections: 2, number of positions: 1, connection method: Push-X-connection, Rated cross section: 2.5 mm2, cross section: 0.5 mm2 - 4 mm2, mounting type: NS 35/7,5, NS 35/15, color: green-yellow | PUR | Protective conductor terminal block, number of connections: 2, number of positions: 1, connection method: Push-X-connection, Rated cross section: 2.5 mm2, cross section: 0.5 mm2 - 4 mm2, mounting type: NS 35/7,5, NS 35/15, color: green-yellow | EA | EA |  | TRUE |  | P | FXG | 100
134742 | 4 | 1 | States | Champlin | Andrew Olson | TRUE | 2026-07-14T00:00:00 | 2026-09-28T00:00:00 | 2026-09-28T00:00:00 | 4 | 0 | 4 | 285.71 | 1142.84 | 55316-3157 | USA | D01 | 215 | POWER/MATION DIVISION INC | 55486-0314 | CP20.241 | POWER SUPPLY, 480W, 100-240VAC 1PH, 24-28VDC, 20-17.13A | PUR | POWER SUPPLY, 480W, 100-240VAC 1PH, 24-28VDC, 20-17.13A | EA | EA |  | TRUE |  | P | FXG | 100
134742 | 5 | 2 | States | Champlin | Andrew Olson | TRUE | 2026-07-14T00:00:00 | 2026-10-28T00:00:00 | 2026-10-28T00:00:00 | 8 | 0 | 8 | 5415.77 | 43326.16 | 55316-3157 | USA | D01 | 215 | POWER/MATION DIVISION INC | 55486-0314 | IC695CPE330 | RX3i - 1.1GHz Celeron-M Redundancy CPU, 64MB, with 2 Ethernet Ports | PUR | RX3i - 1.1GHz Celeron-M Redundancy CPU, 64MB, with 2 Ethernet Ports | EA | EA |  | TRUE |  | P | FXG | 100
134742 | 6 | 1 | States | Champlin | Andrew Olson | TRUE | 2026-07-14T00:00:00 | 2026-10-28T00:00:00 | 2026-10-28T00:00:00 | 14 | 0 | 14 | 2916.39 | 40829.46 | 55316-3157 | USA | D01 | 215 | POWER/MATION DIVISION INC | 55486-0314 | IC695RMX128_ | RX3i Redundant Memory Xchange Module forHigh Availability. 2Megbytes of user sharedmemory. Dual Genius LAN is supportedusing application code that is located on thege-ip.com/support website | PUR | RX3i Redundant Memory Xchange Module forHigh Availability. 2Megbytes of user sharedmemory. Dual Genius LAN is supportedusing application code that is located on thege-ip.com/support website | EA | EA |  | TRUE |  | P | FXG | 100
134742 | 7 | 1 | States | Champlin | Andrew Olson | TRUE | 2026-07-14T00:00:00 | 2026-10-28T00:00:00 | 2026-10-28T00:00:00 | 10 | 0 | 10 | 123.71 | 1237.1 | 55316-3157 | USA | D01 | 215 | POWER/MATION DIVISION INC | 55486-0314 | IC695SPF002 | RX3i 100Base-FX (fiber 2 km) SFP (Multi-mode fiber - MMF) | PUR | RX3i 100Base-FX (fiber 2 km) SFP (Multi-mode fiber - MMF) | EA | EA |  | TRUE |  | P | FXG | 100
134740 | 1 | 1 | States | Champlin | Andrew Olson | TRUE | 2026-07-14T00:00:00 | 2027-01-18T00:00:00 |  | 1 | 0 | 1 | 959.72 | 959.72 | 55316-3157 | USA | D01 | 215 | POWER/MATION DIVISION INC | 55486-0314 | OPS4-DVT-20k | Telemetry Driver package | PUR | Telemetry Driver package | EA | EA |  | FALSE |  | P | FXG | 100
134740 | 2 | 1 | States | Champlin | Andrew Olson | TRUE | 2026-07-14T00:00:00 | 2027-01-18T00:00:00 |  | 1 | 0 | 1 | 959.72 | 959.72 | 55316-3157 | USA | D01 | 215 | POWER/MATION DIVISION INC | 55486-0314 | OPS4-R-20k | Server Redundancy for up to 20,000 Tags | PUR | Server Redundancy for up to 20,000 Tags | EA | EA |  | FALSE |  | P | FXG | 100
134740 | 3 | 1 | States | Champlin | Andrew Olson | TRUE | 2026-07-14T00:00:00 | 2027-01-18T00:00:00 |  | 2 | 0 | 2 | 5309 | 10618 | 55316-3157 | USA | D01 | 215 | POWER/MATION DIVISION INC | 55486-0314 | RTCS4-F-5K | Movicon.NExT PRO Server/Client Runtime 5,000 Tags | PUR | Movicon.NExT PRO Server/Client Runtime 5,000 Tags | EA | EA |  | FALSE |  | P | FXG | 100
134740 | 4 | 1 | States | Champlin | Andrew Olson | TRUE | 2026-07-14T00:00:00 | 2027-01-18T00:00:00 |  | 1 | 0 | 1 | 3728 | 3728 | 55316-3157 | USA | D01 | 215 | POWER/MATION DIVISION INC | 55486-0314 | WB4-5-20k | 5 Users Package | PUR | 5 Users Package | EA | EA |  | FALSE |  | P | FXG | 100
134471 | 2 | 1 | States | Champlin | Andrew Olson | TRUE | 2026-07-01T00:00:00 | 2026-08-10T00:00:00 | 2026-08-10T00:00:00 | 5 | 0 | 5 | 11.71 | 58.55 | 55316-3157 | USA | D01 | 215 | POWER/MATION DIVISION INC | 55486-0314 | AL/AX21P | BREAKER, MCCB, 3P, TMA, 250AF/100AT, 800VAC, 35kai, UL 489 | PUR | BREAKER, MCCB, 3P, TMA, 250AF/100AT, 800VAC, 35kai, UL 489 | EA | EA |  | TRUE |  | P | FXG | 100
134471 | 3 | 1 | States | Champlin | Andrew Olson | TRUE | 2026-07-01T00:00:00 | 2026-08-03T00:00:00 | 2026-08-03T00:00:00 | 2 | 0 | 2 | 557.02 | 1114.04 | 55316-3157 | USA | D01 | 215 | POWER/MATION DIVISION INC | 55486-0314 | EPXPNS001 | RSTi-EP I/O - PROFINET IRT Network Adapter | SRPP | RSTi-EP I/O - PROFINET IRT Network Adapter | EA | EA |  | TRUE |  | P | FXG | 100
133052 | 2 | 1 | States | Champlin | Andrew Olson | TRUE | 2026-05-07T00:00:00 | 2026-10-12T00:00:00 | 2026-10-12T00:00:00 | 6 | 0 | 6 | 398.96 | 2393.76 | 55316-3157 | USA | D01 | 215 | POWER/MATION DIVISION INC | 55486-0314 | SVL-20-24-480 | Power Supply, DIN Rail, Three Phase, 480W, 24V, 20A, SVL Series | PUR | Power Supply, DIN Rail, Three Phase, 480W, 24V, 20A, SVL Series | EA | EA |  | TRUE |  | P | FXG | 100
133052 | 3 | 1 | States | Champlin | Andrew Olson | TRUE | 2026-05-07T00:00:00 | 2026-09-01T00:00:00 | 2026-09-01T00:00:00 | 7 | 0 | 7 | 295 | 2065 | 55316-3157 | USA | D01 | 215 | POWER/MATION DIVISION INC | 55486-0314 | UZK24.071 | BATTERY MODULE WITH 7AH BATTERY CAPACITY | PUR | BATTERY MODULE WITH 7AH BATTERY CAPACITY | EA | EA |  | TRUE |  | P | FXG | 100
133052 | 1 | 1 | States | Champlin | Andrew Olson | TRUE | 2026-05-07T00:00:00 | 2026-07-27T00:00:00 | 2026-07-27T00:00:00 | 23 | 0 | 23 | 252.5 | 39642.5 | 55316-3157 | USA | D01 | 215 | POWER/MATION DIVISION INC | 55486-0314 | 1085255 | Ethernet Switch: 16 port, unmanged | PUR | Ethernet Switch: 16 port, unmanged | EA | EA |  | TRUE |  | P | FXG | 100
133052 | 1 | 3 | States | Champlin | Andrew Olson | TRUE | 2026-05-07T00:00:00 | 2026-08-25T00:00:00 | 2026-08-25T00:00:00 | 58 | 0 | 58 | 252.5 | 39642.5 | 55316-3157 | USA | D01 | 215 | POWER/MATION DIVISION INC | 55486-0314 | 1085255 | Ethernet Switch: 16 port, unmanged | PUR | Ethernet Switch: 16 port, unmanged | EA | EA |  | TRUE |  | P | FXG | 100
133052 | 1 | 5 | States | Champlin | Andrew Olson | TRUE | 2026-05-07T00:00:00 | 2026-09-24T00:00:00 | 2026-09-24T00:00:00 | 76 | 0 | 76 | 252.5 | 39642.5 | 55316-3157 | USA | D01 | 215 | POWER/MATION DIVISION INC | 55486-0314 | 1085255 | Ethernet Switch: 16 port, unmanged | PUR | Ethernet Switch: 16 port, unmanged | EA | EA |  | TRUE |  | P | FXG | 100
134691 | 1 | 1 | States | Champlin | Andrew Olson | TRUE | 2026-07-13T00:00:00 | 2026-08-28T00:00:00 | 2026-08-28T00:00:00 | 1 | 0 | 1 | 6590.96 | 6590.96 | 55316-3157 | USA | D01 | 215 | POWER/MATION DIVISION INC | 55486-0314 | A25Q1200.42326 | Configured A25 Breaker. 1200amp rating. Factory installed SHT11NCF Shunt coil, SU40NMC11F Trip unit, AX11NF44 Aux contact, VBP11NM Locking cover, CDP11N Door Frame, PHS12N2 Phase Barrier. Shipped with ELM10 Door Switch and NCT11N Current Transformer for field install. | PUR | Configured A25 Breaker. 1200amp rating. Factory installed SHT11NCF Shunt coil, SU40NMC11F Trip unit, AX11NF44 Aux contact, VBP11NM Locking cover, CDP11N Door Frame, PHS12N2 Phase Barrier. Shipped with ELM10 Door Switch and NCT11N Current Transformer for field install. | EA | EA |  | TRUE |  | P | FXG | 100
134691 | 2 | 1 | States | Champlin | Andrew Olson | TRUE | 2026-07-13T00:00:00 | 2026-08-28T00:00:00 | 2026-08-28T00:00:00 | 1 | 0 | 1 | 6827.11 | 6827.11 | 55316-3157 | USA | D01 | 215 | POWER/MATION DIVISION INC | 55486-0314 | A25Q1600.42326 | Configured A25 Breaker. 1600amp rating. Factory installed SHT11NCF Shunt coil, SU40NMC11F Trip unit, AX11NF44 Aux contact, VBP11NM Locking cover, CDP11N Door Frame, PHS12N2 Phase Barrier. Shipped with ELM10 Door Switch and NCT11N Current Transformer for field install. | PUR | Configured A25 Breaker. 1600amp rating. Factory installed SHT11NCF Shunt coil, SU40NMC11F Trip unit, AX11NF44 Aux contact, VBP11NM Locking cover, CDP11N Door Frame, PHS12N2 Phase Barrier. Shipped with ELM10 Door Switch and NCT11N Current Transformer for field install. | EA | EA |  | TRUE |  | P | FXG | 100
134434 | 1 | 1 | States | Champlin | Andrew Olson | TRUE | 2026-06-30T00:00:00 | 2026-10-02T00:00:00 | 2026-10-02T00:00:00 | 600 | 0 | 600 | 2.56 | 1536 | 55316-3157 | USA | D01 | 215 | POWER/MATION DIVISION INC | 55486-0314 | 1343116 | Protective conductor terminal block, number of connections: 2, number of positions: 1, connection method: Push-X-connection, Rated cross section: 2.5 mm2, cross section: 0.5 mm2 - 4 mm2, mounting type: NS 35/7,5, NS 35/15, color: green-yellow | PUR | Protective conductor terminal block, number of connections: 2, number of positions: 1, connection method: Push-X-connection, Rated cross section: 2.5 mm2, cross section: 0.5 mm2 - 4 mm2, mounting type: NS 35/7,5, NS 35/15, color: green-yellow | EA | EA |  | TRUE |  | P | FXG | 100
132680 | 5 | 1 | States | Champlin | Andrew Olson | TRUE | 2026-04-22T00:00:00 | 2026-10-21T00:00:00 | 2026-10-21T00:00:00 | 5000 | 0 | 5000 | 0.78 | 3900 | 55316-3157 | USA | D01 | 215 | POWER/MATION DIVISION INC | 55486-0314 | 3031212 | ST 2 5: Feed-Through Terminal Block, Connection Method: Spring-Cage Connection - Cross section: 0.08mm-4mm AWG:28-12, Width: 5.2mm - Color: Gray - Mounting Type: NS 35/7 5 NS 35/15 - Phoenix Contact | PUR | ST 2 5: Feed-Through Terminal Block, Connection Method: Spring-Cage Connection - Cross section: 0.08mm-4mm AWG:28-12, Width: 5.2mm - Color: Gray - Mounting Type: NS 35/7 5 NS 35/15 - Phoenix Contact | EA | EA |  | TRUE |  | P | FXG | 100
132680 | 4 | 1 | States | Champlin | Andrew Olson | TRUE | 2026-04-22T00:00:00 | 2026-08-25T00:00:00 | 2026-08-25T00:00:00 | 2 | 0 | 2 | 623.64 | 1247.28 | 55316-3157 | USA | D01 | 215 | POWER/MATION DIVISION INC | 55486-0314 | 2904603 | Primary-switched QUINT POWER power supply with free choice of output characteristic curve, SFB (selective fuse breaking) technology, and NFC interface, input: 1-phase, output: 24 V DC/40 A | PUR | Primary-switched QUINT POWER power supply with free choice of output characteristic curve, SFB (selective fuse breaking) technology, and NFC interface, input: 1-phase, output: 24 V DC/40 A | EA | EA |  | TRUE |  | P | FXG | 100
132680 | 3 | 1 | States | Champlin | Andrew Olson | TRUE | 2026-04-22T00:00:00 | 2026-08-25T00:00:00 | 2026-08-25T00:00:00 | 5 | 0 | 5 | 385.2 | 1926 | 55316-3157 | USA | D01 | 215 | POWER/MATION DIVISION INC | 55486-0314 | 2904602 | Primary-switched QUINT POWER power supply with free choice of output characteristic curve, SFB (selective fuse breaking) technology, and NFC interface, input: 1-phase, output: 24 V DC/20 A | PUR | Primary-switched QUINT POWER power supply with free choice of output characteristic curve, SFB (selective fuse breaking) technology, and NFC interface, input: 1-phase, output: 24 V DC/20 A | EA | EA |  | TRUE |  | P | FXG | 100
132680 | 2 | 1 | States | Champlin | Andrew Olson | TRUE | 2026-04-22T00:00:00 | 2026-08-25T00:00:00 | 2026-08-25T00:00:00 | 1 | 0 | 1 | 6400 | 6400 | 55316-3157 | USA | D01 | 215 | POWER/MATION DIVISION INC | 55486-0314 | 1574601 | Managed switch, sixteen SFP ports (100/1000 Mbps), -40 to +85°C | PUR | Managed switch, sixteen SFP ports (100/1000 Mbps), -40 to +85°C | EA | EA |  | TRUE |  | P | FXG | 100
132680 | 1 | 1 | States | Champlin | Andrew Olson | TRUE | 2026-04-22T00:00:00 | 2026-08-25T00:00:00 | 2026-08-25T00:00:00 | 5 | 0 | 5 | 451.63 | 2258.15 | 55316-3157 | USA | D01 | 215 | POWER/MATION DIVISION INC | 55486-0314 | 1249598 | Narrow Ethernet switch, wide temperature range, twelve RJ45 ports with 10/100 Mbps on all ports, two SFP ports with 100/1000 Mbps, automatic data transmission speed detection, autocrossing function, and QoS | PUR | Narrow Ethernet switch, wide temperature range, twelve RJ45 ports with 10/100 Mbps on all ports, two SFP ports with 100/1000 Mbps, automatic data transmission speed detection, autocrossing function, and QoS | EA | EA |  | TRUE |  | P | FXG | 100
132680 | 16 | 2 | States | Champlin | Andrew Olson | TRUE | 2026-04-22T00:00:00 | 2026-08-31T00:00:00 | 2026-08-31T00:00:00 | 16 | 0 | 16 | 398.96 | 7979.2 | 55316-3157 | USA | D01 | 215 | POWER/MATION DIVISION INC | 55486-0314 | SVL-20-24-480 | Power Supply, DIN Rail, Three Phase, 480W, 24V, 20A, SVL Series | PUR | Power Supply, DIN Rail, Three Phase, 480W, 24V, 20A, SVL Series | EA | EA |  | TRUE |  | P | FXG | 100
132680 | 16 | 1 | States | Champlin | Andrew Olson | TRUE | 2026-04-22T00:00:00 | 2026-08-04T00:00:00 | 2026-08-03T00:00:00 | 4 | 0 | 4 | 398.96 | 7979.2 | 55316-3157 | USA | D01 | 215 | POWER/MATION DIVISION INC | 55486-0314 | SVL-20-24-480 | Power Supply, DIN Rail, Three Phase, 480W, 24V, 20A, SVL Series | PUR | Power Supply, DIN Rail, Three Phase, 480W, 24V, 20A, SVL Series | EA | EA |  | TRUE |  | P | FXG | 100
132680 | 13 | 1 | States | Champlin | Andrew Olson | TRUE | 2026-04-22T00:00:00 | 2026-08-26T00:00:00 | 2026-08-25T00:00:00 | 8 | 0 | 8 | 123.71 | 989.68 | 55316-3157 | USA | D01 | 215 | POWER/MATION DIVISION INC | 55486-0314 | IC695SPF002 | RX3i 100Base-FX (fiber 2 km) SFP (Multi-mode fiber - MMF) | PUR | RX3i 100Base-FX (fiber 2 km) SFP (Multi-mode fiber - MMF) | EA | EA |  | TRUE |  | P | FXG | 100
132680 | 12 | 1 | States | Champlin | Andrew Olson | TRUE | 2026-04-22T00:00:00 | 2026-08-26T00:00:00 | 2026-08-25T00:00:00 | 2 | 0 | 2 | 1490.5 | 2981 | 55316-3157 | USA | D01 | 215 | POWER/MATION DIVISION INC | 55486-0314 | IC695PNC001 | RX3i - Profinet Controller - Emerson Automation Solutions | OSV | RX3i - Profinet Controller - Emerson Automation Solutions | EA | EA |  | TRUE |  | P | FXG | 100
132680 | 11 | 1 | States | Champlin | Andrew Olson | TRUE | 2026-04-22T00:00:00 | 2026-08-26T00:00:00 | 2026-08-25T00:00:00 | 2 | 0 | 2 | 1402.54 | 2805.08 | 55316-3157 | USA | D01 | 215 | POWER/MATION DIVISION INC | 55486-0314 | IC695ETM001 | RX3i - Ethernet Module, (2)RJ-45 ports, (1)IP address | PUR | RX3i - Ethernet Module, (2)RJ-45 ports, (1)IP address | EA | EA |  | TRUE |  | P | FXG | 100
132680 | 10 | 1 | States | Champlin | Andrew Olson | TRUE | 2026-04-22T00:00:00 | 2026-08-26T00:00:00 | 2026-08-25T00:00:00 | 2 | 0 | 2 | 720 | 1440 | 55316-3157 | USA | D01 | 215 | POWER/MATION DIVISION INC | 55486-0314 | IC695CHS012 | UNIVERSAL BACK PLANE, 12 SLOT | OSV | UNIVERSAL BACK PLANE, 12 SLOT | EA | EA |  | TRUE |  | P | FXG | 100
132680 | 9 | 1 | States | Champlin | Andrew Olson | TRUE | 2026-04-22T00:00:00 | 2026-08-26T00:00:00 | 2026-08-25T00:00:00 | 6 | 0 | 6 | 58.74 | 352.44 | 55316-3157 | USA | D01 | 215 | POWER/MATION DIVISION INC | 55486-0314 | IC694ACC310 | RX3i - Empty Slot Filler | OSV | RX3i - Empty Slot Filler | EA | EA |  | TRUE |  | P | FXG | 100
132680 | 8 | 1 | States | Champlin | Andrew Olson | TRUE | 2026-04-22T00:00:00 | 2026-09-01T00:00:00 | 2026-08-31T00:00:00 | 16 | 0 | 16 | 581.17 | 9298.72 | 55316-3157 | USA | D01 | 215 | POWER/MATION DIVISION INC | 55486-0314 | EPXMBE001 | RSTi-EP Slice I/O Modbus TCP Network Adapter | PUR | RSTi-EP Slice I/O Modbus TCP Network Adapter | EA | EA |  | TRUE |  | P | FXG | 100
132680 | 7 | 1 | States | Champlin | Andrew Olson | TRUE | 2026-04-22T00:00:00 | 2026-08-26T00:00:00 | 2026-08-25T00:00:00 | 33 | 0 | 33 | 75 | 2475 | 55316-3157 | USA | D01 | 215 | POWER/MATION DIVISION INC | 55486-0314 | EP-7641 | 1 Channel 24VDC Output Flow 10A | PUR | 1 Channel 24VDC Output Flow 10A | EA | EA |  | TRUE |  | P | FXG | 100
132680 | 6 | 2 | States | Champlin | Andrew Olson | TRUE | 2026-04-22T00:00:00 | 2026-09-05T00:00:00 | 2026-09-04T00:00:00 | 500 | 0 | 500 | 2.54 | 2540 | 55316-3157 | USA | D01 | 215 | POWER/MATION DIVISION INC | 55486-0314 | 3031238 | ST 2 5-PE: Ground Modular Terminal Block, Connection Method: Spring-Cage Connection - Cross section: 0.08mm-4mm AWG:28-12, Width: 5.2mm - Color: Green/Yellow - Mounting Type: NS 35/7 5 NS 35/15 - Phoenix Contact | PUR | ST 2 5-PE: Ground Modular Terminal Block, Connection Method: Spring-Cage Connection - Cross section: 0.08mm-4mm AWG:28-12, Width: 5.2mm - Color: Green/Yellow - Mounting Type: NS 35/7 5 NS 35/15 - Phoenix Contact | EA | EA |  | TRUE |  | P | FXG | 100
132680 | 6 | 1 | States | Champlin | Andrew Olson | TRUE | 2026-04-22T00:00:00 | 2026-08-05T00:00:00 | 2026-08-04T00:00:00 | 500 | 0 | 500 | 2.54 | 2540 | 55316-3157 | USA | D01 | 215 | POWER/MATION DIVISION INC | 55486-0314 | 3031238 | ST 2 5-PE: Ground Modular Terminal Block, Connection Method: Spring-Cage Connection - Cross section: 0.08mm-4mm AWG:28-12, Width: 5.2mm - Color: Green/Yellow - Mounting Type: NS 35/7 5 NS 35/15 - Phoenix Contact | PUR | ST 2 5-PE: Ground Modular Terminal Block, Connection Method: Spring-Cage Connection - Cross section: 0.08mm-4mm AWG:28-12, Width: 5.2mm - Color: Green/Yellow - Mounting Type: NS 35/7 5 NS 35/15 - Phoenix Contact | EA | EA |  | TRUE |  | P | FXG | 100
133147 | 1 | 1 | States | Champlin | Andrew Olson | TRUE | 2026-05-11T00:00:00 | 2026-09-03T00:00:00 | 2026-09-03T00:00:00 | 10480 | 1250 | 9230 | 0.78 | 14999.4 | 55316-3157 | USA | D01 | 215 | POWER/MATION DIVISION INC | 55486-0314 | 1343106 | Feed-through terminal block, nom. voltage: 800 V, nominal current: 24 A, number of connections: 2, number of positions: 1, connection method: Push-X-connection, Rated cross section: 2.5 mm2, cross section: 0.5 mm2 - 4 mm2, mounting type: NS 35/7,5, NS 35/15, color: gray | PUR | Feed-through terminal block, nom. voltage: 800 V, nominal current: 24 A, number of connections: 2, number of positions: 1, connection method: Push-X-connection, Rated cross section: 2.5 mm2, cross section: 0.5 mm2 - 4 mm2, mounting type: NS 35/7,5, NS 35/15, color: gray | EA | EA |  | TRUE |  | P | FXG | 100
133147 | 1 | 2 | States | Champlin | Andrew Olson | TRUE | 2026-05-11T00:00:00 | 2026-09-03T00:00:00 | 2026-09-03T00:00:00 | 3850 | 0 | 3850 | 0.78 | 14999.4 | 55316-3157 | USA | D01 | 215 | POWER/MATION DIVISION INC | 55486-0314 | 1343106 | Feed-through terminal block, nom. voltage: 800 V, nominal current: 24 A, number of connections: 2, number of positions: 1, connection method: Push-X-connection, Rated cross section: 2.5 mm2, cross section: 0.5 mm2 - 4 mm2, mounting type: NS 35/7,5, NS 35/15, color: gray | PUR | Feed-through terminal block, nom. voltage: 800 V, nominal current: 24 A, number of connections: 2, number of positions: 1, connection method: Push-X-connection, Rated cross section: 2.5 mm2, cross section: 0.5 mm2 - 4 mm2, mounting type: NS 35/7,5, NS 35/15, color: gray | EA | EA |  | TRUE |  | P | FXG | 100
133147 | 1 | 3 | States | Champlin | Andrew Olson | TRUE | 2026-05-11T00:00:00 | 2026-09-03T00:00:00 | 2026-09-03T00:00:00 | 4900 | 0 | 4900 | 0.78 | 14999.4 | 55316-3157 | USA | D01 | 215 | POWER/MATION DIVISION INC | 55486-0314 | 1343106 | Feed-through terminal block, nom. voltage: 800 V, nominal current: 24 A, number of connections: 2, number of positions: 1, connection method: Push-X-connection, Rated cross section: 2.5 mm2, cross section: 0.5 mm2 - 4 mm2, mounting type: NS 35/7,5, NS 35/15, color: gray | PUR | Feed-through terminal block, nom. voltage: 800 V, nominal current: 24 A, number of connections: 2, number of positions: 1, connection method: Push-X-connection, Rated cross section: 2.5 mm2, cross section: 0.5 mm2 - 4 mm2, mounting type: NS 35/7,5, NS 35/15, color: gray | EA | EA |  | TRUE |  | P | FXG | 100
133147 | 2 | 1 | States | Champlin | Andrew Olson | TRUE | 2026-05-11T00:00:00 | 2026-09-03T00:00:00 | 2026-09-03T00:00:00 | 580 | 434 | 146 | 2.56 | 3404.8 | 55316-3157 | USA | D01 | 215 | POWER/MATION DIVISION INC | 55486-0314 | 1343116 | Protective conductor terminal block, number of connections: 2, number of positions: 1, connection method: Push-X-connection, Rated cross section: 2.5 mm2, cross section: 0.5 mm2 - 4 mm2, mounting type: NS 35/7,5, NS 35/15, color: green-yellow | PUR | Protective conductor terminal block, number of connections: 2, number of positions: 1, connection method: Push-X-connection, Rated cross section: 2.5 mm2, cross section: 0.5 mm2 - 4 mm2, mounting type: NS 35/7,5, NS 35/15, color: green-yellow | EA | EA |  | TRUE |  | P | FXG | 100
133147 | 2 | 2 | States | Champlin | Andrew Olson | TRUE | 2026-05-11T00:00:00 | 2026-09-03T00:00:00 | 2026-09-03T00:00:00 | 400 | 0 | 400 | 2.56 | 3404.8 | 55316-3157 | USA | D01 | 215 | POWER/MATION DIVISION INC | 55486-0314 | 1343116 | Protective conductor terminal block, number of connections: 2, number of positions: 1, connection method: Push-X-connection, Rated cross section: 2.5 mm2, cross section: 0.5 mm2 - 4 mm2, mounting type: NS 35/7,5, NS 35/15, color: green-yellow | PUR | Protective conductor terminal block, number of connections: 2, number of positions: 1, connection method: Push-X-connection, Rated cross section: 2.5 mm2, cross section: 0.5 mm2 - 4 mm2, mounting type: NS 35/7,5, NS 35/15, color: green-yellow | EA | EA |  | TRUE |  | P | FXG | 100
133147 | 2 | 3 | States | Champlin | Andrew Olson | TRUE | 2026-05-11T00:00:00 | 2026-09-03T00:00:00 | 2026-09-03T00:00:00 | 350 | 0 | 350 | 2.56 | 3404.8 | 55316-3157 | USA | D01 | 215 | POWER/MATION DIVISION INC | 55486-0314 | 1343116 | Protective conductor terminal block, number of connections: 2, number of positions: 1, connection method: Push-X-connection, Rated cross section: 2.5 mm2, cross section: 0.5 mm2 - 4 mm2, mounting type: NS 35/7,5, NS 35/15, color: green-yellow | PUR | Protective conductor terminal block, number of connections: 2, number of positions: 1, connection method: Push-X-connection, Rated cross section: 2.5 mm2, cross section: 0.5 mm2 - 4 mm2, mounting type: NS 35/7,5, NS 35/15, color: green-yellow | EA | EA |  | TRUE |  | P | FXG | 100
133147 | 3 | 1 | States | Champlin | Andrew Olson | TRUE | 2026-05-11T00:00:00 | 2026-07-21T00:00:00 | 2026-07-20T00:00:00 | 1000 | 0 | 1000 | 0.65 | 2600 | 55316-3157 | USA | D01 | 215 | POWER/MATION DIVISION INC | 55486-0314 | 3030161 | FBS 2-5: Plug-In Bridge, Number Of Positions: 2 - Color: Red - Phoenix Contact | PUR | FBS 2-5: Plug-In Bridge, Number Of Positions: 2 - Color: Red - Phoenix Contact | EA | EA |  | TRUE |  | P | FXG | 100
133147 | 3 | 2 | States | Champlin | Andrew Olson | TRUE | 2026-05-11T00:00:00 | 2026-08-04T00:00:00 | 2026-08-03T00:00:00 | 1000 | 0 | 1000 | 0.65 | 2600 | 55316-3157 | USA | D01 | 215 | POWER/MATION DIVISION INC | 55486-0314 | 3030161 | FBS 2-5: Plug-In Bridge, Number Of Positions: 2 - Color: Red - Phoenix Contact | PUR | FBS 2-5: Plug-In Bridge, Number Of Positions: 2 - Color: Red - Phoenix Contact | EA | EA |  | TRUE |  | P | FXG | 100
133147 | 3 | 3 | States | Champlin | Andrew Olson | TRUE | 2026-05-11T00:00:00 | 2026-08-24T00:00:00 | 2026-08-24T00:00:00 | 1000 | 0 | 1000 | 0.65 | 2600 | 55316-3157 | USA | D01 | 215 | POWER/MATION DIVISION INC | 55486-0314 | 3030161 | FBS 2-5: Plug-In Bridge, Number Of Positions: 2 - Color: Red - Phoenix Contact | PUR | FBS 2-5: Plug-In Bridge, Number Of Positions: 2 - Color: Red - Phoenix Contact | EA | EA |  | TRUE |  | P | FXG | 100
133147 | 3 | 4 | States | Champlin | Andrew Olson | TRUE | 2026-05-11T00:00:00 | 2026-08-31T00:00:00 | 2026-08-31T00:00:00 | 1000 | 0 | 1000 | 0.65 | 2600 | 55316-3157 | USA | D01 | 215 | POWER/MATION DIVISION INC | 55486-0314 | 3030161 | FBS 2-5: Plug-In Bridge, Number Of Positions: 2 - Color: Red - Phoenix Contact | PUR | FBS 2-5: Plug-In Bridge, Number Of Positions: 2 - Color: Red - Phoenix Contact | EA | EA |  | TRUE |  | P | FXG | 100
133147 | 4 | 1 | States | Champlin | Andrew Olson | TRUE | 2026-05-11T00:00:00 | 2026-08-03T00:00:00 | 2026-08-03T00:00:00 | 500 | 0 | 500 | 1.27 | 1270 | 55316-3157 | USA | D01 | 215 | POWER/MATION DIVISION INC | 55486-0314 | 3030174 | FBS 3-5: Plug-In Bridge, Number Of Positions: 3 - Color: Red - Phoenix Contact | PUR | FBS 3-5: Plug-In Bridge, Number Of Positions: 3 - Color: Red - Phoenix Contact | EA | EA |  | TRUE |  | P | FXG | 100
133147 | 4 | 2 | States | Champlin | Andrew Olson | TRUE | 2026-05-11T00:00:00 | 2026-08-31T00:00:00 | 2026-08-31T00:00:00 | 500 | 0 | 500 | 1.27 | 1270 | 55316-3157 | USA | D01 | 215 | POWER/MATION DIVISION INC | 55486-0314 | 3030174 | FBS 3-5: Plug-In Bridge, Number Of Positions: 3 - Color: Red - Phoenix Contact | PUR | FBS 3-5: Plug-In Bridge, Number Of Positions: 3 - Color: Red - Phoenix Contact | EA | EA |  | TRUE |  | P | FXG | 100
133147 | 5 | 1 | States | Champlin | Andrew Olson | TRUE | 2026-05-11T00:00:00 | 2026-07-20T00:00:00 | 2026-07-20T00:00:00 | 200 | 0 | 200 | 2.04 | 1654.44 | 55316-3157 | USA | D01 | 215 | POWER/MATION DIVISION INC | 55486-0314 | 3030187 | FBS 4-5: Plug-In Bridge, Number Of Positions: 4 - Color: Red - Phoenix Contact | PUR | FBS 4-5: Plug-In Bridge, Number Of Positions: 4 - Color: Red - Phoenix Contact | EA | EA |  | TRUE |  | P | FXG | 100
133147 | 5 | 2 | States | Champlin | Andrew Olson | TRUE | 2026-05-11T00:00:00 | 2026-08-25T00:00:00 | 2026-08-25T00:00:00 | 211 | 0 | 211 | 2.04 | 1654.44 | 55316-3157 | USA | D01 | 215 | POWER/MATION DIVISION INC | 55486-0314 | 3030187 | FBS 4-5: Plug-In Bridge, Number Of Positions: 4 - Color: Red - Phoenix Contact | PUR | FBS 4-5: Plug-In Bridge, Number Of Positions: 4 - Color: Red - Phoenix Contact | EA | EA |  | TRUE |  | P | FXG | 100
133147 | 5 | 3 | States | Champlin | Andrew Olson | TRUE | 2026-05-11T00:00:00 | 2026-09-04T00:00:00 | 2026-09-04T00:00:00 | 200 | 0 | 200 | 2.04 | 1654.44 | 55316-3157 | USA | D01 | 215 | POWER/MATION DIVISION INC | 55486-0314 | 3030187 | FBS 4-5: Plug-In Bridge, Number Of Positions: 4 - Color: Red - Phoenix Contact | PUR | FBS 4-5: Plug-In Bridge, Number Of Positions: 4 - Color: Red - Phoenix Contact | EA | EA |  | TRUE |  | P | FXG | 100
133147 | 5 | 4 | States | Champlin | Andrew Olson | TRUE | 2026-05-11T00:00:00 | 2026-10-12T00:00:00 | 2026-10-12T00:00:00 | 200 | 0 | 200 | 2.04 | 1654.44 | 55316-3157 | USA | D01 | 215 | POWER/MATION DIVISION INC | 55486-0314 | 3030187 | FBS 4-5: Plug-In Bridge, Number Of Positions: 4 - Color: Red - Phoenix Contact | PUR | FBS 4-5: Plug-In Bridge, Number Of Positions: 4 - Color: Red - Phoenix Contact | EA | EA |  | TRUE |  | P | FXG | 100
133147 | 6 | 2 | States | Champlin | Andrew Olson | TRUE | 2026-05-11T00:00:00 | 2026-08-27T00:00:00 | 2026-08-27T00:00:00 | 500 | 0 | 500 | 0.82 | 820 | 55316-3157 | USA | D01 | 215 | POWER/MATION DIVISION INC | 55486-0314 | 3030417 | D-ST 2 5: End Cover, Length: 48.66mm Width: 2.2mm Height: 29.1mm - Color: Gray - Phoenix Contact | TBK | D-ST 2 5: End Cover, Length: 48.66mm Width: 2.2mm Height: 29.1mm - Color: Gray - Phoenix Contact | EA | EA |  | TRUE |  | P | FXG | 100
133147 | 7 | 1 | States | Champlin | Andrew Olson | TRUE | 2026-05-11T00:00:00 | 2026-10-21T00:00:00 | 2026-10-21T00:00:00 | 5000 | 0 | 5000 | 0.78 | 3900 | 55316-3157 | USA | D01 | 215 | POWER/MATION DIVISION INC | 55486-0314 | 3031212 | ST 2 5: Feed-Through Terminal Block, Connection Method: Spring-Cage Connection - Cross section: 0.08mm-4mm AWG:28-12, Width: 5.2mm - Color: Gray - Mounting Type: NS 35/7 5 NS 35/15 - Phoenix Contact | PUR | ST 2 5: Feed-Through Terminal Block, Connection Method: Spring-Cage Connection - Cross section: 0.08mm-4mm AWG:28-12, Width: 5.2mm - Color: Gray - Mounting Type: NS 35/7 5 NS 35/15 - Phoenix Contact | EA | EA |  | TRUE |  | P | FXG | 100
133147 | 8 | 1 | States | Champlin | Andrew Olson | TRUE | 2026-05-11T00:00:00 | 2026-07-20T00:00:00 | 2026-07-20T00:00:00 | 500 | 0 | 500 | 2.54 | 1270 | 55316-3157 | USA | D01 | 215 | POWER/MATION DIVISION INC | 55486-0314 | 3031238 | ST 2 5-PE: Ground Modular Terminal Block, Connection Method: Spring-Cage Connection - Cross section: 0.08mm-4mm AWG:28-12, Width: 5.2mm - Color: Green/Yellow - Mounting Type: NS 35/7 5 NS 35/15 - Phoenix Contact | PUR | ST 2 5-PE: Ground Modular Terminal Block, Connection Method: Spring-Cage Connection - Cross section: 0.08mm-4mm AWG:28-12, Width: 5.2mm - Color: Green/Yellow - Mounting Type: NS 35/7 5 NS 35/15 - Phoenix Contact | EA | EA |  | TRUE |  | P | FXG | 100
133147 | 9 | 11 | States | Champlin | Andrew Olson | TRUE | 2026-05-11T00:00:00 | 2026-08-03T00:00:00 | 2026-08-03T00:00:00 | 960 | 0 | 960 | 1.74 | 6055.2 | 55316-3157 | USA | D01 | 215 | POWER/MATION DIVISION INC | 55486-0314 | 0800886 | E/NS 35 N End Clamp With Screw Down Lock, Width: 9.5mm - Color: Gray - Phoenix Contact | PUR | E/NS 35 N End Clamp With Screw Down Lock, Width: 9.5mm - Color: Gray - Phoenix Contact | EA | EA |  | TRUE |  | P | FXG | 100
133147 | 9 | 15 | States | Champlin | Andrew Olson | TRUE | 2026-05-11T00:00:00 | 2026-09-08T00:00:00 | 2026-09-08T00:00:00 | 180 | 0 | 180 | 1.74 | 6055.2 | 55316-3157 | USA | D01 | 215 | POWER/MATION DIVISION INC | 55486-0314 | 0800886 | E/NS 35 N End Clamp With Screw Down Lock, Width: 9.5mm - Color: Gray - Phoenix Contact | PUR | E/NS 35 N End Clamp With Screw Down Lock, Width: 9.5mm - Color: Gray - Phoenix Contact | EA | EA |  | TRUE |  | P | FXG | 100
133933 | 1 | 1 | States | Champlin | Andrew Olson | TRUE | 2026-06-08T00:00:00 | 2026-08-10T00:00:00 | 2026-08-10T00:00:00 | 4000 | 0 | 4000 | 1.74 | 6960 | 55316-3157 | USA | D01 | 215 | POWER/MATION DIVISION INC | 55486-0314 | 0800886 | E/NS 35 N End Clamp With Screw Down Lock, Width: 9.5mm - Color: Gray - Phoenix Contact | PUR | E/NS 35 N End Clamp With Screw Down Lock, Width: 9.5mm - Color: Gray - Phoenix Contact | EA | EA |  | TRUE |  | P | FXG | 100
133933 | 2 | 1 | States | Champlin | Andrew Olson | TRUE | 2026-06-08T00:00:00 | 2026-07-31T00:00:00 | 2026-07-31T00:00:00 | 150 | 0 | 150 | 252.5 | 37875 | 55316-3157 | USA | D01 | 215 | POWER/MATION DIVISION INC | 55486-0314 | 1085255 | Ethernet Switch: 16 port, unmanged | PUR | Ethernet Switch: 16 port, unmanged | EA | EA |  | TRUE |  | P | FXG | 100
133933 | 3 | 1 | States | Champlin | Andrew Olson | TRUE | 2026-06-08T00:00:00 | 2026-10-26T00:00:00 | 2026-10-26T00:00:00 | 100 | 0 | 100 | 2.56 | 256 | 55316-3157 | USA | D01 | 215 | POWER/MATION DIVISION INC | 55486-0314 | 1343116 | Protective conductor terminal block, number of connections: 2, number of positions: 1, connection method: Push-X-connection, Rated cross section: 2.5 mm2, cross section: 0.5 mm2 - 4 mm2, mounting type: NS 35/7,5, NS 35/15, color: green-yellow | PUR | Protective conductor terminal block, number of connections: 2, number of positions: 1, connection method: Push-X-connection, Rated cross section: 2.5 mm2, cross section: 0.5 mm2 - 4 mm2, mounting type: NS 35/7,5, NS 35/15, color: green-yellow | EA | EA |  | TRUE |  | P | FXG | 100
133933 | 4 | 1 | States | Champlin | Andrew Olson | TRUE | 2026-06-08T00:00:00 | 2026-07-27T00:00:00 | 2026-07-27T00:00:00 | 25 | 0 | 25 | 385.2 | 9630 | 55316-3157 | USA | D01 | 215 | POWER/MATION DIVISION INC | 55486-0314 | 2904602 | Primary-switched QUINT POWER power supply with free choice of output characteristic curve, SFB (selective fuse breaking) technology, and NFC interface, input: 1-phase, output: 24 V DC/20 A | PUR | Primary-switched QUINT POWER power supply with free choice of output characteristic curve, SFB (selective fuse breaking) technology, and NFC interface, input: 1-phase, output: 24 V DC/20 A | EA | EA |  | TRUE |  | P | FXG | 100
133933 | 5 | 1 | States | Champlin | Andrew Olson | TRUE | 2026-06-08T00:00:00 | 2026-10-26T00:00:00 | 2026-10-26T00:00:00 | 1000 | 0 | 1000 | 0.65 | 650 | 55316-3157 | USA | D01 | 215 | POWER/MATION DIVISION INC | 55486-0314 | 3030161 | FBS 2-5: Plug-In Bridge, Number Of Positions: 2 - Color: Red - Phoenix Contact | PUR | FBS 2-5: Plug-In Bridge, Number Of Positions: 2 - Color: Red - Phoenix Contact | EA | EA |  | TRUE |  | P | FXG | 100
133933 | 6 | 1 | States | Champlin | Andrew Olson | TRUE | 2026-06-08T00:00:00 | 2026-08-01T00:00:00 | 2026-08-01T00:00:00 | 1000 | 0 | 1000 | 1.27 | 1270 | 55316-3157 | USA | D01 | 215 | POWER/MATION DIVISION INC | 55486-0314 | 3030174 | FBS 3-5: Plug-In Bridge, Number Of Positions: 3 - Color: Red - Phoenix Contact | PUR | FBS 3-5: Plug-In Bridge, Number Of Positions: 3 - Color: Red - Phoenix Contact | EA | EA |  | TRUE |  | P | FXG | 100
133933 | 7 | 1 | States | Champlin | Andrew Olson | TRUE | 2026-06-08T00:00:00 | 2026-08-03T00:00:00 | 2026-07-31T00:00:00 | 500 | 0 | 500 | 2.04 | 1020 | 55316-3157 | USA | D01 | 215 | POWER/MATION DIVISION INC | 55486-0314 | 3030187 | FBS 4-5: Plug-In Bridge, Number Of Positions: 4 - Color: Red - Phoenix Contact | PUR | FBS 4-5: Plug-In Bridge, Number Of Positions: 4 - Color: Red - Phoenix Contact | EA | EA |  | TRUE |  | P | FXG | 100
133933 | 8 | 1 | States | Champlin | Andrew Olson | TRUE | 2026-06-08T00:00:00 | 2026-08-10T00:00:00 | 2026-08-10T00:00:00 | 1600 | 0 | 1600 | 0.82 | 1312 | 55316-3157 | USA | D01 | 215 | POWER/MATION DIVISION INC | 55486-0314 | 3030417 | D-ST 2 5: End Cover, Length: 48.66mm Width: 2.2mm Height: 29.1mm - Color: Gray - Phoenix Contact | TBK | D-ST 2 5: End Cover, Length: 48.66mm Width: 2.2mm Height: 29.1mm - Color: Gray - Phoenix Contact | EA | EA |  | TRUE |  | P | FXG | 100
133933 | 10 | 1 | States | Champlin | Andrew Olson | TRUE | 2026-06-08T00:00:00 | 2026-08-01T00:00:00 | 2026-08-01T00:00:00 | 1000 | 0 | 1000 | 2.54 | 2540 | 55316-3157 | USA | D01 | 215 | POWER/MATION DIVISION INC | 55486-0314 | 3031238 | ST 2 5-PE: Ground Modular Terminal Block, Connection Method: Spring-Cage Connection - Cross section: 0.08mm-4mm AWG:28-12, Width: 5.2mm - Color: Green/Yellow - Mounting Type: NS 35/7 5 NS 35/15 - Phoenix Contact | PUR | ST 2 5-PE: Ground Modular Terminal Block, Connection Method: Spring-Cage Connection - Cross section: 0.08mm-4mm AWG:28-12, Width: 5.2mm - Color: Green/Yellow - Mounting Type: NS 35/7 5 NS 35/15 - Phoenix Contact | EA | EA |  | TRUE |  | P | FXG | 100
133933 | 9 | 1 | States | Champlin | Andrew Olson | TRUE | 2026-06-08T00:00:00 | 2026-08-01T00:00:00 | 2026-08-01T00:00:00 | 16100 | 0 | 16100 | 0.78 | 12558 | 55316-3157 | USA | D01 | 215 | POWER/MATION DIVISION INC | 55486-0314 | 3031212 | ST 2 5: Feed-Through Terminal Block, Connection Method: Spring-Cage Connection - Cross section: 0.08mm-4mm AWG:28-12, Width: 5.2mm - Color: Gray - Mounting Type: NS 35/7 5 NS 35/15 - Phoenix Contact | PUR | ST 2 5: Feed-Through Terminal Block, Connection Method: Spring-Cage Connection - Cross section: 0.08mm-4mm AWG:28-12, Width: 5.2mm - Color: Gray - Mounting Type: NS 35/7 5 NS 35/15 - Phoenix Contact | EA | EA |  | TRUE |  | P | FXG | 100
133506 | 10 | 3 | States | Champlin | Andrew Olson | TRUE | 2026-05-21T00:00:00 | 2026-09-24T00:00:00 | 2026-09-24T00:00:00 | 30 | 0 | 30 | 630.6 | 39097.2 | 55316-3157 | USA | D01 | 215 | POWER/MATION DIVISION INC | 55486-0314 | 2904603 | Primary-switched QUINT POWER power supply with free choice of output characteristic curve, SFB (selective fuse breaking) technology, and NFC interface, input: 1-phase, output: 24 V DC/40 A | PUR | Primary-switched QUINT POWER power supply with free choice of output characteristic curve, SFB (selective fuse breaking) technology, and NFC interface, input: 1-phase, output: 24 V DC/40 A | EA | EA |  | TRUE |  | P | FXG | 100
133506 | 10 | 2 | States | Champlin | Andrew Olson | TRUE | 2026-05-21T00:00:00 | 2026-08-25T00:00:00 | 2026-08-25T00:00:00 | 26 | 0 | 26 | 630.6 | 39097.2 | 55316-3157 | USA | D01 | 215 | POWER/MATION DIVISION INC | 55486-0314 | 2904603 | Primary-switched QUINT POWER power supply with free choice of output characteristic curve, SFB (selective fuse breaking) technology, and NFC interface, input: 1-phase, output: 24 V DC/40 A | PUR | Primary-switched QUINT POWER power supply with free choice of output characteristic curve, SFB (selective fuse breaking) technology, and NFC interface, input: 1-phase, output: 24 V DC/40 A | EA | EA |  | TRUE |  | P | FXG | 100
133506 | 9 | 3 | States | Champlin | Andrew Olson | TRUE | 2026-05-21T00:00:00 | 2026-10-26T00:00:00 | 2026-10-26T00:00:00 | 18 | 0 | 18 | 385.2 | 31201.2 | 55316-3157 | USA | D01 | 215 | POWER/MATION DIVISION INC | 55486-0314 | 2904602 | Primary-switched QUINT POWER power supply with free choice of output characteristic curve, SFB (selective fuse breaking) technology, and NFC interface, input: 1-phase, output: 24 V DC/20 A | PUR | Primary-switched QUINT POWER power supply with free choice of output characteristic curve, SFB (selective fuse breaking) technology, and NFC interface, input: 1-phase, output: 24 V DC/20 A | EA | EA |  | TRUE |  | P | FXG | 100
133506 | 9 | 2 | States | Champlin | Andrew Olson | TRUE | 2026-05-21T00:00:00 | 2026-09-24T00:00:00 | 2026-09-24T00:00:00 | 32 | 0 | 32 | 385.2 | 31201.2 | 55316-3157 | USA | D01 | 215 | POWER/MATION DIVISION INC | 55486-0314 | 2904602 | Primary-switched QUINT POWER power supply with free choice of output characteristic curve, SFB (selective fuse breaking) technology, and NFC interface, input: 1-phase, output: 24 V DC/20 A | PUR | Primary-switched QUINT POWER power supply with free choice of output characteristic curve, SFB (selective fuse breaking) technology, and NFC interface, input: 1-phase, output: 24 V DC/20 A | EA | EA |  | TRUE |  | P | FXG | 100
133506 | 9 | 1 | States | Champlin | Andrew Olson | TRUE | 2026-05-21T00:00:00 | 2026-08-25T00:00:00 | 2026-08-25T00:00:00 | 31 | 0 | 31 | 385.2 | 31201.2 | 55316-3157 | USA | D01 | 215 | POWER/MATION DIVISION INC | 55486-0314 | 2904602 | Primary-switched QUINT POWER power supply with free choice of output characteristic curve, SFB (selective fuse breaking) technology, and NFC interface, input: 1-phase, output: 24 V DC/20 A | PUR | Primary-switched QUINT POWER power supply with free choice of output characteristic curve, SFB (selective fuse breaking) technology, and NFC interface, input: 1-phase, output: 24 V DC/20 A | EA | EA |  | TRUE |  | P | FXG | 100
133506 | 8 | 2 | States | Champlin | Andrew Olson | TRUE | 2026-05-21T00:00:00 | 2026-09-24T00:00:00 | 2026-09-24T00:00:00 | 1380 | 0 | 1380 | 12.82 | 36562.64 | 55316-3157 | USA | D01 | 215 | POWER/MATION DIVISION INC | 55486-0314 | 2900299 | PLC-INTERFACE, consisting of PLC-BPT.../21 basic terminal block with Push-in connection and plug-in miniature relay with power contact, for mounting on NS 35/7,5 DIN rail, 1 changeover contact, input voltage 24 V DC | PUR | PLC-INTERFACE, consisting of PLC-BPT.../21 basic terminal block with Push-in connection and plug-in miniature relay with power contact, for mounting on NS 35/7,5 DIN rail, 1 changeover contact, input voltage 24 V DC | EA | EA |  | TRUE |  | P | FXG | 100
133506 | 8 | 1 | States | Champlin | Andrew Olson | TRUE | 2026-05-21T00:00:00 | 2026-08-25T00:00:00 | 2026-08-25T00:00:00 | 1472 | 0 | 1472 | 12.82 | 36562.64 | 55316-3157 | USA | D01 | 215 | POWER/MATION DIVISION INC | 55486-0314 | 2900299 | PLC-INTERFACE, consisting of PLC-BPT.../21 basic terminal block with Push-in connection and plug-in miniature relay with power contact, for mounting on NS 35/7,5 DIN rail, 1 changeover contact, input voltage 24 V DC | PUR | PLC-INTERFACE, consisting of PLC-BPT.../21 basic terminal block with Push-in connection and plug-in miniature relay with power contact, for mounting on NS 35/7,5 DIN rail, 1 changeover contact, input voltage 24 V DC | EA | EA |  | TRUE |  | P | FXG | 100
133506 | 7 | 4 | States | Champlin | Andrew Olson | TRUE | 2026-05-21T00:00:00 | 2026-10-26T00:00:00 | 2026-10-26T00:00:00 | 126 | 0 | 126 | 178.28 | 113742.64 | 55316-3157 | USA | D01 | 215 | POWER/MATION DIVISION INC | 55486-0314 | 2891754 | SFP module, multimode fiber, 1 km, 1310 nm, LC, 1 Gbps | PUR | SFP module, multimode fiber, 1 km, 1310 nm, LC, 1 Gbps | EA | EA |  | TRUE |  | P | FXG | 100
133506 | 7 | 3 | States | Champlin | Andrew Olson | TRUE | 2026-05-21T00:00:00 | 2026-09-24T00:00:00 | 2026-09-24T00:00:00 | 192 | 0 | 192 | 178.28 | 113742.64 | 55316-3157 | USA | D01 | 215 | POWER/MATION DIVISION INC | 55486-0314 | 2891754 | SFP module, multimode fiber, 1 km, 1310 nm, LC, 1 Gbps | PUR | SFP module, multimode fiber, 1 km, 1310 nm, LC, 1 Gbps | EA | EA |  | TRUE |  | P | FXG | 100
133506 | 7 | 2 | States | Champlin | Andrew Olson | TRUE | 2026-05-21T00:00:00 | 2026-08-25T00:00:00 | 2026-08-25T00:00:00 | 266 | 0 | 266 | 178.28 | 113742.64 | 55316-3157 | USA | D01 | 215 | POWER/MATION DIVISION INC | 55486-0314 | 2891754 | SFP module, multimode fiber, 1 km, 1310 nm, LC, 1 Gbps | PUR | SFP module, multimode fiber, 1 km, 1310 nm, LC, 1 Gbps | EA | EA |  | TRUE |  | P | FXG | 100
133506 | 6 | 3 | States | Champlin | Andrew Olson | TRUE | 2026-05-21T00:00:00 | 2026-09-24T00:00:00 | 2026-09-24T00:00:00 | 15 | 0 | 15 | 6592 | 204352 | 55316-3157 | USA | D01 | 215 | POWER/MATION DIVISION INC | 55486-0314 | 1574601 | Managed switch, sixteen SFP ports (100/1000 Mbps), -40 to +85°C | PUR | Managed switch, sixteen SFP ports (100/1000 Mbps), -40 to +85°C | EA | EA |  | TRUE |  | P | FXG | 100
133506 | 6 | 2 | States | Champlin | Andrew Olson | TRUE | 2026-05-21T00:00:00 | 2026-08-25T00:00:00 | 2026-08-25T00:00:00 | 13 | 0 | 13 | 6592 | 204352 | 55316-3157 | USA | D01 | 215 | POWER/MATION DIVISION INC | 55486-0314 | 1574601 | Managed switch, sixteen SFP ports (100/1000 Mbps), -40 to +85°C | PUR | Managed switch, sixteen SFP ports (100/1000 Mbps), -40 to +85°C | EA | EA |  | TRUE |  | P | FXG | 100
133506 | 5 | 4 | States | Champlin | Andrew Olson | TRUE | 2026-05-21T00:00:00 | 2026-10-26T00:00:00 | 2026-10-26T00:00:00 | 30 | 0 | 30 | 475.61 | 67536.62 | 55316-3157 | USA | D01 | 215 | POWER/MATION DIVISION INC | 55486-0314 | 1330611 | MC 1000E-MM LC, Fiber optic converter with LC fiber optic connection (1310 nm) for converting 100Base-TX to multimode fiber optics. Auto MDI(X) function, DIN rail mountable with ruggedized EMI protection and wide temperature range. | PUR | MC 1000E-MM LC, Fiber optic converter with LC fiber optic connection (1310 nm) for converting 100Base-TX to multimode fiber optics. Auto MDI(X) function, DIN rail mountable with ruggedized EMI protection and wide temperature range. | EA | EA |  | TRUE |  | P | FXG | 100
133506 | 5 | 3 | States | Champlin | Andrew Olson | TRUE | 2026-05-21T00:00:00 | 2026-09-24T00:00:00 | 2026-09-24T00:00:00 | 48 | 0 | 48 | 475.61 | 67536.62 | 55316-3157 | USA | D01 | 215 | POWER/MATION DIVISION INC | 55486-0314 | 1330611 | MC 1000E-MM LC, Fiber optic converter with LC fiber optic connection (1310 nm) for converting 100Base-TX to multimode fiber optics. Auto MDI(X) function, DIN rail mountable with ruggedized EMI protection and wide temperature range. | PUR | MC 1000E-MM LC, Fiber optic converter with LC fiber optic connection (1310 nm) for converting 100Base-TX to multimode fiber optics. Auto MDI(X) function, DIN rail mountable with ruggedized EMI protection and wide temperature range. | EA | EA |  | TRUE |  | P | FXG | 100
133506 | 5 | 2 | States | Champlin | Andrew Olson | TRUE | 2026-05-21T00:00:00 | 2026-08-25T00:00:00 | 2026-08-25T00:00:00 | 58 | 0 | 58 | 475.61 | 67536.62 | 55316-3157 | USA | D01 | 215 | POWER/MATION DIVISION INC | 55486-0314 | 1330611 | MC 1000E-MM LC, Fiber optic converter with LC fiber optic connection (1310 nm) for converting 100Base-TX to multimode fiber optics. Auto MDI(X) function, DIN rail mountable with ruggedized EMI protection and wide temperature range. | PUR | MC 1000E-MM LC, Fiber optic converter with LC fiber optic connection (1310 nm) for converting 100Base-TX to multimode fiber optics. Auto MDI(X) function, DIN rail mountable with ruggedized EMI protection and wide temperature range. | EA | EA |  | TRUE |  | P | FXG | 100
133506 | 4 | 3 | States | Champlin | Andrew Olson | TRUE | 2026-05-21T00:00:00 | 2026-09-24T00:00:00 | 2026-09-24T00:00:00 | 39 | 0 | 39 | 465.17 | 33027.07 | 55316-3157 | USA | D01 | 215 | POWER/MATION DIVISION INC | 55486-0314 | 1249598 | Narrow Ethernet switch, wide temperature range, twelve RJ45 ports with 10/100 Mbps on all ports, two SFP ports with 100/1000 Mbps, automatic data transmission speed detection, autocrossing function, and QoS | PUR | Narrow Ethernet switch, wide temperature range, twelve RJ45 ports with 10/100 Mbps on all ports, two SFP ports with 100/1000 Mbps, automatic data transmission speed detection, autocrossing function, and QoS | EA | EA |  | TRUE |  | P | FXG | 100
133506 | 4 | 2 | States | Champlin | Andrew Olson | TRUE | 2026-05-21T00:00:00 | 2026-08-25T00:00:00 | 2026-08-25T00:00:00 | 29 | 0 | 29 | 465.17 | 33027.07 | 55316-3157 | USA | D01 | 215 | POWER/MATION DIVISION INC | 55486-0314 | 1249598 | Narrow Ethernet switch, wide temperature range, twelve RJ45 ports with 10/100 Mbps on all ports, two SFP ports with 100/1000 Mbps, automatic data transmission speed detection, autocrossing function, and QoS | PUR | Narrow Ethernet switch, wide temperature range, twelve RJ45 ports with 10/100 Mbps on all ports, two SFP ports with 100/1000 Mbps, automatic data transmission speed detection, autocrossing function, and QoS | EA | EA |  | TRUE |  | P | FXG | 100
133506 | 3 | 1 | States | Champlin | Andrew Olson | TRUE | 2026-05-21T00:00:00 | 2026-09-14T00:00:00 | 2026-09-14T00:00:00 | 75 | 0 | 75 | 129.16 | 9687 | 55316-3157 | USA | D01 | 215 | POWER/MATION DIVISION INC | 55486-0314 | 1085256 | Ethernet Switch: 8 port, unmanged | PUR | Ethernet Switch: 8 port, unmanged | EA | EA |  | TRUE |  | P | FXG | 100
133506 | 2 | 4 | States | Champlin | Andrew Olson | TRUE | 2026-05-21T00:00:00 | 2026-07-31T00:00:00 | 2026-07-31T00:00:00 | 125 | 0 | 125 | 252.5 | 70447.5 | 55316-3157 | USA | D01 | 215 | POWER/MATION DIVISION INC | 55486-0314 | 1085255 | Ethernet Switch: 16 port, unmanged | PUR | Ethernet Switch: 16 port, unmanged | EA | EA |  | TRUE |  | P | FXG | 100
133506 | 2 | 3 | States | Champlin | Andrew Olson | TRUE | 2026-05-21T00:00:00 | 2026-09-24T00:00:00 | 2026-09-24T00:00:00 | 133 | 0 | 133 | 252.5 | 70447.5 | 55316-3157 | USA | D01 | 215 | POWER/MATION DIVISION INC | 55486-0314 | 1085255 | Ethernet Switch: 16 port, unmanged | PUR | Ethernet Switch: 16 port, unmanged | EA | EA |  | TRUE |  | P | FXG | 100
133506 | 2 | 1 | States | Champlin | Andrew Olson | TRUE | 2026-05-21T00:00:00 | 2026-08-25T00:00:00 | 2026-08-25T00:00:00 | 21 | 0 | 21 | 252.5 | 70447.5 | 55316-3157 | USA | D01 | 215 | POWER/MATION DIVISION INC | 55486-0314 | 1085255 | Ethernet Switch: 16 port, unmanged | PUR | Ethernet Switch: 16 port, unmanged | EA | EA |  | TRUE |  | P | FXG | 100
133506 | 1 | 3 | States | Champlin | Andrew Olson | TRUE | 2026-05-21T00:00:00 | 2026-09-24T00:00:00 | 2026-09-24T00:00:00 | 2541 | 0 | 2541 | 1.74 | 8651.28 | 55316-3157 | USA | D01 | 215 | POWER/MATION DIVISION INC | 55486-0314 | 0800886 | E/NS 35 N End Clamp With Screw Down Lock, Width: 9.5mm - Color: Gray - Phoenix Contact | PUR | E/NS 35 N End Clamp With Screw Down Lock, Width: 9.5mm - Color: Gray - Phoenix Contact | EA | EA |  | TRUE |  | P | FXG | 100
133506 | 1 | 1 | States | Champlin | Andrew Olson | TRUE | 2026-05-21T00:00:00 | 2026-08-25T00:00:00 | 2026-08-25T00:00:00 | 2431 | 0 | 2431 | 1.74 | 8651.28 | 55316-3157 | USA | D01 | 215 | POWER/MATION DIVISION INC | 55486-0314 | 0800886 | E/NS 35 N End Clamp With Screw Down Lock, Width: 9.5mm - Color: Gray - Phoenix Contact | PUR | E/NS 35 N End Clamp With Screw Down Lock, Width: 9.5mm - Color: Gray - Phoenix Contact | EA | EA |  | TRUE |  | P | FXG | 100
132500 | 3 | 1 | States | Champlin | Andrew Olson | TRUE | 2026-04-15T00:00:00 | 2026-08-31T00:00:00 | 2026-08-31T00:00:00 | 1000 | 0 | 1000 | 0.65 | 650 | 55316-3157 | USA | D01 | 215 | POWER/MATION DIVISION INC | 55486-0314 | 3030161 | FBS 2-5: Plug-In Bridge, Number Of Positions: 2 - Color: Red - Phoenix Contact | PUR | FBS 2-5: Plug-In Bridge, Number Of Positions: 2 - Color: Red - Phoenix Contact | EA | EA |  | TRUE |  | P | FXG | 100
132500 | 5 | 1 | States | Champlin | Andrew Olson | TRUE | 2026-04-15T00:00:00 | 2026-08-27T00:00:00 | 2026-08-27T00:00:00 | 500 | 0 | 500 | 0.79 | 395 | 55316-3157 | USA | D01 | 215 | POWER/MATION DIVISION INC | 55486-0314 | 3030417 | D-ST 2 5: End Cover, Length: 48.66mm Width: 2.2mm Height: 29.1mm - Color: Gray - Phoenix Contact | TBK | D-ST 2 5: End Cover, Length: 48.66mm Width: 2.2mm Height: 29.1mm - Color: Gray - Phoenix Contact | EA | EA |  | TRUE |  | P | FXG | 100
132500 | 6 | 1 | States | Champlin | Andrew Olson | TRUE | 2026-04-15T00:00:00 | 2026-08-31T00:00:00 | 2026-08-31T00:00:00 | 5000 | 0 | 5000 | 0.78 | 3900 | 55316-3157 | USA | D01 | 215 | POWER/MATION DIVISION INC | 55486-0314 | 3031212 | ST 2 5: Feed-Through Terminal Block, Connection Method: Spring-Cage Connection - Cross section: 0.08mm-4mm AWG:28-12, Width: 5.2mm - Color: Gray - Mounting Type: NS 35/7 5 NS 35/15 - Phoenix Contact | PUR | ST 2 5: Feed-Through Terminal Block, Connection Method: Spring-Cage Connection - Cross section: 0.08mm-4mm AWG:28-12, Width: 5.2mm - Color: Gray - Mounting Type: NS 35/7 5 NS 35/15 - Phoenix Contact | EA | EA |  | TRUE |  | P | FXG | 100
133260 | 2 | 1 | States | Champlin | Andrew Olson | TRUE | 2026-05-13T00:00:00 | 2026-10-26T00:00:00 | 2026-10-26T00:00:00 | 10000 | 0 | 10000 | 0.78 | 7800 | 55316-3157 | USA | D01 | 215 | POWER/MATION DIVISION INC | 55486-0314 | 3031212 | ST 2 5: Feed-Through Terminal Block, Connection Method: Spring-Cage Connection - Cross section: 0.08mm-4mm AWG:28-12, Width: 5.2mm - Color: Gray - Mounting Type: NS 35/7 5 NS 35/15 - Phoenix Contact | PUR | ST 2 5: Feed-Through Terminal Block, Connection Method: Spring-Cage Connection - Cross section: 0.08mm-4mm AWG:28-12, Width: 5.2mm - Color: Gray - Mounting Type: NS 35/7 5 NS 35/15 - Phoenix Contact | EA | EA |  | TRUE |  | P | FXG | 100
133260 | 3 | 1 | States | Champlin | Andrew Olson | TRUE | 2026-05-13T00:00:00 | 2026-07-20T00:00:00 | 2026-07-20T00:00:00 | 500 | 0 | 500 | 2.54 | 1270 | 55316-3157 | USA | D01 | 215 | POWER/MATION DIVISION INC | 55486-0314 | 3031238 | ST 2 5-PE: Ground Modular Terminal Block, Connection Method: Spring-Cage Connection - Cross section: 0.08mm-4mm AWG:28-12, Width: 5.2mm - Color: Green/Yellow - Mounting Type: NS 35/7 5 NS 35/15 - Phoenix Contact | PUR | ST 2 5-PE: Ground Modular Terminal Block, Connection Method: Spring-Cage Connection - Cross section: 0.08mm-4mm AWG:28-12, Width: 5.2mm - Color: Green/Yellow - Mounting Type: NS 35/7 5 NS 35/15 - Phoenix Contact | EA | EA |  | TRUE |  | P | FXG | 100
133260 | 4 | 1 | States | Champlin | Andrew Olson | TRUE | 2026-05-13T00:00:00 | 2026-11-02T00:00:00 | 2026-11-02T00:00:00 | 1070 | 0 | 1070 | 2.92 | 3124.4 | 55316-3157 | USA | D01 | 215 | POWER/MATION DIVISION INC | 55486-0314 | 3031306 | ST 2 5-QUATTRO Feed-through terminal block, Connectionmethod: Spring-cage connection, Crosssection: 0.08 mmÂ² - 4 mmÂ², AWG: 28 - 12,Width: 5.2 mm, Color: gray, Mounting type:NS 35/7,5, NS 35/15 | PUR | ST 2 5-QUATTRO Feed-through terminal block, Connectionmethod: Spring-cage connection, Crosssection: 0.08 mmÂ² - 4 mmÂ², AWG: 28 - 12,Width: 5.2 mm, Color: gray, Mounting type:NS 35/7,5, NS 35/15 | EA | EA |  | TRUE |  | P | FXG | 100
133260 | 5 | 1 | States | Champlin | Andrew Olson | TRUE | 2026-05-13T00:00:00 | 2026-10-26T00:00:00 | 2026-10-26T00:00:00 | 3 | 0 | 3 | 85.5 | 256.5 | 55316-3157 | USA | D01 | 215 | POWER/MATION DIVISION INC | 55486-0314 | 4127.01 | Door switch | PUR | Door switch | EA | EA |  | TRUE |  | P | FXG | 100
133260 | 6 | 1 | States | Champlin | Andrew Olson | TRUE | 2026-05-13T00:00:00 | 2026-08-26T00:00:00 | 2026-08-25T00:00:00 | 165 | 0 | 165 | 164.65 | 27167.25 | 55316-3157 | USA | D01 | 215 | POWER/MATION DIVISION INC | 55486-0314 | EP-125F | RSTi-EP I/O - Digital Input, 16 Points, Positive Logic, 24VDC, 1 Wire | PUR | RSTi-EP I/O - Digital Input, 16 Points, Positive Logic, 24VDC, 1 Wire | EA | EA |  | TRUE |  | P | FXG | 100
133260 | 7 | 1 | States | Champlin | Andrew Olson | TRUE | 2026-05-13T00:00:00 | 2026-07-28T00:00:00 | 2026-07-27T00:00:00 | 139 | 0 | 139 | 187.79 | 26102.81 | 55316-3157 | USA | D01 | 215 | POWER/MATION DIVISION INC | 55486-0314 | EP-225F | RSTi-EP I/O - Digital Output, 16 Points, Positive Logic, 24VDC, 0.5A, 1 Wire | PUR | RSTi-EP I/O - Digital Output, 16 Points, Positive Logic, 24VDC, 0.5A, 1 Wire | EA | EA |  | TRUE |  | P | FXG | 100
133260 | 8 | 1 | States | Champlin | Andrew Olson | TRUE | 2026-05-13T00:00:00 | 2026-08-27T00:00:00 | 2026-08-26T00:00:00 | 23 | 0 | 23 | 75 | 3750 | 55316-3157 | USA | D01 | 215 | POWER/MATION DIVISION INC | 55486-0314 | EP-7641 | 1 Channel 24VDC Output Flow 10A | PUR | 1 Channel 24VDC Output Flow 10A | EA | EA |  | TRUE |  | P | FXG | 100
133260 | 8 | 2 | States | Champlin | Andrew Olson | TRUE | 2026-05-13T00:00:00 | 2026-10-27T00:00:00 | 2026-10-27T00:00:00 | 27 | 0 | 27 | 75 | 3750 | 55316-3157 | USA | D01 | 215 | POWER/MATION DIVISION INC | 55486-0314 | EP-7641 | 1 Channel 24VDC Output Flow 10A | PUR | 1 Channel 24VDC Output Flow 10A | EA | EA |  | TRUE |  | P | FXG | 100
133260 | 9 | 1 | States | Champlin | Andrew Olson | TRUE | 2026-05-13T00:00:00 | 2026-08-07T00:00:00 | 2026-07-27T00:00:00 | 56 | 48 | 8 | 581.17 | 52305.3 | 55316-3157 | USA | D01 | 215 | POWER/MATION DIVISION INC | 55486-0314 | EPXMBE001 | RSTi-EP Slice I/O Modbus TCP Network Adapter | PUR | RSTi-EP Slice I/O Modbus TCP Network Adapter | EA | EA |  | TRUE |  | P | FXG | 100
133260 | 9 | 2 | States | Champlin | Andrew Olson | TRUE | 2026-05-13T00:00:00 | 2026-08-31T00:00:00 | 2026-08-31T00:00:00 | 16 | 0 | 16 | 581.17 | 52305.3 | 55316-3157 | USA | D01 | 215 | POWER/MATION DIVISION INC | 55486-0314 | EPXMBE001 | RSTi-EP Slice I/O Modbus TCP Network Adapter | PUR | RSTi-EP Slice I/O Modbus TCP Network Adapter | EA | EA |  | TRUE |  | P | FXG | 100
133260 | 9 | 3 | States | Champlin | Andrew Olson | TRUE | 2026-05-13T00:00:00 | 2026-11-05T00:00:00 | 2026-11-04T00:00:00 | 18 | 0 | 18 | 581.17 | 52305.3 | 55316-3157 | USA | D01 | 215 | POWER/MATION DIVISION INC | 55486-0314 | EPXMBE001 | RSTi-EP Slice I/O Modbus TCP Network Adapter | PUR | RSTi-EP Slice I/O Modbus TCP Network Adapter | EA | EA |  | TRUE |  | P | FXG | 100
133260 | 10 | 1 | States | Champlin | Andrew Olson | TRUE | 2026-05-13T00:00:00 | 2026-08-27T00:00:00 | 2026-08-26T00:00:00 | 10 | 0 | 10 | 655.04 | 6550.4 | 55316-3157 | USA | D01 | 215 | POWER/MATION DIVISION INC | 55486-0314 | EPXPNS101 | PROFINET SYSTEM REDUNDANCY NETWORK | PUR | PROFINET SYSTEM REDUNDANCY NETWORK | EA | EA |  | TRUE |  | P | FXG | 100
133260 | 11 | 1 | States | Champlin | Andrew Olson | TRUE | 2026-05-13T00:00:00 | 2026-09-25T00:00:00 |  | 7 | 0 | 7 | 0 | 0 | 55316-3157 | USA | D01 | 215 | POWER/MATION DIVISION INC | 55486-0314 | WB4-5-20k | 5 Users Package | PUR | 5 Users Package | EA | EA |  | TRUE |  | P | FXG | 100
132028 | 19 | 1 | States | Champlin | Andrew Olson | TRUE | 2026-03-25T00:00:00 | 2026-07-29T00:00:00 | 2026-07-23T00:00:00 | 75 | 7 | 68 | 641.44 | 48108 | 55316-3157 | USA | D01 | 215 | POWER/MATION DIVISION INC | 55486-0314 | M3HVS250T3L | 400AF/250AT, 800VAC, 35kaic | PUR | 400AF/250AT, 800VAC, 35kaic | EA | EA |  | TRUE |  | P | FXG | 100
133710 | 1 | 1 | States | Dayton | Andrew Olson | TRUE | 2026-05-29T00:00:00 | 2026-08-12T00:00:00 | 2026-08-12T00:00:00 | 8 | 0 | 8 | 4057.14 | 32457.12 | 55369-6417 | USA | D01 | 215 | POWER/MATION DIVISION INC | 55486-0314 | PRO-PM172-ABB-MVS-ACDC | Panel Meter Model PRO-172, Revenue Class .2%, 16 GB memory, Two Ethernet port, RS485, USB communication ports. Designed for ABB voltage and current sensor LEA inputs | PUR | Panel Meter Model PRO-172, Revenue Class .2%, 16 GB memory, Two Ethernet port, RS485, USB communication ports. Designed for ABB voltage and current sensor LEA inputs | EA | EA |  | TRUE |  | P | FXG | DAYTON
134306 | 6 | 1 | States | Dayton | Andrew Olson | TRUE | 2026-06-23T00:00:00 | 2026-10-02T00:00:00 | 2026-08-03T00:00:00 | 6 | 0 | 6 | 3885.71 | 23314.26 | 55369-6417 | USA | D01 | 215 | POWER/MATION DIVISION INC | 55486-0314 | EJ5144-0200 | Battery Steering Diode, 200A, 3000VDC | PUR | Battery Steering Diode, 200A, 3000VDC | EA | EA |  | TRUE |  | P | FXG | DAYTON
134306 | 5 | 1 | States | Dayton | Andrew Olson | TRUE | 2026-06-23T00:00:00 | 2026-10-19T00:00:00 | 2026-10-19T00:00:00 | 12 | 0 | 12 | 8611.11 | 103333.32 | 55369-6417 | USA | D01 | 215 | POWER/MATION DIVISION INC | 55486-0314 | CSC-IE-9320-24T4X-E | 24 ports 10/100/1000M RJ45, 4 ports1/10G, Network Essentials | PUR | 24 ports 10/100/1000M RJ45, 4 ports1/10G, Network Essentials | EA | EA |  | TRUE |  | P | FXG | DAYTON
134306 | 4 | 1 | States | Dayton | Andrew Olson | TRUE | 2026-06-23T00:00:00 | 2026-10-19T00:00:00 | 2026-10-19T00:00:00 | 170 | 0 | 170 | 5.57 | 946.9 | 55369-6417 | USA | D01 | 215 | POWER/MATION DIVISION INC | 55486-0314 | 828740 | UCT-TM 8 Marker for terminal blocks, Sheet, white (RAL 9010), unmarked, can be labeled with: BLUEMARK E.CARD, BLUEMARK ID COLOR, BLUEMARK ID, BLUEMARK CLED, THERMOMARK PRIME 2.0, THERMOMARK PRIME, THERMOMARK CARD 2.0, THERMOMARK CARD, TOPMARK NEO, TOPMARK LASER, mounting type: latching, for terminal block width: 8.2 mm, Number of individual labels: 42, text field height: 10.5 mm, text field width: 7.6 mm | PUR | UCT-TM 8 Marker for terminal blocks, Sheet, white (RAL 9010), unmarked, can be labeled with: BLUEMARK E.CARD, BLUEMARK ID COLOR, BLUEMARK ID, BLUEMARK CLED, THERMOMARK PRIME 2.0, THERMOMARK PRIME, THERMOMARK CARD 2.0, THERMOMARK CARD, TOPMARK NEO, TOPMARK LASER, mounting type: latching, for terminal block width: 8.2 mm, Number of individual labels: 42, text field height: 10.5 mm, text field width: 7.6 mm | EA | EA |  | TRUE |  | P | FXG | DAYTON
134306 | 3 | 1 | States | Dayton | Andrew Olson | TRUE | 2026-06-23T00:00:00 | 2026-10-19T00:00:00 | 2026-10-19T00:00:00 | 350 | 0 | 350 | 0.99 | 346.5 | 55369-6417 | USA | D01 | 215 | POWER/MATION DIVISION INC | 55486-0314 | 1329515 | D-XTV 6 - End cover, depth: 36 mm, width: 2.2 mm, height: 62.8 mm, color: gray | PUR | D-XTV 6 - End cover, depth: 36 mm, width: 2.2 mm, height: 62.8 mm, color: gray | EA | EA |  | TRUE |  | P | FXG | DAYTON
134306 | 2 | 1 | States | Dayton | Andrew Olson | TRUE | 2026-06-23T00:00:00 | 2026-10-19T00:00:00 | 2026-10-19T00:00:00 | 5000 | 0 | 5000 | 3.74 | 18700 | 55369-6417 | USA | D01 | 215 | POWER/MATION DIVISION INC | 55486-0314 | 1329493 | Feed-through terminal block, nom. voltage: 1000 V, nominal current: 41 A, number of connections: 2, number of positions: 1, connection method: Push-X-connection, Rated cross section: 6 mm2, cross section: 0.5 mm2 - 10 mm2, mounting type: NS 35/7,5, NS 35/15, color: gray | PUR | Feed-through terminal block, nom. voltage: 1000 V, nominal current: 41 A, number of connections: 2, number of positions: 1, connection method: Push-X-connection, Rated cross section: 6 mm2, cross section: 0.5 mm2 - 10 mm2, mounting type: NS 35/7,5, NS 35/15, color: gray | EA | EA |  | TRUE |  | P | FXG | DAYTON
134306 | 1 | 1 | States | Dayton | Andrew Olson | TRUE | 2026-06-23T00:00:00 | 2026-08-31T00:00:00 | 2026-08-31T00:00:00 | 500 | 0 | 500 | 1.74 | 870 | 55369-6417 | USA | D01 | 215 | POWER/MATION DIVISION INC | 55486-0314 | 0800886 | E/NS 35 N End Clamp With Screw Down Lock, Width: 9.5mm - Color: Gray - Phoenix Contact | PUR | E/NS 35 N End Clamp With Screw Down Lock, Width: 9.5mm - Color: Gray - Phoenix Contact | EA | EA |  | TRUE |  | P | FXG | DAYTON
134738 | 1 | 1 | States | Champlin | Andrew Olson | TRUE | 2026-07-14T00:00:00 | 2026-11-30T00:00:00 |  | 3 | 0 | 3 | 959.72 | 2879.16 | 55316-3157 | USA | D01 | 215 | POWER/MATION DIVISION INC | 55486-0314 | OPS4-DVT-20k | Telemetry Driver package | PUR | Telemetry Driver package | EA | EA |  | FALSE |  | P | FXG | 100
134738 | 2 | 1 | States | Champlin | Andrew Olson | TRUE | 2026-07-14T00:00:00 | 2026-11-30T00:00:00 |  | 24 | 0 | 24 | 959.72 | 23033.28 | 55316-3157 | USA | D01 | 215 | POWER/MATION DIVISION INC | 55486-0314 | OPS4-R-20k | Server Redundancy for up to 20,000 Tags | PUR | Server Redundancy for up to 20,000 Tags | EA | EA |  | FALSE |  | P | FXG | 100
134738 | 3 | 1 | States | Champlin | Andrew Olson | TRUE | 2026-07-14T00:00:00 | 2026-11-30T00:00:00 |  | 18 | 0 | 18 | 5309 | 95562 | 55316-3157 | USA | D01 | 215 | POWER/MATION DIVISION INC | 55486-0314 | RTCS4-F-5K | Movicon.NExT PRO Server/Client Runtime 5,000 Tags | PUR | Movicon.NExT PRO Server/Client Runtime 5,000 Tags | EA | EA |  | FALSE |  | P | FXG | 100
134738 | 4 | 1 | States | Champlin | Andrew Olson | TRUE | 2026-07-14T00:00:00 | 2026-11-30T00:00:00 |  | 3 | 0 | 3 | 3728 | 11184 | 55316-3157 | USA | D01 | 215 | POWER/MATION DIVISION INC | 55486-0314 | WB4-5-20k | 5 Users Package | PUR | 5 Users Package | EA | EA |  | FALSE |  | P | FXG | 100
133508 | 4 | 2 | States | Champlin | Andrew Olson | TRUE | 2026-05-21T00:00:00 | 2026-08-25T00:00:00 | 2026-08-25T00:00:00 | 141 | 0 | 141 | 75 | 25425 | 55316-3157 | USA | D01 | 215 | POWER/MATION DIVISION INC | 55486-0314 | EP-7641 | 1 Channel 24VDC Output Flow 10A | PUR | 1 Channel 24VDC Output Flow 10A | EA | EA |  | TRUE |  | P | FXG | 100
133508 | 3 | 6 | States | Champlin | Andrew Olson | TRUE | 2026-05-21T00:00:00 | 2026-10-26T00:00:00 | 2026-10-26T00:00:00 | 92 | 0 | 92 | 187.79 | 109669.36 | 55316-3157 | USA | D01 | 215 | POWER/MATION DIVISION INC | 55486-0314 | EP-225F | RSTi-EP I/O - Digital Output, 16 Points, Positive Logic, 24VDC, 0.5A, 1 Wire | PUR | RSTi-EP I/O - Digital Output, 16 Points, Positive Logic, 24VDC, 0.5A, 1 Wire | EA | EA |  | TRUE |  | P | FXG | 100
133508 | 3 | 4 | States | Champlin | Andrew Olson | TRUE | 2026-05-21T00:00:00 | 2026-09-07T00:00:00 | 2026-09-04T00:00:00 | 163 | 0 | 163 | 187.79 | 109669.36 | 55316-3157 | USA | D01 | 215 | POWER/MATION DIVISION INC | 55486-0314 | EP-225F | RSTi-EP I/O - Digital Output, 16 Points, Positive Logic, 24VDC, 0.5A, 1 Wire | PUR | RSTi-EP I/O - Digital Output, 16 Points, Positive Logic, 24VDC, 0.5A, 1 Wire | EA | EA |  | TRUE |  | P | FXG | 100
133508 | 3 | 3 | States | Champlin | Andrew Olson | TRUE | 2026-05-21T00:00:00 | 2026-08-25T00:00:00 | 2026-08-25T00:00:00 | 222 | 0 | 222 | 187.79 | 109669.36 | 55316-3157 | USA | D01 | 215 | POWER/MATION DIVISION INC | 55486-0314 | EP-225F | RSTi-EP I/O - Digital Output, 16 Points, Positive Logic, 24VDC, 0.5A, 1 Wire | PUR | RSTi-EP I/O - Digital Output, 16 Points, Positive Logic, 24VDC, 0.5A, 1 Wire | EA | EA |  | TRUE |  | P | FXG | 100
133508 | 3 | 1 | States | Champlin | Andrew Olson | TRUE | 2026-05-21T00:00:00 | 2026-07-27T00:00:00 | 2026-07-27T00:00:00 | 107 | 0 | 107 | 187.79 | 109669.36 | 55316-3157 | USA | D01 | 215 | POWER/MATION DIVISION INC | 55486-0314 | EP-225F | RSTi-EP I/O - Digital Output, 16 Points, Positive Logic, 24VDC, 0.5A, 1 Wire | PUR | RSTi-EP I/O - Digital Output, 16 Points, Positive Logic, 24VDC, 0.5A, 1 Wire | EA | EA |  | TRUE |  | P | FXG | 100
133508 | 2 | 6 | States | Champlin | Andrew Olson | TRUE | 2026-05-21T00:00:00 | 2026-10-26T00:00:00 | 2026-10-26T00:00:00 | 137 | 0 | 137 | 164.65 | 124146.1 | 55316-3157 | USA | D01 | 215 | POWER/MATION DIVISION INC | 55486-0314 | EP-125F | RSTi-EP I/O - Digital Input, 16 Points, Positive Logic, 24VDC, 1 Wire | PUR | RSTi-EP I/O - Digital Input, 16 Points, Positive Logic, 24VDC, 1 Wire | EA | EA |  | TRUE |  | P | FXG | 100
133508 | 7 | 5 | States | Champlin | Andrew Olson | TRUE | 2026-05-21T00:00:00 | 2026-11-20T00:00:00 | 2026-11-20T00:00:00 | 10 | 0 | 10 | 655.04 | 46507.84 | 55316-3157 | USA | D01 | 215 | POWER/MATION DIVISION INC | 55486-0314 | EPXPNS101 | PROFINET SYSTEM REDUNDANCY NETWORK | PUR | PROFINET SYSTEM REDUNDANCY NETWORK | EA | EA |  | TRUE |  | P | FXG | 100
133508 | 7 | 4 | States | Champlin | Andrew Olson | TRUE | 2026-05-21T00:00:00 | 2026-10-26T00:00:00 | 2026-10-26T00:00:00 | 6 | 0 | 6 | 655.04 | 46507.84 | 55316-3157 | USA | D01 | 215 | POWER/MATION DIVISION INC | 55486-0314 | EPXPNS101 | PROFINET SYSTEM REDUNDANCY NETWORK | PUR | PROFINET SYSTEM REDUNDANCY NETWORK | EA | EA |  | TRUE |  | P | FXG | 100
133508 | 7 | 3 | States | Champlin | Andrew Olson | TRUE | 2026-05-21T00:00:00 | 2026-09-24T00:00:00 | 2026-09-24T00:00:00 | 24 | 0 | 24 | 655.04 | 46507.84 | 55316-3157 | USA | D01 | 215 | POWER/MATION DIVISION INC | 55486-0314 | EPXPNS101 | PROFINET SYSTEM REDUNDANCY NETWORK | PUR | PROFINET SYSTEM REDUNDANCY NETWORK | EA | EA |  | TRUE |  | P | FXG | 100
133508 | 7 | 2 | States | Champlin | Andrew Olson | TRUE | 2026-05-21T00:00:00 | 2026-08-25T00:00:00 | 2026-08-25T00:00:00 | 29 | 0 | 29 | 655.04 | 46507.84 | 55316-3157 | USA | D01 | 215 | POWER/MATION DIVISION INC | 55486-0314 | EPXPNS101 | PROFINET SYSTEM REDUNDANCY NETWORK | PUR | PROFINET SYSTEM REDUNDANCY NETWORK | EA | EA |  | TRUE |  | P | FXG | 100
133508 | 6 | 5 | States | Champlin | Andrew Olson | TRUE | 2026-05-21T00:00:00 | 2026-11-04T00:00:00 | 2026-11-04T00:00:00 | 24 | 0 | 24 | 581.17 | 137156.12 | 55316-3157 | USA | D01 | 215 | POWER/MATION DIVISION INC | 55486-0314 | EPXMBE001 | RSTi-EP Slice I/O Modbus TCP Network Adapter | PUR | RSTi-EP Slice I/O Modbus TCP Network Adapter | EA | EA |  | TRUE |  | P | FXG | 100
133508 | 6 | 4 | States | Champlin | Andrew Olson | TRUE | 2026-05-21T00:00:00 | 2026-09-24T00:00:00 | 2026-09-24T00:00:00 | 23 | 0 | 23 | 581.17 | 137156.12 | 55316-3157 | USA | D01 | 215 | POWER/MATION DIVISION INC | 55486-0314 | EPXMBE001 | RSTi-EP Slice I/O Modbus TCP Network Adapter | PUR | RSTi-EP Slice I/O Modbus TCP Network Adapter | EA | EA |  | TRUE |  | P | FXG | 100
133508 | 6 | 2 | States | Champlin | Andrew Olson | TRUE | 2026-05-21T00:00:00 | 2026-08-25T00:00:00 | 2026-08-25T00:00:00 | 89 | 0 | 89 | 581.17 | 137156.12 | 55316-3157 | USA | D01 | 215 | POWER/MATION DIVISION INC | 55486-0314 | EPXMBE001 | RSTi-EP Slice I/O Modbus TCP Network Adapter | PUR | RSTi-EP Slice I/O Modbus TCP Network Adapter | EA | EA |  | TRUE |  | P | FXG | 100
133508 | 6 | 1 | States | Champlin | Andrew Olson | TRUE | 2026-05-21T00:00:00 | 2026-08-07T00:00:00 | 2026-07-27T00:00:00 | 100 | 0 | 100 | 581.17 | 137156.12 | 55316-3157 | USA | D01 | 215 | POWER/MATION DIVISION INC | 55486-0314 | EPXMBE001 | RSTi-EP Slice I/O Modbus TCP Network Adapter | PUR | RSTi-EP Slice I/O Modbus TCP Network Adapter | EA | EA |  | TRUE |  | P | FXG | 100
133508 | 4 | 5 | States | Champlin | Andrew Olson | TRUE | 2026-05-21T00:00:00 | 2026-11-20T00:00:00 | 2026-11-20T00:00:00 | 39 | 0 | 39 | 75 | 25425 | 55316-3157 | USA | D01 | 215 | POWER/MATION DIVISION INC | 55486-0314 | EP-7641 | 1 Channel 24VDC Output Flow 10A | PUR | 1 Channel 24VDC Output Flow 10A | EA | EA |  | TRUE |  | P | FXG | 100
133508 | 4 | 4 | States | Champlin | Andrew Olson | TRUE | 2026-05-21T00:00:00 | 2026-10-26T00:00:00 | 2026-10-26T00:00:00 | 27 | 0 | 27 | 75 | 25425 | 55316-3157 | USA | D01 | 215 | POWER/MATION DIVISION INC | 55486-0314 | EP-7641 | 1 Channel 24VDC Output Flow 10A | PUR | 1 Channel 24VDC Output Flow 10A | EA | EA |  | TRUE |  | P | FXG | 100
133508 | 4 | 3 | States | Champlin | Andrew Olson | TRUE | 2026-05-21T00:00:00 | 2026-09-24T00:00:00 | 2026-09-24T00:00:00 | 129 | 0 | 129 | 75 | 25425 | 55316-3157 | USA | D01 | 215 | POWER/MATION DIVISION INC | 55486-0314 | EP-7641 | 1 Channel 24VDC Output Flow 10A | PUR | 1 Channel 24VDC Output Flow 10A | EA | EA |  | TRUE |  | P | FXG | 100
133508 | 2 | 4 | States | Champlin | Andrew Olson | TRUE | 2026-05-21T00:00:00 | 2026-09-04T00:00:00 | 2026-09-04T00:00:00 | 208 | 0 | 208 | 164.65 | 124146.1 | 55316-3157 | USA | D01 | 215 | POWER/MATION DIVISION INC | 55486-0314 | EP-125F | RSTi-EP I/O - Digital Input, 16 Points, Positive Logic, 24VDC, 1 Wire | PUR | RSTi-EP I/O - Digital Input, 16 Points, Positive Logic, 24VDC, 1 Wire | EA | EA |  | TRUE |  | P | FXG | 100
133508 | 2 | 3 | States | Champlin | Andrew Olson | TRUE | 2026-05-21T00:00:00 | 2026-08-25T00:00:00 | 2026-08-25T00:00:00 | 287 | 0 | 287 | 164.65 | 124146.1 | 55316-3157 | USA | D01 | 215 | POWER/MATION DIVISION INC | 55486-0314 | EP-125F | RSTi-EP I/O - Digital Input, 16 Points, Positive Logic, 24VDC, 1 Wire | PUR | RSTi-EP I/O - Digital Input, 16 Points, Positive Logic, 24VDC, 1 Wire | EA | EA |  | TRUE |  | P | FXG | 100
133508 | 2 | 2 | States | Champlin | Andrew Olson | TRUE | 2026-05-21T00:00:00 | 2026-08-03T00:00:00 | 2026-08-03T00:00:00 | 6 | 0 | 6 | 164.65 | 124146.1 | 55316-3157 | USA | D01 | 215 | POWER/MATION DIVISION INC | 55486-0314 | EP-125F | RSTi-EP I/O - Digital Input, 16 Points, Positive Logic, 24VDC, 1 Wire | PUR | RSTi-EP I/O - Digital Input, 16 Points, Positive Logic, 24VDC, 1 Wire | EA | EA |  | TRUE |  | P | FXG | 100
133508 | 2 | 1 | States | Champlin | Andrew Olson | TRUE | 2026-05-21T00:00:00 | 2026-07-27T00:00:00 | 2026-07-27T00:00:00 | 116 | 0 | 116 | 164.65 | 124146.1 | 55316-3157 | USA | D01 | 215 | POWER/MATION DIVISION INC | 55486-0314 | EP-125F | RSTi-EP I/O - Digital Input, 16 Points, Positive Logic, 24VDC, 1 Wire | PUR | RSTi-EP I/O - Digital Input, 16 Points, Positive Logic, 24VDC, 1 Wire | EA | EA |  | TRUE |  | P | FXG | 100
133508 | 1 | 5 | States | Champlin | Andrew Olson | TRUE | 2026-05-21T00:00:00 | 2026-10-26T00:00:00 | 2026-10-26T00:00:00 | 7 | 0 | 7 | 85.5 | 2992.5 | 55316-3157 | USA | D01 | 215 | POWER/MATION DIVISION INC | 55486-0314 | 4127.01 | Door switch | PUR | Door switch | EA | EA |  | TRUE |  | P | FXG | 100
133508 | 1 | 4 | States | Champlin | Andrew Olson | TRUE | 2026-05-21T00:00:00 | 2026-09-24T00:00:00 | 2026-09-24T00:00:00 | 9 | 0 | 9 | 85.5 | 2992.5 | 55316-3157 | USA | D01 | 215 | POWER/MATION DIVISION INC | 55486-0314 | 4127.01 | Door switch | PUR | Door switch | EA | EA |  | TRUE |  | P | FXG | 100
133508 | 1 | 2 | States | Champlin | Andrew Olson | TRUE | 2026-05-21T00:00:00 | 2026-08-03T00:00:00 | 2026-08-03T00:00:00 | 18 | 0 | 18 | 85.5 | 2992.5 | 55316-3157 | USA | D01 | 215 | POWER/MATION DIVISION INC | 55486-0314 | 4127.01 | Door switch | PUR | Door switch | EA | EA |  | TRUE |  | P | FXG | 100
134342 | 2 | 4 | States | Champlin | Andrew Olson | TRUE | 2026-06-24T00:00:00 | 2026-10-26T00:00:00 | 2026-10-26T00:00:00 | 228 | 0 | 228 | 93.15 | 86350.05 | 55316-3157 | USA | D01 | 215 | POWER/MATION DIVISION INC | 55486-0314 | CTSPS-52/1200/1.0/0.33 | Current transformer, 1200A Split Core, Hinged type, 52mm window | PUR | Current transformer, 1200A Split Core, Hinged type, 52mm window | EA | EA |  | TRUE |  | P | FXG | 100
134342 | 2 | 3 | States | Champlin | Andrew Olson | TRUE | 2026-06-24T00:00:00 | 2026-09-24T00:00:00 | 2026-09-24T00:00:00 | 228 | 0 | 228 | 93.15 | 86350.05 | 55316-3157 | USA | D01 | 215 | POWER/MATION DIVISION INC | 55486-0314 | CTSPS-52/1200/1.0/0.33 | Current transformer, 1200A Split Core, Hinged type, 52mm window | PUR | Current transformer, 1200A Split Core, Hinged type, 52mm window | EA | EA |  | TRUE |  | P | FXG | 100
134342 | 2 | 2 | States | Champlin | Andrew Olson | TRUE | 2026-06-24T00:00:00 | 2026-08-25T00:00:00 | 2026-08-25T00:00:00 | 228 | 0 | 228 | 93.15 | 86350.05 | 55316-3157 | USA | D01 | 215 | POWER/MATION DIVISION INC | 55486-0314 | CTSPS-52/1200/1.0/0.33 | Current transformer, 1200A Split Core, Hinged type, 52mm window | PUR | Current transformer, 1200A Split Core, Hinged type, 52mm window | EA | EA |  | TRUE |  | P | FXG | 100
134342 | 2 | 1 | States | Champlin | Andrew Olson | TRUE | 2026-06-24T00:00:00 | 2026-07-27T00:00:00 | 2026-07-27T00:00:00 | 243 | 0 | 243 | 93.15 | 86350.05 | 55316-3157 | USA | D01 | 215 | POWER/MATION DIVISION INC | 55486-0314 | CTSPS-52/1200/1.0/0.33 | Current transformer, 1200A Split Core, Hinged type, 52mm window | PUR | Current transformer, 1200A Split Core, Hinged type, 52mm window | EA | EA |  | TRUE |  | P | FXG | 100
134735 | 1 | 1 | States | Champlin | Andrew Olson | TRUE | 2026-07-14T00:00:00 | 2026-10-27T00:00:00 |  | 4 | 0 | 4 | 959.72 | 3838.88 | 55316-3157 | USA | D01 | 215 | POWER/MATION DIVISION INC | 55486-0314 | OPS4-DVT-20k | Telemetry Driver package | PUR | Telemetry Driver package | EA | EA |  | FALSE |  | P | FXG | 100
134735 | 2 | 1 | States | Champlin | Andrew Olson | TRUE | 2026-07-14T00:00:00 | 2026-10-27T00:00:00 |  | 4 | 0 | 4 | 959.72 | 3838.88 | 55316-3157 | USA | D01 | 215 | POWER/MATION DIVISION INC | 55486-0314 | OPS4-R-20k | Server Redundancy for up to 20,000 Tags | PUR | Server Redundancy for up to 20,000 Tags | EA | EA |  | FALSE |  | P | FXG | 100
134735 | 3 | 1 | States | Champlin | Andrew Olson | TRUE | 2026-07-14T00:00:00 | 2026-10-27T00:00:00 |  | 8 | 0 | 8 | 5309 | 42472 | 55316-3157 | USA | D01 | 215 | POWER/MATION DIVISION INC | 55486-0314 | RTCS4-F-5K | Movicon.NExT PRO Server/Client Runtime 5,000 Tags | PUR | Movicon.NExT PRO Server/Client Runtime 5,000 Tags | EA | EA |  | FALSE |  | P | FXG | 100
134735 | 4 | 1 | States | Champlin | Andrew Olson | TRUE | 2026-07-14T00:00:00 | 2026-10-27T00:00:00 |  | 4 | 0 | 4 | 3728 | 14912 | 55316-3157 | USA | D01 | 215 | POWER/MATION DIVISION INC | 55486-0314 | WB4-5-20k | 5 Users Package | PUR | 5 Users Package | EA | EA |  | FALSE |  | P | FXG | 100
132922 | 2 | 1 | States | Dayton | Andrew Olson | TRUE | 2026-05-01T00:00:00 | 2026-08-26T00:00:00 | 2026-06-08T00:00:00 | 2 | 0 | 2 | 8611.11 | 17222.22 | 55369-6417 | USA | D01 | 215 | POWER/MATION DIVISION INC | 55486-0314 | CSC-IE-9320-24T4X-E | 24 ports 10/100/1000M RJ45, 4 ports1/10G, Network Essentials | PUR | 24 ports 10/100/1000M RJ45, 4 ports1/10G, Network Essentials | EA | EA |  | TRUE |  | P | FXG | DAYTON
134536 | 1 | 1 | States | Champlin | Andrew Olson | TRUE | 2026-07-06T00:00:00 | 2026-08-18T00:00:00 | 2026-08-18T00:00:00 | 1 | 0 | 1 | 6782.43 | 6782.43 | 55316-3157 | USA | D01 | 215 | POWER/MATION DIVISION INC | 55486-0314 | A25Q2000.42326 | Configured A25 Breaker. 2000amp rating. Factory installed SHT11NCF Shunt coil, SU40NMC11F Trip unit, AX11NF44 Aux contact, VBP11NM Locking cover, CDP11N Door Frame, PHS12N2 Phase Barrier. Shipped with ELM10 Door Switch and NCT11N Current Transformer for field install. | PUR | Configured A25 Breaker. 2000amp rating. Factory installed SHT11NCF Shunt coil, SU40NMC11F Trip unit, AX11NF44 Aux contact, VBP11NM Locking cover, CDP11N Door Frame, PHS12N2 Phase Barrier. Shipped with ELM10 Door Switch and NCT11N Current Transformer for field install. | EA | EA |  | TRUE |  | P | FXG | 100
134536 | 2 | 1 | States | Champlin | Andrew Olson | TRUE | 2026-07-06T00:00:00 | 2026-08-03T00:00:00 | 2026-08-03T00:00:00 | 15 | 0 | 15 | 187.79 | 2816.85 | 55316-3157 | USA | D01 | 215 | POWER/MATION DIVISION INC | 55486-0314 | EP-225F | RSTi-EP I/O - Digital Output, 16 Points, Positive Logic, 24VDC, 0.5A, 1 Wire | PUR | RSTi-EP I/O - Digital Output, 16 Points, Positive Logic, 24VDC, 0.5A, 1 Wire | EA | EA |  | TRUE |  | P | FXG | 100
134536 | 3 | 1 | States | Champlin | Andrew Olson | TRUE | 2026-07-06T00:00:00 | 2026-08-28T00:00:00 | 2026-08-28T00:00:00 | 10 | 0 | 10 | 581.17 | 5811.7 | 55316-3157 | USA | D01 | 215 | POWER/MATION DIVISION INC | 55486-0314 | EPXMBE001 | RSTi-EP Slice I/O Modbus TCP Network Adapter | PUR | RSTi-EP Slice I/O Modbus TCP Network Adapter | EA | EA |  | TRUE |  | P | FXG | 100
134536 | 4 | 1 | States | Champlin | Andrew Olson | TRUE | 2026-07-06T00:00:00 | 2026-07-27T00:00:00 | 2026-07-27T00:00:00 | 4 | 0 | 4 | 655.04 | 2620.16 | 55316-3157 | USA | D01 | 215 | POWER/MATION DIVISION INC | 55486-0314 | EPXPNS101 | PROFINET SYSTEM REDUNDANCY NETWORK | PUR | PROFINET SYSTEM REDUNDANCY NETWORK | EA | EA |  | TRUE |  | P | FXG | 100
134536 | 5 | 1 | States | Champlin | Andrew Olson | TRUE | 2026-07-06T00:00:00 | 2026-07-27T00:00:00 | 2026-07-27T00:00:00 | 2 | 0 | 2 | 1402.54 | 2805.08 | 55316-3157 | USA | D01 | 215 | POWER/MATION DIVISION INC | 55486-0314 | IC695ETM001 | RX3i - Ethernet Module, (2)RJ-45 ports, (1)IP address | PUR | RX3i - Ethernet Module, (2)RJ-45 ports, (1)IP address | EA | EA |  | TRUE |  | P | FXG | 100
134536 | 6 | 1 | States | Champlin | Andrew Olson | TRUE | 2026-07-06T00:00:00 | 2026-07-27T00:00:00 | 2026-07-27T00:00:00 | 12 | 0 | 12 | 396 | 4752 | 55316-3157 | USA | D01 | 215 | POWER/MATION DIVISION INC | 55486-0314 | IC695PSD140_ | Multipurpose Power Supply is suitable for usein load-sharing and redund ancy application. Itmust be installed in a PACsystems RX3i(IC695catalog number) Universal Backplane | PUR | Multipurpose Power Supply is suitable for usein load-sharing and redund ancy application. Itmust be installed in a PACsystems RX3i(IC695catalog number) Universal Backplane | EA | EA |  | TRUE |  | P | FXG | 100
134536 | 7 | 1 | States | Champlin | Andrew Olson | TRUE | 2026-07-06T00:00:00 | 2026-07-17T00:00:00 | 2026-07-17T00:00:00 | 2 | 0 | 2 | 367.85 | 735.7 | 55316-3157 | USA | D01 | 215 | POWER/MATION DIVISION INC | 55486-0314 | M2HVS100T3L-AX21P | 250AF/100AT, with aux contact for interlock with 52-M, 800VAC, 35kaic | PUR | 250AF/100AT, with aux contact for interlock with 52-M, 800VAC, 35kaic | EA | EA |  | TRUE |  | P | FXG | 100
134536 | 8 | 1 | States | Champlin | Andrew Olson | TRUE | 2026-07-06T00:00:00 | 2026-07-17T00:00:00 | 2026-07-17T00:00:00 | 4 | 0 | 4 | 801.79 | 3207.16 | 55316-3157 | USA | D01 | 215 | POWER/MATION DIVISION INC | 55486-0314 | M3HVN250T3L | Circuit Breaker, MCCB, 400AF/250A, 50kA@800VAC/85kA@600VAC | PUR | Circuit Breaker, MCCB, 400AF/250A, 50kA@800VAC/85kA@600VAC | EA | EA |  | TRUE |  | P | FXG | 100
134536 | 9 | 1 | States | Champlin | Andrew Olson | TRUE | 2026-07-06T00:00:00 | 2026-10-01T00:00:00 | 2026-10-01T00:00:00 | 12 | 0 | 12 | 398.96 | 4787.52 | 55316-3157 | USA | D01 | 215 | POWER/MATION DIVISION INC | 55486-0314 | SVL-20-24-480 | Power Supply, DIN Rail, Three Phase, 480W, 24V, 20A, SVL Series | PUR | Power Supply, DIN Rail, Three Phase, 480W, 24V, 20A, SVL Series | EA | EA |  | TRUE |  | P | FXG | 100
133507 | 11 | 1 | States | Champlin | Andrew Olson | TRUE | 2026-05-21T00:00:00 | 2026-08-03T00:00:00 | 2026-08-03T00:00:00 | 4 | 0 | 4 | 8.45 | 33.8 | 55316-3157 | USA | D01 | 215 | POWER/MATION DIVISION INC | 55486-0314 | 3031500 | Protective conductor terminal block, number of connections: 2, number of positions: 1, connection method: Push-X-connection, Rated cross section: 2.5 mm2, cross section: 0.5 mm2 - 4 mm2, mounting type: NS 35/7,5, NS 35/15, color: green-yellow | PUR | Protective conductor terminal block, number of connections: 2, number of positions: 1, connection method: Push-X-connection, Rated cross section: 2.5 mm2, cross section: 0.5 mm2 - 4 mm2, mounting type: NS 35/7,5, NS 35/15, color: green-yellow | EA | EA |  | TRUE |  | P | FXG | 100
133507 | 9 | 1 | States | Champlin | Andrew Olson | TRUE | 2026-05-21T00:00:00 | 2026-10-01T00:00:00 | 2026-10-01T00:00:00 | 118 | 0 | 118 | 9.71 | 1145.78 | 55316-3157 | USA | D01 | 215 | POWER/MATION DIVISION INC | 55486-0314 | 3031322 | Protective conductor terminal block, number of connections: 4, connection method: Spring-cage connection, Rated cross section: 2.5 mm2, cross section: 0.08 mm2 - 4 mm2, mounting type: NS 35/7,5, NS 35/15, color: green-yellow | TBK | Protective conductor terminal block, number of connections: 4, connection method: Spring-cage connection, Rated cross section: 2.5 mm2, cross section: 0.08 mm2 - 4 mm2, mounting type: NS 35/7,5, NS 35/15, color: green-yellow | EA | EA |  | TRUE |  | P | FXG | 100
133507 | 8 | 4 | States | Champlin | Andrew Olson | TRUE | 2026-05-21T00:00:00 | 2026-11-02T00:00:00 | 2026-11-02T00:00:00 | 3600 | 0 | 3600 | 2.92 | 46720 | 55316-3157 | USA | D01 | 215 | POWER/MATION DIVISION INC | 55486-0314 | 3031306 | ST 2 5-QUATTRO Feed-through terminal block, Connectionmethod: Spring-cage connection, Crosssection: 0.08 mmÂ² - 4 mmÂ², AWG: 28 - 12,Width: 5.2 mm, Color: gray, Mounting type:NS 35/7,5, NS 35/15 | PUR | ST 2 5-QUATTRO Feed-through terminal block, Connectionmethod: Spring-cage connection, Crosssection: 0.08 mmÂ² - 4 mmÂ², AWG: 28 - 12,Width: 5.2 mm, Color: gray, Mounting type:NS 35/7,5, NS 35/15 | EA | EA |  | TRUE |  | P | FXG | 100
133507 | 8 | 3 | States | Champlin | Andrew Olson | TRUE | 2026-05-21T00:00:00 | 2026-10-01T00:00:00 | 2026-10-01T00:00:00 | 6000 | 0 | 6000 | 2.92 | 46720 | 55316-3157 | USA | D01 | 215 | POWER/MATION DIVISION INC | 55486-0314 | 3031306 | ST 2 5-QUATTRO Feed-through terminal block, Connectionmethod: Spring-cage connection, Crosssection: 0.08 mmÂ² - 4 mmÂ², AWG: 28 - 12,Width: 5.2 mm, Color: gray, Mounting type:NS 35/7,5, NS 35/15 | PUR | ST 2 5-QUATTRO Feed-through terminal block, Connectionmethod: Spring-cage connection, Crosssection: 0.08 mmÂ² - 4 mmÂ², AWG: 28 - 12,Width: 5.2 mm, Color: gray, Mounting type:NS 35/7,5, NS 35/15 | EA | EA |  | TRUE |  | P | FXG | 100
133507 | 8 | 1 | States | Champlin | Andrew Olson | TRUE | 2026-05-21T00:00:00 | 2026-09-01T00:00:00 | 2026-09-01T00:00:00 | 6400 | 0 | 6400 | 2.92 | 46720 | 55316-3157 | USA | D01 | 215 | POWER/MATION DIVISION INC | 55486-0314 | 3031306 | ST 2 5-QUATTRO Feed-through terminal block, Connectionmethod: Spring-cage connection, Crosssection: 0.08 mmÂ² - 4 mmÂ², AWG: 28 - 12,Width: 5.2 mm, Color: gray, Mounting type:NS 35/7,5, NS 35/15 | PUR | ST 2 5-QUATTRO Feed-through terminal block, Connectionmethod: Spring-cage connection, Crosssection: 0.08 mmÂ² - 4 mmÂ², AWG: 28 - 12,Width: 5.2 mm, Color: gray, Mounting type:NS 35/7,5, NS 35/15 | EA | EA |  | TRUE |  | P | FXG | 100
133507 | 7 | 3 | States | Champlin | Andrew Olson | TRUE | 2026-05-21T00:00:00 | 2026-09-24T00:00:00 | 2026-09-24T00:00:00 | 500 | 0 | 500 | 2.54 | 4330.7 | 55316-3157 | USA | D01 | 215 | POWER/MATION DIVISION INC | 55486-0314 | 3031238 | ST 2 5-PE: Ground Modular Terminal Block, Connection Method: Spring-Cage Connection - Cross section: 0.08mm-4mm AWG:28-12, Width: 5.2mm - Color: Green/Yellow - Mounting Type: NS 35/7 5 NS 35/15 - Phoenix Contact | PUR | ST 2 5-PE: Ground Modular Terminal Block, Connection Method: Spring-Cage Connection - Cross section: 0.08mm-4mm AWG:28-12, Width: 5.2mm - Color: Green/Yellow - Mounting Type: NS 35/7 5 NS 35/15 - Phoenix Contact | EA | EA |  | TRUE |  | P | FXG | 100
133507 | 7 | 1 | States | Champlin | Andrew Olson | TRUE | 2026-05-21T00:00:00 | 2026-08-25T00:00:00 | 2026-08-25T00:00:00 | 1205 | 0 | 1205 | 2.54 | 4330.7 | 55316-3157 | USA | D01 | 215 | POWER/MATION DIVISION INC | 55486-0314 | 3031238 | ST 2 5-PE: Ground Modular Terminal Block, Connection Method: Spring-Cage Connection - Cross section: 0.08mm-4mm AWG:28-12, Width: 5.2mm - Color: Green/Yellow - Mounting Type: NS 35/7 5 NS 35/15 - Phoenix Contact | PUR | ST 2 5-PE: Ground Modular Terminal Block, Connection Method: Spring-Cage Connection - Cross section: 0.08mm-4mm AWG:28-12, Width: 5.2mm - Color: Green/Yellow - Mounting Type: NS 35/7 5 NS 35/15 - Phoenix Contact | EA | EA |  | TRUE |  | P | FXG | 100
133507 | 6 | 2 | States | Champlin | Andrew Olson | TRUE | 2026-05-21T00:00:00 | 2026-10-08T00:00:00 | 2026-10-08T00:00:00 | 5000 | 0 | 5000 | 0.78 | 10990.2 | 55316-3157 | USA | D01 | 215 | POWER/MATION DIVISION INC | 55486-0314 | 3031212 | ST 2 5: Feed-Through Terminal Block, Connection Method: Spring-Cage Connection - Cross section: 0.08mm-4mm AWG:28-12, Width: 5.2mm - Color: Gray - Mounting Type: NS 35/7 5 NS 35/15 - Phoenix Contact | PUR | ST 2 5: Feed-Through Terminal Block, Connection Method: Spring-Cage Connection - Cross section: 0.08mm-4mm AWG:28-12, Width: 5.2mm - Color: Gray - Mounting Type: NS 35/7 5 NS 35/15 - Phoenix Contact | EA | EA |  | TRUE |  | P | FXG | 100
133507 | 6 | 1 | States | Champlin | Andrew Olson | TRUE | 2026-05-21T00:00:00 | 2026-09-24T00:00:00 | 2026-09-24T00:00:00 | 9090 | 0 | 9090 | 0.78 | 10990.2 | 55316-3157 | USA | D01 | 215 | POWER/MATION DIVISION INC | 55486-0314 | 3031212 | ST 2 5: Feed-Through Terminal Block, Connection Method: Spring-Cage Connection - Cross section: 0.08mm-4mm AWG:28-12, Width: 5.2mm - Color: Gray - Mounting Type: NS 35/7 5 NS 35/15 - Phoenix Contact | PUR | ST 2 5: Feed-Through Terminal Block, Connection Method: Spring-Cage Connection - Cross section: 0.08mm-4mm AWG:28-12, Width: 5.2mm - Color: Gray - Mounting Type: NS 35/7 5 NS 35/15 - Phoenix Contact | EA | EA |  | TRUE |  | P | FXG | 100
133507 | 5 | 3 | States | Champlin | Andrew Olson | TRUE | 2026-05-21T00:00:00 | 2026-08-10T00:00:00 | 2026-08-10T00:00:00 | 1000 | 0 | 1000 | 0.82 | 1729.38 | 55316-3157 | USA | D01 | 215 | POWER/MATION DIVISION INC | 55486-0314 | 3030417 | D-ST 2 5: End Cover, Length: 48.66mm Width: 2.2mm Height: 29.1mm - Color: Gray - Phoenix Contact | TBK | D-ST 2 5: End Cover, Length: 48.66mm Width: 2.2mm Height: 29.1mm - Color: Gray - Phoenix Contact | EA | EA |  | TRUE |  | P | FXG | 100
133507 | 5 | 1 | States | Champlin | Andrew Olson | TRUE | 2026-05-21T00:00:00 | 2026-09-22T00:00:00 | 2026-09-22T00:00:00 | 1109 | 0 | 1109 | 0.82 | 1729.38 | 55316-3157 | USA | D01 | 215 | POWER/MATION DIVISION INC | 55486-0314 | 3030417 | D-ST 2 5: End Cover, Length: 48.66mm Width: 2.2mm Height: 29.1mm - Color: Gray - Phoenix Contact | TBK | D-ST 2 5: End Cover, Length: 48.66mm Width: 2.2mm Height: 29.1mm - Color: Gray - Phoenix Contact | EA | EA |  | TRUE |  | P | FXG | 100
133507 | 4 | 3 | States | Champlin | Andrew Olson | TRUE | 2026-05-21T00:00:00 | 2026-09-24T00:00:00 | 2026-09-24T00:00:00 | 2240 | 0 | 2240 | 2.04 | 6054.72 | 55316-3157 | USA | D01 | 215 | POWER/MATION DIVISION INC | 55486-0314 | 3030187 | FBS 4-5: Plug-In Bridge, Number Of Positions: 4 - Color: Red - Phoenix Contact | PUR | FBS 4-5: Plug-In Bridge, Number Of Positions: 4 - Color: Red - Phoenix Contact | EA | EA |  | TRUE |  | P | FXG | 100
133507 | 4 | 1 | States | Champlin | Andrew Olson | TRUE | 2026-05-21T00:00:00 | 2026-08-25T00:00:00 | 2026-08-25T00:00:00 | 728 | 0 | 728 | 2.04 | 6054.72 | 55316-3157 | USA | D01 | 215 | POWER/MATION DIVISION INC | 55486-0314 | 3030187 | FBS 4-5: Plug-In Bridge, Number Of Positions: 4 - Color: Red - Phoenix Contact | PUR | FBS 4-5: Plug-In Bridge, Number Of Positions: 4 - Color: Red - Phoenix Contact | EA | EA |  | TRUE |  | P | FXG | 100
133507 | 3 | 4 | States | Champlin | Andrew Olson | TRUE | 2026-05-21T00:00:00 | 2026-10-12T00:00:00 | 2026-10-12T00:00:00 | 1000 | 0 | 1000 | 1.27 | 4306.57 | 55316-3157 | USA | D01 | 215 | POWER/MATION DIVISION INC | 55486-0314 | 3030174 | FBS 3-5: Plug-In Bridge, Number Of Positions: 3 - Color: Red - Phoenix Contact | PUR | FBS 3-5: Plug-In Bridge, Number Of Positions: 3 - Color: Red - Phoenix Contact | EA | EA |  | TRUE |  | P | FXG | 100
133507 | 3 | 3 | States | Champlin | Andrew Olson | TRUE | 2026-05-21T00:00:00 | 2026-09-24T00:00:00 | 2026-09-24T00:00:00 | 1240 | 0 | 1240 | 1.27 | 4306.57 | 55316-3157 | USA | D01 | 215 | POWER/MATION DIVISION INC | 55486-0314 | 3030174 | FBS 3-5: Plug-In Bridge, Number Of Positions: 3 - Color: Red - Phoenix Contact | PUR | FBS 3-5: Plug-In Bridge, Number Of Positions: 3 - Color: Red - Phoenix Contact | EA | EA |  | TRUE |  | P | FXG | 100
133507 | 3 | 1 | States | Champlin | Andrew Olson | TRUE | 2026-05-21T00:00:00 | 2026-08-25T00:00:00 | 2026-08-25T00:00:00 | 1151 | 0 | 1151 | 1.27 | 4306.57 | 55316-3157 | USA | D01 | 215 | POWER/MATION DIVISION INC | 55486-0314 | 3030174 | FBS 3-5: Plug-In Bridge, Number Of Positions: 3 - Color: Red - Phoenix Contact | PUR | FBS 3-5: Plug-In Bridge, Number Of Positions: 3 - Color: Red - Phoenix Contact | EA | EA |  | TRUE |  | P | FXG | 100
133507 | 2 | 1 | States | Champlin | Andrew Olson | TRUE | 2026-05-21T00:00:00 | 2026-09-24T00:00:00 | 2026-09-24T00:00:00 | 44 | 0 | 44 | 26.96 | 1186.24 | 55316-3157 | USA | D01 | 215 | POWER/MATION DIVISION INC | 55486-0314 | 2966786 | Continuous plug-in bridge, length: 500 mm, color: red | PUR | Continuous plug-in bridge, length: 500 mm, color: red | EA | EA |  | TRUE |  | P | FXG | 100
133507 | 1 | 2 | States | Champlin | Andrew Olson | TRUE | 2026-05-21T00:00:00 | 2026-08-25T00:00:00 | 2026-08-25T00:00:00 | 91 | 0 | 91 | 133.54 | 13487.54 | 55316-3157 | USA | D01 | 215 | POWER/MATION DIVISION INC | 55486-0314 | 2907719 | Diode module, DIN rail mtd, 12-24 V DC/2x20 A or 1x40 A | PUR | Diode module, DIN rail mtd, 12-24 V DC/2x20 A or 1x40 A | EA | EA |  | TRUE |  | P | FXG | 100
133742 | 21 | 2 | States | Champlin | Andrew Olson | TRUE | 2026-05-29T00:00:00 | 2026-07-17T00:00:00 | 2026-07-17T00:00:00 | 103 | 87 | 16 | 8.45 | 1267.5 | 55316-3157 | USA | D01 | 215 | POWER/MATION DIVISION INC | 55486-0314 | 3031500 | Protective conductor terminal block, number of connections: 2, number of positions: 1, connection method: Push-X-connection, Rated cross section: 2.5 mm2, cross section: 0.5 mm2 - 4 mm2, mounting type: NS 35/7,5, NS 35/15, color: green-yellow | PUR | Protective conductor terminal block, number of connections: 2, number of positions: 1, connection method: Push-X-connection, Rated cross section: 2.5 mm2, cross section: 0.5 mm2 - 4 mm2, mounting type: NS 35/7,5, NS 35/15, color: green-yellow | EA | EA |  | TRUE |  | P | FXG | 100
133742 | 20 | 1 | States | Champlin | Andrew Olson | TRUE | 2026-05-29T00:00:00 | 2026-10-26T00:00:00 | 2026-10-26T00:00:00 | 40 | 0 | 40 | 9.71 | 388.4 | 55316-3157 | USA | D01 | 215 | POWER/MATION DIVISION INC | 55486-0314 | 3031322 | Protective conductor terminal block, number of connections: 4, connection method: Spring-cage connection, Rated cross section: 2.5 mm2, cross section: 0.08 mm2 - 4 mm2, mounting type: NS 35/7,5, NS 35/15, color: green-yellow | TBK | Protective conductor terminal block, number of connections: 4, connection method: Spring-cage connection, Rated cross section: 2.5 mm2, cross section: 0.08 mm2 - 4 mm2, mounting type: NS 35/7,5, NS 35/15, color: green-yellow | EA | EA |  | TRUE |  | P | FXG | 100
133742 | 19 | 1 | States | Champlin | Andrew Olson | TRUE | 2026-05-29T00:00:00 | 2026-10-26T00:00:00 | 2026-10-26T00:00:00 | 2500 | 0 | 2500 | 2.92 | 7300 | 55316-3157 | USA | D01 | 215 | POWER/MATION DIVISION INC | 55486-0314 | 3031306 | ST 2 5-QUATTRO Feed-through terminal block, Connectionmethod: Spring-cage connection, Crosssection: 0.08 mmÂ² - 4 mmÂ², AWG: 28 - 12,Width: 5.2 mm, Color: gray, Mounting type:NS 35/7,5, NS 35/15 | PUR | ST 2 5-QUATTRO Feed-through terminal block, Connectionmethod: Spring-cage connection, Crosssection: 0.08 mmÂ² - 4 mmÂ², AWG: 28 - 12,Width: 5.2 mm, Color: gray, Mounting type:NS 35/7,5, NS 35/15 | EA | EA |  | TRUE |  | P | FXG | 100
133742 | 18 | 1 | States | Champlin | Andrew Olson | TRUE | 2026-05-29T00:00:00 | 2026-10-26T00:00:00 | 2026-10-26T00:00:00 | 500 | 0 | 500 | 2.54 | 1270 | 55316-3157 | USA | D01 | 215 | POWER/MATION DIVISION INC | 55486-0314 | 3031238 | ST 2 5-PE: Ground Modular Terminal Block, Connection Method: Spring-Cage Connection - Cross section: 0.08mm-4mm AWG:28-12, Width: 5.2mm - Color: Green/Yellow - Mounting Type: NS 35/7 5 NS 35/15 - Phoenix Contact | PUR | ST 2 5-PE: Ground Modular Terminal Block, Connection Method: Spring-Cage Connection - Cross section: 0.08mm-4mm AWG:28-12, Width: 5.2mm - Color: Green/Yellow - Mounting Type: NS 35/7 5 NS 35/15 - Phoenix Contact | EA | EA |  | TRUE |  | P | FXG | 100
133742 | 17 | 1 | States | Champlin | Andrew Olson | TRUE | 2026-05-29T00:00:00 | 2026-09-01T00:00:00 | 2026-09-01T00:00:00 | 11000 | 0 | 11000 | 0.78 | 8580 | 55316-3157 | USA | D01 | 215 | POWER/MATION DIVISION INC | 55486-0314 | 3031212 | ST 2 5: Feed-Through Terminal Block, Connection Method: Spring-Cage Connection - Cross section: 0.08mm-4mm AWG:28-12, Width: 5.2mm - Color: Gray - Mounting Type: NS 35/7 5 NS 35/15 - Phoenix Contact | PUR | ST 2 5: Feed-Through Terminal Block, Connection Method: Spring-Cage Connection - Cross section: 0.08mm-4mm AWG:28-12, Width: 5.2mm - Color: Gray - Mounting Type: NS 35/7 5 NS 35/15 - Phoenix Contact | EA | EA |  | TRUE |  | P | FXG | 100
133742 | 16 | 1 | States | Champlin | Andrew Olson | TRUE | 2026-05-29T00:00:00 | 2026-10-26T00:00:00 | 2026-10-26T00:00:00 | 1000 | 0 | 1000 | 0.82 | 820 | 55316-3157 | USA | D01 | 215 | POWER/MATION DIVISION INC | 55486-0314 | 3030417 | D-ST 2 5: End Cover, Length: 48.66mm Width: 2.2mm Height: 29.1mm - Color: Gray - Phoenix Contact | TBK | D-ST 2 5: End Cover, Length: 48.66mm Width: 2.2mm Height: 29.1mm - Color: Gray - Phoenix Contact | EA | EA |  | TRUE |  | P | FXG | 100
133742 | 14 | 1 | States | Champlin | Andrew Olson | TRUE | 2026-05-29T00:00:00 | 2026-10-26T00:00:00 | 2026-10-26T00:00:00 | 1000 | 0 | 1000 | 1.27 | 1270 | 55316-3157 | USA | D01 | 215 | POWER/MATION DIVISION INC | 55486-0314 | 3030174 | FBS 3-5: Plug-In Bridge, Number Of Positions: 3 - Color: Red - Phoenix Contact | PUR | FBS 3-5: Plug-In Bridge, Number Of Positions: 3 - Color: Red - Phoenix Contact | EA | EA |  | TRUE |  | P | FXG | 100
133742 | 13 | 1 | States | Champlin | Andrew Olson | TRUE | 2026-05-29T00:00:00 | 2026-10-26T00:00:00 | 2026-10-26T00:00:00 | 1000 | 0 | 1000 | 0.65 | 650 | 55316-3157 | USA | D01 | 215 | POWER/MATION DIVISION INC | 55486-0314 | 3030161 | FBS 2-5: Plug-In Bridge, Number Of Positions: 2 - Color: Red - Phoenix Contact | PUR | FBS 2-5: Plug-In Bridge, Number Of Positions: 2 - Color: Red - Phoenix Contact | EA | EA |  | TRUE |  | P | FXG | 100
133742 | 12 | 1 | States | Champlin | Andrew Olson | TRUE | 2026-05-29T00:00:00 | 2026-11-25T00:00:00 | 2026-11-25T00:00:00 | 20 | 0 | 20 | 133.54 | 2670.8 | 55316-3157 | USA | D01 | 215 | POWER/MATION DIVISION INC | 55486-0314 | 2907719 | Diode module, DIN rail mtd, 12-24 V DC/2x20 A or 1x40 A | PUR | Diode module, DIN rail mtd, 12-24 V DC/2x20 A or 1x40 A | EA | EA |  | TRUE |  | P | FXG | 100
133742 | 10 | 1 | States | Champlin | Andrew Olson | TRUE | 2026-05-29T00:00:00 | 2026-10-26T00:00:00 | 2026-10-26T00:00:00 | 10 | 0 | 10 | 385.2 | 3852 | 55316-3157 | USA | D01 | 215 | POWER/MATION DIVISION INC | 55486-0314 | 2904602 | Primary-switched QUINT POWER power supply with free choice of output characteristic curve, SFB (selective fuse breaking) technology, and NFC interface, input: 1-phase, output: 24 V DC/20 A | PUR | Primary-switched QUINT POWER power supply with free choice of output characteristic curve, SFB (selective fuse breaking) technology, and NFC interface, input: 1-phase, output: 24 V DC/20 A | EA | EA |  | TRUE |  | P | FXG | 100
133742 | 9 | 1 | States | Champlin | Andrew Olson | TRUE | 2026-05-29T00:00:00 | 2026-10-26T00:00:00 | 2026-06-05T00:00:00 | 5 | 0 | 5 | 78.22 | 391.1 | 55316-3157 | USA | D01 | 215 | POWER/MATION DIVISION INC | 55486-0314 | 2904290 | INTERFACE MODULE - PUSH-IN CONNECTION TO RJ45 CONNECTION | PUR | INTERFACE MODULE - PUSH-IN CONNECTION TO RJ45 CONNECTION | EA | EA |  | TRUE |  | P | FXG | 100
133742 | 8 | 1 | States | Champlin | Andrew Olson | TRUE | 2026-05-29T00:00:00 | 2026-10-26T00:00:00 | 2026-10-26T00:00:00 | 500 | 0 | 500 | 12.82 | 6410 | 55316-3157 | USA | D01 | 215 | POWER/MATION DIVISION INC | 55486-0314 | 2900299 | PLC-INTERFACE, consisting of PLC-BPT.../21 basic terminal block with Push-in connection and plug-in miniature relay with power contact, for mounting on NS 35/7,5 DIN rail, 1 changeover contact, input voltage 24 V DC | PUR | PLC-INTERFACE, consisting of PLC-BPT.../21 basic terminal block with Push-in connection and plug-in miniature relay with power contact, for mounting on NS 35/7,5 DIN rail, 1 changeover contact, input voltage 24 V DC | EA | EA |  | TRUE |  | P | FXG | 100
133742 | 7 | 1 | States | Champlin | Andrew Olson | TRUE | 2026-05-29T00:00:00 | 2026-10-26T00:00:00 | 2026-10-26T00:00:00 | 100 | 0 | 100 | 178.28 | 17828 | 55316-3157 | USA | D01 | 215 | POWER/MATION DIVISION INC | 55486-0314 | 2891754 | SFP module, multimode fiber, 1 km, 1310 nm, LC, 1 Gbps | PUR | SFP module, multimode fiber, 1 km, 1310 nm, LC, 1 Gbps | EA | EA |  | TRUE |  | P | FXG | 100
133742 | 6 | 1 | States | Champlin | Andrew Olson | TRUE | 2026-05-29T00:00:00 | 2026-10-26T00:00:00 | 2026-10-26T00:00:00 | 5 | 0 | 5 | 6592 | 32960 | 55316-3157 | USA | D01 | 215 | POWER/MATION DIVISION INC | 55486-0314 | 1574601 | Managed switch, sixteen SFP ports (100/1000 Mbps), -40 to +85°C | PUR | Managed switch, sixteen SFP ports (100/1000 Mbps), -40 to +85°C | EA | EA |  | TRUE |  | P | FXG | 100
133742 | 5 | 1 | States | Champlin | Andrew Olson | TRUE | 2026-05-29T00:00:00 | 2026-10-26T00:00:00 | 2026-10-26T00:00:00 | 20 | 0 | 20 | 475.61 | 9512.2 | 55316-3157 | USA | D01 | 215 | POWER/MATION DIVISION INC | 55486-0314 | 1330611 | MC 1000E-MM LC, Fiber optic converter with LC fiber optic connection (1310 nm) for converting 100Base-TX to multimode fiber optics. Auto MDI(X) function, DIN rail mountable with ruggedized EMI protection and wide temperature range. | PUR | MC 1000E-MM LC, Fiber optic converter with LC fiber optic connection (1310 nm) for converting 100Base-TX to multimode fiber optics. Auto MDI(X) function, DIN rail mountable with ruggedized EMI protection and wide temperature range. | EA | EA |  | TRUE |  | P | FXG | 100
133742 | 4 | 1 | States | Champlin | Andrew Olson | TRUE | 2026-05-29T00:00:00 | 2026-10-26T00:00:00 | 2026-10-26T00:00:00 | 10 | 0 | 10 | 465.17 | 4651.7 | 55316-3157 | USA | D01 | 215 | POWER/MATION DIVISION INC | 55486-0314 | 1249598 | Narrow Ethernet switch, wide temperature range, twelve RJ45 ports with 10/100 Mbps on all ports, two SFP ports with 100/1000 Mbps, automatic data transmission speed detection, autocrossing function, and QoS | PUR | Narrow Ethernet switch, wide temperature range, twelve RJ45 ports with 10/100 Mbps on all ports, two SFP ports with 100/1000 Mbps, automatic data transmission speed detection, autocrossing function, and QoS | EA | EA |  | TRUE |  | P | FXG | 100
133742 | 2 | 1 | States | Champlin | Andrew Olson | TRUE | 2026-05-29T00:00:00 | 2026-07-31T00:00:00 | 2026-07-31T00:00:00 | 100 | 0 | 100 | 252.5 | 25250 | 55316-3157 | USA | D01 | 215 | POWER/MATION DIVISION INC | 55486-0314 | 1085255 | Ethernet Switch: 16 port, unmanged | PUR | Ethernet Switch: 16 port, unmanged | EA | EA |  | TRUE |  | P | FXG | 100
133742 | 1 | 1 | States | Champlin | Andrew Olson | TRUE | 2026-05-29T00:00:00 | 2026-10-26T00:00:00 | 2026-10-26T00:00:00 | 2000 | 0 | 2000 | 1.74 | 3480 | 55316-3157 | USA | D01 | 215 | POWER/MATION DIVISION INC | 55486-0314 | 0800886 | E/NS 35 N End Clamp With Screw Down Lock, Width: 9.5mm - Color: Gray - Phoenix Contact | PUR | E/NS 35 N End Clamp With Screw Down Lock, Width: 9.5mm - Color: Gray - Phoenix Contact | EA | EA |  | TRUE |  | P | FXG | 100
133259 | 1 | 1 | States | Champlin | Andrew Olson | TRUE | 2026-05-13T00:00:00 | 2026-09-24T00:00:00 | 2026-09-24T00:00:00 | 23 | 0 | 23 | 252.5 | 24745 | 55316-3157 | USA | D01 | 215 | POWER/MATION DIVISION INC | 55486-0314 | 1085255 | Ethernet Switch: 16 port, unmanged | PUR | Ethernet Switch: 16 port, unmanged | EA | EA |  | TRUE |  | P | FXG | 100
133259 | 1 | 2 | States | Champlin | Andrew Olson | TRUE | 2026-05-13T00:00:00 | 2026-10-21T00:00:00 | 2026-10-21T00:00:00 | 33 | 0 | 33 | 252.5 | 24745 | 55316-3157 | USA | D01 | 215 | POWER/MATION DIVISION INC | 55486-0314 | 1085255 | Ethernet Switch: 16 port, unmanged | PUR | Ethernet Switch: 16 port, unmanged | EA | EA |  | TRUE |  | P | FXG | 100
133259 | 1 | 3 | States | Champlin | Andrew Olson | TRUE | 2026-05-13T00:00:00 | 2026-07-31T00:00:00 | 2026-07-31T00:00:00 | 42 | 0 | 42 | 252.5 | 24745 | 55316-3157 | USA | D01 | 215 | POWER/MATION DIVISION INC | 55486-0314 | 1085255 | Ethernet Switch: 16 port, unmanged | PUR | Ethernet Switch: 16 port, unmanged | EA | EA |  | TRUE |  | P | FXG | 100
133259 | 2 | 1 | States | Champlin | Andrew Olson | TRUE | 2026-05-13T00:00:00 | 2026-08-26T00:00:00 | 2026-08-26T00:00:00 | 5 | 0 | 5 | 465.17 | 5116.87 | 55316-3157 | USA | D01 | 215 | POWER/MATION DIVISION INC | 55486-0314 | 1249598 | Narrow Ethernet switch, wide temperature range, twelve RJ45 ports with 10/100 Mbps on all ports, two SFP ports with 100/1000 Mbps, automatic data transmission speed detection, autocrossing function, and QoS | PUR | Narrow Ethernet switch, wide temperature range, twelve RJ45 ports with 10/100 Mbps on all ports, two SFP ports with 100/1000 Mbps, automatic data transmission speed detection, autocrossing function, and QoS | EA | EA |  | TRUE |  | P | FXG | 100
133259 | 2 | 2 | States | Champlin | Andrew Olson | TRUE | 2026-05-13T00:00:00 | 2026-10-26T00:00:00 | 2026-10-26T00:00:00 | 6 | 0 | 6 | 465.17 | 5116.87 | 55316-3157 | USA | D01 | 215 | POWER/MATION DIVISION INC | 55486-0314 | 1249598 | Narrow Ethernet switch, wide temperature range, twelve RJ45 ports with 10/100 Mbps on all ports, two SFP ports with 100/1000 Mbps, automatic data transmission speed detection, autocrossing function, and QoS | PUR | Narrow Ethernet switch, wide temperature range, twelve RJ45 ports with 10/100 Mbps on all ports, two SFP ports with 100/1000 Mbps, automatic data transmission speed detection, autocrossing function, and QoS | EA | EA |  | TRUE |  | P | FXG | 100
133259 | 3 | 1 | States | Champlin | Andrew Olson | TRUE | 2026-05-13T00:00:00 | 2026-08-26T00:00:00 | 2026-08-26T00:00:00 | 10 | 0 | 10 | 475.61 | 10463.42 | 55316-3157 | USA | D01 | 215 | POWER/MATION DIVISION INC | 55486-0314 | 1330611 | MC 1000E-MM LC, Fiber optic converter with LC fiber optic connection (1310 nm) for converting 100Base-TX to multimode fiber optics. Auto MDI(X) function, DIN rail mountable with ruggedized EMI protection and wide temperature range. | PUR | MC 1000E-MM LC, Fiber optic converter with LC fiber optic connection (1310 nm) for converting 100Base-TX to multimode fiber optics. Auto MDI(X) function, DIN rail mountable with ruggedized EMI protection and wide temperature range. | EA | EA |  | TRUE |  | P | FXG | 100
133259 | 3 | 2 | States | Champlin | Andrew Olson | TRUE | 2026-05-13T00:00:00 | 2026-10-26T00:00:00 | 2026-10-26T00:00:00 | 12 | 0 | 12 | 475.61 | 10463.42 | 55316-3157 | USA | D01 | 215 | POWER/MATION DIVISION INC | 55486-0314 | 1330611 | MC 1000E-MM LC, Fiber optic converter with LC fiber optic connection (1310 nm) for converting 100Base-TX to multimode fiber optics. Auto MDI(X) function, DIN rail mountable with ruggedized EMI protection and wide temperature range. | PUR | MC 1000E-MM LC, Fiber optic converter with LC fiber optic connection (1310 nm) for converting 100Base-TX to multimode fiber optics. Auto MDI(X) function, DIN rail mountable with ruggedized EMI protection and wide temperature range. | EA | EA |  | TRUE |  | P | FXG | 100
133259 | 4 | 1 | States | Champlin | Andrew Olson | TRUE | 2026-05-13T00:00:00 | 2026-08-11T00:00:00 | 2026-07-17T00:00:00 | 1000 | 0 | 1000 | 0.78 | 780 | 55316-3157 | USA | D01 | 215 | POWER/MATION DIVISION INC | 55486-0314 | 1343106 | Feed-through terminal block, nom. voltage: 800 V, nominal current: 24 A, number of connections: 2, number of positions: 1, connection method: Push-X-connection, Rated cross section: 2.5 mm2, cross section: 0.5 mm2 - 4 mm2, mounting type: NS 35/7,5, NS 35/15, color: gray | PUR | Feed-through terminal block, nom. voltage: 800 V, nominal current: 24 A, number of connections: 2, number of positions: 1, connection method: Push-X-connection, Rated cross section: 2.5 mm2, cross section: 0.5 mm2 - 4 mm2, mounting type: NS 35/7,5, NS 35/15, color: gray | EA | EA |  | TRUE |  | P | FXG | 100
133259 | 5 | 1 | States | Champlin | Andrew Olson | TRUE | 2026-05-13T00:00:00 | 2026-09-24T00:00:00 | 2026-09-24T00:00:00 | 200 | 0 | 200 | 2.56 | 512 | 55316-3157 | USA | D01 | 215 | POWER/MATION DIVISION INC | 55486-0314 | 1343116 | Protective conductor terminal block, number of connections: 2, number of positions: 1, connection method: Push-X-connection, Rated cross section: 2.5 mm2, cross section: 0.5 mm2 - 4 mm2, mounting type: NS 35/7,5, NS 35/15, color: green-yellow | PUR | Protective conductor terminal block, number of connections: 2, number of positions: 1, connection method: Push-X-connection, Rated cross section: 2.5 mm2, cross section: 0.5 mm2 - 4 mm2, mounting type: NS 35/7,5, NS 35/15, color: green-yellow | EA | EA |  | TRUE |  | P | FXG | 100
133259 | 6 | 1 | States | Champlin | Andrew Olson | TRUE | 2026-05-13T00:00:00 | 2026-08-26T00:00:00 | 2026-08-26T00:00:00 | 3 | 0 | 3 | 6592 | 39552 | 55316-3157 | USA | D01 | 215 | POWER/MATION DIVISION INC | 55486-0314 | 1574601 | Managed switch, sixteen SFP ports (100/1000 Mbps), -40 to +85°C | PUR | Managed switch, sixteen SFP ports (100/1000 Mbps), -40 to +85°C | EA | EA |  | TRUE |  | P | FXG | 100
133259 | 6 | 2 | States | Champlin | Andrew Olson | TRUE | 2026-05-13T00:00:00 | 2026-10-26T00:00:00 | 2026-10-26T00:00:00 | 3 | 0 | 3 | 6592 | 39552 | 55316-3157 | USA | D01 | 215 | POWER/MATION DIVISION INC | 55486-0314 | 1574601 | Managed switch, sixteen SFP ports (100/1000 Mbps), -40 to +85°C | PUR | Managed switch, sixteen SFP ports (100/1000 Mbps), -40 to +85°C | EA | EA |  | TRUE |  | P | FXG | 100
133259 | 7 | 1 | States | Champlin | Andrew Olson | TRUE | 2026-05-13T00:00:00 | 2026-08-26T00:00:00 | 2026-08-26T00:00:00 | 50 | 0 | 50 | 178.28 | 19610.8 | 55316-3157 | USA | D01 | 215 | POWER/MATION DIVISION INC | 55486-0314 | 2891754 | SFP module, multimode fiber, 1 km, 1310 nm, LC, 1 Gbps | PUR | SFP module, multimode fiber, 1 km, 1310 nm, LC, 1 Gbps | EA | EA |  | TRUE |  | P | FXG | 100
133259 | 7 | 2 | States | Champlin | Andrew Olson | TRUE | 2026-05-13T00:00:00 | 2026-10-26T00:00:00 | 2026-10-26T00:00:00 | 60 | 0 | 60 | 178.28 | 19610.8 | 55316-3157 | USA | D01 | 215 | POWER/MATION DIVISION INC | 55486-0314 | 2891754 | SFP module, multimode fiber, 1 km, 1310 nm, LC, 1 Gbps | PUR | SFP module, multimode fiber, 1 km, 1310 nm, LC, 1 Gbps | EA | EA |  | TRUE |  | P | FXG | 100
133259 | 8 | 1 | States | Champlin | Andrew Olson | TRUE | 2026-05-13T00:00:00 | 2026-08-26T00:00:00 | 2026-08-26T00:00:00 | 168 | 0 | 168 | 12.82 | 5692.08 | 55316-3157 | USA | D01 | 215 | POWER/MATION DIVISION INC | 55486-0314 | 2900299 | PLC-INTERFACE, consisting of PLC-BPT.../21 basic terminal block with Push-in connection and plug-in miniature relay with power contact, for mounting on NS 35/7,5 DIN rail, 1 changeover contact, input voltage 24 V DC | PUR | PLC-INTERFACE, consisting of PLC-BPT.../21 basic terminal block with Push-in connection and plug-in miniature relay with power contact, for mounting on NS 35/7,5 DIN rail, 1 changeover contact, input voltage 24 V DC | EA | EA |  | TRUE |  | P | FXG | 100
133259 | 8 | 2 | States | Champlin | Andrew Olson | TRUE | 2026-05-13T00:00:00 | 2026-10-26T00:00:00 | 2026-10-26T00:00:00 | 276 | 0 | 276 | 12.82 | 5692.08 | 55316-3157 | USA | D01 | 215 | POWER/MATION DIVISION INC | 55486-0314 | 2900299 | PLC-INTERFACE, consisting of PLC-BPT.../21 basic terminal block with Push-in connection and plug-in miniature relay with power contact, for mounting on NS 35/7,5 DIN rail, 1 changeover contact, input voltage 24 V DC | PUR | PLC-INTERFACE, consisting of PLC-BPT.../21 basic terminal block with Push-in connection and plug-in miniature relay with power contact, for mounting on NS 35/7,5 DIN rail, 1 changeover contact, input voltage 24 V DC | EA | EA |  | TRUE |  | P | FXG | 100
133259 | 9 | 1 | States | Champlin | Andrew Olson | TRUE | 2026-05-13T00:00:00 | 2026-08-26T00:00:00 | 2026-08-26T00:00:00 | 5 | 0 | 5 | 385.2 | 4237.2 | 55316-3157 | USA | D01 | 215 | POWER/MATION DIVISION INC | 55486-0314 | 2904602 | Primary-switched QUINT POWER power supply with free choice of output characteristic curve, SFB (selective fuse breaking) technology, and NFC interface, input: 1-phase, output: 24 V DC/20 A | PUR | Primary-switched QUINT POWER power supply with free choice of output characteristic curve, SFB (selective fuse breaking) technology, and NFC interface, input: 1-phase, output: 24 V DC/20 A | EA | EA |  | TRUE |  | P | FXG | 100
133259 | 9 | 2 | States | Champlin | Andrew Olson | TRUE | 2026-05-13T00:00:00 | 2026-10-26T00:00:00 | 2026-10-26T00:00:00 | 6 | 0 | 6 | 385.2 | 4237.2 | 55316-3157 | USA | D01 | 215 | POWER/MATION DIVISION INC | 55486-0314 | 2904602 | Primary-switched QUINT POWER power supply with free choice of output characteristic curve, SFB (selective fuse breaking) technology, and NFC interface, input: 1-phase, output: 24 V DC/20 A | PUR | Primary-switched QUINT POWER power supply with free choice of output characteristic curve, SFB (selective fuse breaking) technology, and NFC interface, input: 1-phase, output: 24 V DC/20 A | EA | EA |  | TRUE |  | P | FXG | 100
133259 | 10 | 1 | States | Champlin | Andrew Olson | TRUE | 2026-05-13T00:00:00 | 2026-08-26T00:00:00 | 2026-08-26T00:00:00 | 6 | 0 | 6 | 630.6 | 7567.2 | 55316-3157 | USA | D01 | 215 | POWER/MATION DIVISION INC | 55486-0314 | 2904603 | Primary-switched QUINT POWER power supply with free choice of output characteristic curve, SFB (selective fuse breaking) technology, and NFC interface, input: 1-phase, output: 24 V DC/40 A | PUR | Primary-switched QUINT POWER power supply with free choice of output characteristic curve, SFB (selective fuse breaking) technology, and NFC interface, input: 1-phase, output: 24 V DC/40 A | EA | EA |  | TRUE |  | P | FXG | 100
133259 | 10 | 2 | States | Champlin | Andrew Olson | TRUE | 2026-05-13T00:00:00 | 2026-10-26T00:00:00 | 2026-10-26T00:00:00 | 6 | 0 | 6 | 630.6 | 7567.2 | 55316-3157 | USA | D01 | 215 | POWER/MATION DIVISION INC | 55486-0314 | 2904603 | Primary-switched QUINT POWER power supply with free choice of output characteristic curve, SFB (selective fuse breaking) technology, and NFC interface, input: 1-phase, output: 24 V DC/40 A | PUR | Primary-switched QUINT POWER power supply with free choice of output characteristic curve, SFB (selective fuse breaking) technology, and NFC interface, input: 1-phase, output: 24 V DC/40 A | EA | EA |  | TRUE |  | P | FXG | 100
133259 | 11 | 1 | States | Champlin | Andrew Olson | TRUE | 2026-05-13T00:00:00 | 2026-08-26T00:00:00 | 2026-08-26T00:00:00 | 10 | 0 | 10 | 133.54 | 1335.4 | 55316-3157 | USA | D01 | 215 | POWER/MATION DIVISION INC | 55486-0314 | 2907719 | Diode module, DIN rail mtd, 12-24 V DC/2x20 A or 1x40 A | PUR | Diode module, DIN rail mtd, 12-24 V DC/2x20 A or 1x40 A | EA | EA |  | TRUE |  | P | FXG | 100
133259 | 12 | 1 | States | Champlin | Andrew Olson | TRUE | 2026-05-13T00:00:00 | 2026-09-04T00:00:00 | 2026-09-04T00:00:00 | 500 | 0 | 500 | 1.27 | 1270 | 55316-3157 | USA | D01 | 215 | POWER/MATION DIVISION INC | 55486-0314 | 3030174 | FBS 3-5: Plug-In Bridge, Number Of Positions: 3 - Color: Red - Phoenix Contact | PUR | FBS 3-5: Plug-In Bridge, Number Of Positions: 3 - Color: Red - Phoenix Contact | EA | EA |  | TRUE |  | P | FXG | 100
133259 | 12 | 2 | States | Champlin | Andrew Olson | TRUE | 2026-05-13T00:00:00 | 2026-10-26T00:00:00 | 2026-10-26T00:00:00 | 500 | 0 | 500 | 1.27 | 1270 | 55316-3157 | USA | D01 | 215 | POWER/MATION DIVISION INC | 55486-0314 | 3030174 | FBS 3-5: Plug-In Bridge, Number Of Positions: 3 - Color: Red - Phoenix Contact | PUR | FBS 3-5: Plug-In Bridge, Number Of Positions: 3 - Color: Red - Phoenix Contact | EA | EA |  | TRUE |  | P | FXG | 100
133259 | 13 | 1 | States | Champlin | Andrew Olson | TRUE | 2026-05-13T00:00:00 | 2026-07-31T00:00:00 | 2026-07-31T00:00:00 | 220 | 0 | 220 | 2.04 | 2590.8 | 55316-3157 | USA | D01 | 215 | POWER/MATION DIVISION INC | 55486-0314 | 3030187 | FBS 4-5: Plug-In Bridge, Number Of Positions: 4 - Color: Red - Phoenix Contact | PUR | FBS 4-5: Plug-In Bridge, Number Of Positions: 4 - Color: Red - Phoenix Contact | EA | EA |  | TRUE |  | P | FXG | 100
133259 | 13 | 2 | States | Champlin | Andrew Olson | TRUE | 2026-05-13T00:00:00 | 2026-07-31T00:00:00 | 2026-07-31T00:00:00 | 200 | 0 | 200 | 2.04 | 2590.8 | 55316-3157 | USA | D01 | 215 | POWER/MATION DIVISION INC | 55486-0314 | 3030187 | FBS 4-5: Plug-In Bridge, Number Of Positions: 4 - Color: Red - Phoenix Contact | PUR | FBS 4-5: Plug-In Bridge, Number Of Positions: 4 - Color: Red - Phoenix Contact | EA | EA |  | TRUE |  | P | FXG | 100
133259 | 13 | 3 | States | Champlin | Andrew Olson | TRUE | 2026-05-13T00:00:00 | 2026-07-31T00:00:00 | 2026-07-31T00:00:00 | 200 | 0 | 200 | 2.04 | 2590.8 | 55316-3157 | USA | D01 | 215 | POWER/MATION DIVISION INC | 55486-0314 | 3030187 | FBS 4-5: Plug-In Bridge, Number Of Positions: 4 - Color: Red - Phoenix Contact | PUR | FBS 4-5: Plug-In Bridge, Number Of Positions: 4 - Color: Red - Phoenix Contact | EA | EA |  | TRUE |  | P | FXG | 100
133259 | 13 | 4 | States | Champlin | Andrew Olson | TRUE | 2026-05-13T00:00:00 | 2026-09-02T00:00:00 | 2026-09-01T00:00:00 | 440 | 0 | 440 | 2.04 | 2590.8 | 55316-3157 | USA | D01 | 215 | POWER/MATION DIVISION INC | 55486-0314 | 3030187 | FBS 4-5: Plug-In Bridge, Number Of Positions: 4 - Color: Red - Phoenix Contact | PUR | FBS 4-5: Plug-In Bridge, Number Of Positions: 4 - Color: Red - Phoenix Contact | EA | EA |  | TRUE |  | P | FXG | 100
133259 | 13 | 5 | States | Champlin | Andrew Olson | TRUE | 2026-05-13T00:00:00 | 2026-09-02T00:00:00 | 2026-09-01T00:00:00 | 210 | 0 | 210 | 2.04 | 2590.8 | 55316-3157 | USA | D01 | 215 | POWER/MATION DIVISION INC | 55486-0314 | 3030187 | FBS 4-5: Plug-In Bridge, Number Of Positions: 4 - Color: Red - Phoenix Contact | PUR | FBS 4-5: Plug-In Bridge, Number Of Positions: 4 - Color: Red - Phoenix Contact | EA | EA |  | TRUE |  | P | FXG | 100
132321 | 12 | 1 | States | Dayton | Andrew Olson | TRUE | 2026-04-08T00:00:00 | 2026-12-22T00:00:00 | 2026-12-22T00:00:00 | 1 | 0 | 1 | 101.14 | 101.14 | 55369-6417 | USA | D01 | 215 | POWER/MATION DIVISION INC | 55486-0314 | WLB32ZC285PBQMC | LED Light Bar: 90-264VAC, 285mm, AC connector with flying leads | PUR | LED Light Bar: 90-264VAC, 285mm, AC connector with flying leads | EA | EA |  | TRUE |  | P | FXG | DAYTON
132321 | 11 | 1 | States | Dayton | Andrew Olson | TRUE | 2026-04-08T00:00:00 | 2026-12-22T00:00:00 | 2026-12-22T00:00:00 | 1 | 0 | 1 | 3807 | 3807 | 55369-6417 | USA | D01 | 215 | POWER/MATION DIVISION INC | 55486-0314 | IC755CSS15CDA | QuickPanel plus View Control, 15" Color TFT with Multi-touch Projected Capacitive Screen, 2 Ethernet Ports, GE Monogram Bezel, 24VDC Powered | PUR | QuickPanel plus View Control, 15" Color TFT with Multi-touch Projected Capacitive Screen, 2 Ethernet Ports, GE Monogram Bezel, 24VDC Powered | EA | EA |  | TRUE |  | P | FXG | DAYTON
132321 | 10 | 1 | States | Dayton | Andrew Olson | TRUE | 2026-04-08T00:00:00 | 2026-10-26T00:00:00 | 2026-12-22T00:00:00 | 2 | 0 | 2 | 5268.8 | 10537.6 | 55369-6417 | USA | D01 | 215 | POWER/MATION DIVISION INC | 55486-0314 | IC695CPE400 | "EMERSON INTELLIGENT PLATFORMS PACSystems RX3i Rackless CPU with mounting plates" | PUR | "EMERSON INTELLIGENT PLATFORMS PACSystems RX3i Rackless CPU with mounting plates" | EA | EA |  | TRUE |  | P | FXG | DAYTON
132321 | 8 | 1 | States | Dayton | Andrew Olson | TRUE | 2026-04-08T00:00:00 | 2026-12-22T00:00:00 | 2026-12-22T00:00:00 | 11 | 0 | 11 | 655.04 | 7205.44 | 55369-6417 | USA | D01 | 215 | POWER/MATION DIVISION INC | 55486-0314 | EPXPNS101 | PROFINET SYSTEM REDUNDANCY NETWORK | PUR | PROFINET SYSTEM REDUNDANCY NETWORK | EA | EA |  | TRUE |  | P | FXG | Dayton
132321 | 7 | 1 | States | Dayton | Andrew Olson | TRUE | 2026-04-08T00:00:00 | 2026-10-26T00:00:00 | 2026-12-22T00:00:00 | 4 | 0 | 4 | 344.43 | 1377.72 | 55369-6417 | USA | D01 | 215 | POWER/MATION DIVISION INC | 55486-0314 | EP-3264 | RSTi-EP I/O - Analog Input, 4 Channels Voltage/Current 16 Bits with Diagnostics 2, 3, or 4 Wire | PUR | RSTi-EP I/O - Analog Input, 4 Channels Voltage/Current 16 Bits with Diagnostics 2, 3, or 4 Wire | EA | EA |  | TRUE |  | P | FXG | DAYTON
132321 | 6 | 1 | States | Dayton | Andrew Olson | TRUE | 2026-04-08T00:00:00 | 2026-12-22T00:00:00 | 2026-12-22T00:00:00 | 22 | 0 | 22 | 187.79 | 4131.38 | 55369-6417 | USA | D01 | 215 | POWER/MATION DIVISION INC | 55486-0314 | EP-225F | RSTi-EP I/O - Digital Output, 16 Points, Positive Logic, 24VDC, 0.5A, 1 Wire | PUR | RSTi-EP I/O - Digital Output, 16 Points, Positive Logic, 24VDC, 0.5A, 1 Wire | EA | EA |  | TRUE |  | P | FXG | Dayton
132321 | 5 | 1 | States | Dayton | Andrew Olson | TRUE | 2026-04-08T00:00:00 | 2026-12-22T00:00:00 | 2026-12-22T00:00:00 | 22 | 0 | 22 | 164.65 | 3622.3 | 55369-6417 | USA | D01 | 215 | POWER/MATION DIVISION INC | 55486-0314 | EP-125F | RSTi-EP I/O - Digital Input, 16 Points, Positive Logic, 24VDC, 1 Wire | PUR | RSTi-EP I/O - Digital Input, 16 Points, Positive Logic, 24VDC, 1 Wire | EA | EA |  | TRUE |  | P | FXG | Dayton
132321 | 4 | 1 | States | Dayton | Andrew Olson | TRUE | 2026-04-08T00:00:00 | 2026-12-22T00:00:00 | 2026-12-22T00:00:00 | 1 | 0 | 1 | 259.26 | 259.26 | 55369-6417 | USA | D01 | 215 | POWER/MATION DIVISION INC | 55486-0314 | DDR-480D-24 | DC-DC Converter, 480W, 33.6-67.2V Input, 24V Output, 20A Din Rail Mount | PUR | DC-DC Converter, DIN Rail, 480W, 24V,20A,67.2-154V In, DDR-480 Series | EA | EA |  | TRUE |  | P | FXG | DAYTON
132321 | 3 | 1 | States | Dayton | Andrew Olson | TRUE | 2026-04-08T00:00:00 | 2026-12-22T00:00:00 | 2026-12-22T00:00:00 | 1 | 0 | 1 | 85.5 | 85.5 | 55369-6417 | USA | D01 | 215 | POWER/MATION DIVISION INC | 55486-0314 | 4127.01 | Door switch | PUR | Door switch | EA | EA |  | TRUE |  | P | FXG | DAYTON
132321 | 1 | 1 | States | Dayton | Andrew Olson | TRUE | 2026-04-08T00:00:00 | 2026-12-31T00:00:00 | 2026-12-31T00:00:00 | 2 | 0 | 2 | 245.14 | 490.28 | 55369-6417 | USA | D01 | 215 | POWER/MATION DIVISION INC | 55486-0314 | 1085255 | Ethernet Switch: 16 port, unmanged | PUR | Ethernet Switch: 16 port, unmanged | EA | EA |  | TRUE |  | P | FXG | Dayton
133488 | 3 | 4 | States | Dayton | Andrew Olson | TRUE | 2026-05-21T00:00:00 | 2026-12-01T00:00:00 | 2026-12-01T00:00:00 | 4 | 0 | 4 | 9.71 | 388.4 | 55369-6417 | USA | D01 | 215 | POWER/MATION DIVISION INC | 55486-0314 | 3031322 | Protective conductor terminal block, number of connections: 4, connection method: Spring-cage connection, Rated cross section: 2.5 mm2, cross section: 0.08 mm2 - 4 mm2, mounting type: NS 35/7,5, NS 35/15, color: green-yellow | TBK | Protective conductor terminal block, number of connections: 4, connection method: Spring-cage connection, Rated cross section: 2.5 mm2, cross section: 0.08 mm2 - 4 mm2, mounting type: NS 35/7,5, NS 35/15, color: green-yellow | EA | EA |  | TRUE |  | P | FXG | Dayton
133488 | 3 | 3 | States | Dayton | Andrew Olson | TRUE | 2026-05-21T00:00:00 | 2026-11-01T00:00:00 | 2026-11-01T00:00:00 | 12 | 0 | 12 | 9.71 | 388.4 | 55369-6417 | USA | D01 | 215 | POWER/MATION DIVISION INC | 55486-0314 | 3031322 | Protective conductor terminal block, number of connections: 4, connection method: Spring-cage connection, Rated cross section: 2.5 mm2, cross section: 0.08 mm2 - 4 mm2, mounting type: NS 35/7,5, NS 35/15, color: green-yellow | TBK | Protective conductor terminal block, number of connections: 4, connection method: Spring-cage connection, Rated cross section: 2.5 mm2, cross section: 0.08 mm2 - 4 mm2, mounting type: NS 35/7,5, NS 35/15, color: green-yellow | EA | EA |  | TRUE |  | P | FXG | Dayton
133488 | 3 | 2 | States | Dayton | Andrew Olson | TRUE | 2026-05-21T00:00:00 | 2026-10-01T00:00:00 | 2026-10-01T00:00:00 | 20 | 0 | 20 | 9.71 | 388.4 | 55369-6417 | USA | D01 | 215 | POWER/MATION DIVISION INC | 55486-0314 | 3031322 | Protective conductor terminal block, number of connections: 4, connection method: Spring-cage connection, Rated cross section: 2.5 mm2, cross section: 0.08 mm2 - 4 mm2, mounting type: NS 35/7,5, NS 35/15, color: green-yellow | TBK | Protective conductor terminal block, number of connections: 4, connection method: Spring-cage connection, Rated cross section: 2.5 mm2, cross section: 0.08 mm2 - 4 mm2, mounting type: NS 35/7,5, NS 35/15, color: green-yellow | EA | EA |  | TRUE |  | P | FXG | Dayton
133488 | 2 | 3 | States | Dayton | Andrew Olson | TRUE | 2026-05-21T00:00:00 | 2026-12-01T00:00:00 | 2026-12-01T00:00:00 | 220 | 0 | 220 | 2.92 | 4596.08 | 55369-6417 | USA | D01 | 215 | POWER/MATION DIVISION INC | 55486-0314 | 3031306 | ST 2 5-QUATTRO Feed-through terminal block, Connectionmethod: Spring-cage connection, Crosssection: 0.08 mmÂ² - 4 mmÂ², AWG: 28 - 12,Width: 5.2 mm, Color: gray, Mounting type:NS 35/7,5, NS 35/15 | PUR | ST 2 5-QUATTRO Feed-through terminal block, Connectionmethod: Spring-cage connection, Crosssection: 0.08 mmÂ² - 4 mmÂ², AWG: 28 - 12,Width: 5.2 mm, Color: gray, Mounting type:NS 35/7,5, NS 35/15 | EA | EA |  | TRUE |  | P | FXG | Dayton
133488 | 2 | 2 | States | Dayton | Andrew Olson | TRUE | 2026-05-21T00:00:00 | 2026-11-01T00:00:00 | 2026-11-01T00:00:00 | 660 | 0 | 660 | 2.92 | 4596.08 | 55369-6417 | USA | D01 | 215 | POWER/MATION DIVISION INC | 55486-0314 | 3031306 | ST 2 5-QUATTRO Feed-through terminal block, Connectionmethod: Spring-cage connection, Crosssection: 0.08 mmÂ² - 4 mmÂ², AWG: 28 - 12,Width: 5.2 mm, Color: gray, Mounting type:NS 35/7,5, NS 35/15 | PUR | ST 2 5-QUATTRO Feed-through terminal block, Connectionmethod: Spring-cage connection, Crosssection: 0.08 mmÂ² - 4 mmÂ², AWG: 28 - 12,Width: 5.2 mm, Color: gray, Mounting type:NS 35/7,5, NS 35/15 | EA | EA |  | TRUE |  | P | FXG | Dayton
133488 | 2 | 1 | States | Dayton | Andrew Olson | TRUE | 2026-05-21T00:00:00 | 2026-10-01T00:00:00 | 2026-10-01T00:00:00 | 694 | 0 | 694 | 2.92 | 4596.08 | 55369-6417 | USA | D01 | 215 | POWER/MATION DIVISION INC | 55486-0314 | 3031306 | ST 2 5-QUATTRO Feed-through terminal block, Connectionmethod: Spring-cage connection, Crosssection: 0.08 mmÂ² - 4 mmÂ², AWG: 28 - 12,Width: 5.2 mm, Color: gray, Mounting type:NS 35/7,5, NS 35/15 | PUR | ST 2 5-QUATTRO Feed-through terminal block, Connectionmethod: Spring-cage connection, Crosssection: 0.08 mmÂ² - 4 mmÂ², AWG: 28 - 12,Width: 5.2 mm, Color: gray, Mounting type:NS 35/7,5, NS 35/15 | EA | EA |  | TRUE |  | P | FXG | Dayton
133488 | 1 | 4 | States | Dayton | Andrew Olson | TRUE | 2026-05-21T00:00:00 | 2026-12-01T00:00:00 | 2026-12-01T00:00:00 | 30 | 0 | 30 | 0.97 | 291 | 55369-6417 | USA | D01 | 215 | POWER/MATION DIVISION INC | 55486-0314 | 3030514 | D-ST 2 5-QUATTRO End cover, Length: 72 mm, Width: 2.2 mm,Height: 36.5 mm, Color: gray | TBK | D-ST 2 5-QUATTRO End cover, Length: 72 mm, Width: 2.2 mm,Height: 36.5 mm, Color: gray | EA | EA |  | TRUE |  | P | FXG | Dayton
133488 | 1 | 3 | States | Dayton | Andrew Olson | TRUE | 2026-05-21T00:00:00 | 2026-11-01T00:00:00 | 2026-11-01T00:00:00 | 90 | 0 | 90 | 0.97 | 291 | 55369-6417 | USA | D01 | 215 | POWER/MATION DIVISION INC | 55486-0314 | 3030514 | D-ST 2 5-QUATTRO End cover, Length: 72 mm, Width: 2.2 mm,Height: 36.5 mm, Color: gray | TBK | D-ST 2 5-QUATTRO End cover, Length: 72 mm, Width: 2.2 mm,Height: 36.5 mm, Color: gray | EA | EA |  | TRUE |  | P | FXG | Dayton
133488 | 1 | 2 | States | Dayton | Andrew Olson | TRUE | 2026-05-21T00:00:00 | 2026-10-01T00:00:00 | 2026-10-01T00:00:00 | 150 | 0 | 150 | 0.97 | 291 | 55369-6417 | USA | D01 | 215 | POWER/MATION DIVISION INC | 55486-0314 | 3030514 | D-ST 2 5-QUATTRO End cover, Length: 72 mm, Width: 2.2 mm,Height: 36.5 mm, Color: gray | TBK | D-ST 2 5-QUATTRO End cover, Length: 72 mm, Width: 2.2 mm,Height: 36.5 mm, Color: gray | EA | EA |  | TRUE |  | P | FXG | Dayton
132608 | 2 | 1 | States | Champlin | Andrew Olson | TRUE | 2026-04-20T00:00:00 | 2026-07-27T00:00:00 | 2026-07-27T00:00:00 | 500 | 0 | 500 | 1.27 | 635 | 55316-3157 | USA | D01 | 215 | POWER/MATION DIVISION INC | 55486-0314 | 3030174 | FBS 3-5: Plug-In Bridge, Number Of Positions: 3 - Color: Red - Phoenix Contact | PUR | FBS 3-5: Plug-In Bridge, Number Of Positions: 3 - Color: Red - Phoenix Contact | EA | EA |  | TRUE |  | P | FXG | 100
132608 | 1 | 3 | States | Champlin | Andrew Olson | TRUE | 2026-04-20T00:00:00 | 2026-10-20T00:00:00 | 2026-10-20T00:00:00 | 500 | 0 | 500 | 1.68 | 3279.36 | 55316-3157 | USA | D01 | 215 | POWER/MATION DIVISION INC | 55486-0314 | 0800886 | E/NS 35 N End Clamp With Screw Down Lock, Width: 9.5mm - Color: Gray - Phoenix Contact | PUR | E/NS 35 N End Clamp With Screw Down Lock, Width: 9.5mm - Color: Gray - Phoenix Contact | EA | EA |  | TRUE |  | P | FXG | 100
132608 | 1 | 2 | States | Champlin | Andrew Olson | TRUE | 2026-04-20T00:00:00 | 2026-08-31T00:00:00 | 2026-08-31T00:00:00 | 900 | 0 | 900 | 1.68 | 3279.36 | 55316-3157 | USA | D01 | 215 | POWER/MATION DIVISION INC | 55486-0314 | 0800886 | E/NS 35 N End Clamp With Screw Down Lock, Width: 9.5mm - Color: Gray - Phoenix Contact | PUR | E/NS 35 N End Clamp With Screw Down Lock, Width: 9.5mm - Color: Gray - Phoenix Contact | EA | EA |  | TRUE |  | P | FXG | 100
132608 | 1 | 1 | States | Champlin | Andrew Olson | TRUE | 2026-04-20T00:00:00 | 2026-07-27T00:00:00 | 2026-07-27T00:00:00 | 552 | 0 | 552 | 1.68 | 3279.36 | 55316-3157 | USA | D01 | 215 | POWER/MATION DIVISION INC | 55486-0314 | 0800886 | E/NS 35 N End Clamp With Screw Down Lock, Width: 9.5mm - Color: Gray - Phoenix Contact | PUR | E/NS 35 N End Clamp With Screw Down Lock, Width: 9.5mm - Color: Gray - Phoenix Contact | EA | EA |  | TRUE |  | P | FXG | 100
133743 | 18 | 1 | States | Champlin | Andrew Olson | TRUE | 2026-05-29T00:00:00 | 2026-11-25T00:00:00 | 2026-11-25T00:00:00 | 3 | 0 | 3 | 101.14 | 303.42 | 55316-3157 | USA | D01 | 215 | POWER/MATION DIVISION INC | 55486-0314 | WLB32ZC285PBQMC | LED Light Bar: 90-264VAC, 285mm, AC connector with flying leads | PUR | LED Light Bar: 90-264VAC, 285mm, AC connector with flying leads | EA | EA |  | TRUE |  | P | FXG | 100
133743 | 14 | 1 | States | Champlin | Andrew Olson | TRUE | 2026-05-29T00:00:00 | 2026-11-25T00:00:00 | 2026-11-25T00:00:00 | 24 | 0 | 24 | 123.71 | 2969.04 | 55316-3157 | USA | D01 | 215 | POWER/MATION DIVISION INC | 55486-0314 | IC695SPF002 | RX3i 100Base-FX (fiber 2 km) SFP (Multi-mode fiber - MMF) | PUR | RX3i 100Base-FX (fiber 2 km) SFP (Multi-mode fiber - MMF) | EA | EA |  | TRUE |  | P | FXG | 100
133743 | 13 | 1 | States | Champlin | Andrew Olson | TRUE | 2026-05-29T00:00:00 | 2026-11-25T00:00:00 | 2026-11-25T00:00:00 | 8 | 0 | 8 | 2916.4 | 23331.2 | 55316-3157 | USA | D01 | 215 | POWER/MATION DIVISION INC | 55486-0314 | IC695RMX128_ | RX3i Redundant Memory Xchange Module forHigh Availability. 2Megbytes of user sharedmemory. Dual Genius LAN is supportedusing application code that is located on thege-ip.com/support website | PUR | RX3i Redundant Memory Xchange Module forHigh Availability. 2Megbytes of user sharedmemory. Dual Genius LAN is supportedusing application code that is located on thege-ip.com/support website | EA | EA |  | TRUE |  | P | FXG | 100
133743 | 12 | 1 | States | Champlin | Andrew Olson | TRUE | 2026-05-29T00:00:00 | 2026-11-25T00:00:00 | 2026-11-25T00:00:00 | 12 | 0 | 12 | 396 | 4752 | 55316-3157 | USA | D01 | 215 | POWER/MATION DIVISION INC | 55486-0314 | IC695PSD140_ | Multipurpose Power Supply is suitable for usein load-sharing and redund ancy application. Itmust be installed in a PACsystems RX3i(IC695catalog number) Universal Backplane | PUR | Multipurpose Power Supply is suitable for usein load-sharing and redund ancy application. Itmust be installed in a PACsystems RX3i(IC695catalog number) Universal Backplane | EA | EA |  | TRUE |  | P | FXG | 100
133743 | 11 | 1 | States | Champlin | Andrew Olson | TRUE | 2026-05-29T00:00:00 | 2026-11-25T00:00:00 | 2026-11-25T00:00:00 | 6 | 0 | 6 | 1490.5 | 8943 | 55316-3157 | USA | D01 | 215 | POWER/MATION DIVISION INC | 55486-0314 | IC695PNC001 | RX3i - Profinet Controller - Emerson Automation Solutions | OSV | RX3i - Profinet Controller - Emerson Automation Solutions | EA | EA |  | TRUE |  | P | FXG | 100
133743 | 10 | 1 | States | Champlin | Andrew Olson | TRUE | 2026-05-29T00:00:00 | 2026-11-25T00:00:00 | 2026-11-25T00:00:00 | 6 | 0 | 6 | 1402.54 | 8415.24 | 55316-3157 | USA | D01 | 215 | POWER/MATION DIVISION INC | 55486-0314 | IC695ETM001 | RX3i - Ethernet Module, (2)RJ-45 ports, (1)IP address | PUR | RX3i - Ethernet Module, (2)RJ-45 ports, (1)IP address | EA | EA |  | TRUE |  | P | FXG | 100
133743 | 9 | 1 | States | Champlin | Andrew Olson | TRUE | 2026-05-29T00:00:00 | 2026-11-25T00:00:00 | 2026-11-25T00:00:00 | 6 | 0 | 6 | 5415.77 | 32494.62 | 55316-3157 | USA | D01 | 215 | POWER/MATION DIVISION INC | 55486-0314 | IC695CPE330 | RX3i - 1.1GHz Celeron-M Redundancy CPU, 64MB, with 2 Ethernet Ports | PUR | RX3i - 1.1GHz Celeron-M Redundancy CPU, 64MB, with 2 Ethernet Ports | EA | EA |  | TRUE |  | P | FXG | 100
133743 | 8 | 1 | States | Champlin | Andrew Olson | TRUE | 2026-05-29T00:00:00 | 2026-10-26T00:00:00 | 2026-10-26T00:00:00 | 6 | 0 | 6 | 720 | 4320 | 55316-3157 | USA | D01 | 215 | POWER/MATION DIVISION INC | 55486-0314 | IC695CHS012 | UNIVERSAL BACK PLANE, 12 SLOT | OSV | UNIVERSAL BACK PLANE, 12 SLOT | EA | EA |  | TRUE |  | P | FXG | 100
133743 | 7 | 1 | States | Champlin | Andrew Olson | TRUE | 2026-05-29T00:00:00 | 2026-10-26T00:00:00 | 2026-10-26T00:00:00 | 18 | 0 | 18 | 58.74 | 1057.32 | 55316-3157 | USA | D01 | 215 | POWER/MATION DIVISION INC | 55486-0314 | IC694ACC310 | RX3i - Empty Slot Filler | OSV | RX3i - Empty Slot Filler | EA | EA |  | TRUE |  | P | FXG | 100
133743 | 6 | 1 | States | Champlin | Andrew Olson | TRUE | 2026-05-29T00:00:00 | 2026-10-26T00:00:00 | 2026-10-26T00:00:00 | 10 | 0 | 10 | 655.04 | 6550.4 | 55316-3157 | USA | D01 | 215 | POWER/MATION DIVISION INC | 55486-0314 | EPXPNS101 | PROFINET SYSTEM REDUNDANCY NETWORK | PUR | PROFINET SYSTEM REDUNDANCY NETWORK | EA | EA |  | TRUE |  | P | FXG | 100
133743 | 5 | 1 | States | Champlin | Andrew Olson | TRUE | 2026-05-29T00:00:00 | 2026-10-26T00:00:00 | 2026-10-26T00:00:00 | 18 | 0 | 18 | 581.17 | 10461.06 | 55316-3157 | USA | D01 | 215 | POWER/MATION DIVISION INC | 55486-0314 | EPXMBE001 | RSTi-EP Slice I/O Modbus TCP Network Adapter | PUR | RSTi-EP Slice I/O Modbus TCP Network Adapter | EA | EA |  | TRUE |  | P | FXG | 100
133743 | 4 | 1 | States | Champlin | Andrew Olson | TRUE | 2026-05-29T00:00:00 | 2026-10-26T00:00:00 | 2026-10-26T00:00:00 | 40 | 0 | 40 | 75 | 3000 | 55316-3157 | USA | D01 | 215 | POWER/MATION DIVISION INC | 55486-0314 | EP-7641 | 1 Channel 24VDC Output Flow 10A | PUR | 1 Channel 24VDC Output Flow 10A | EA | EA |  | TRUE |  | P | FXG | 100
133743 | 3 | 1 | States | Champlin | Andrew Olson | TRUE | 2026-05-29T00:00:00 | 2026-10-26T00:00:00 | 2026-10-26T00:00:00 | 57 | 0 | 57 | 187.79 | 10704.03 | 55316-3157 | USA | D01 | 215 | POWER/MATION DIVISION INC | 55486-0314 | EP-225F | RSTi-EP I/O - Digital Output, 16 Points, Positive Logic, 24VDC, 0.5A, 1 Wire | PUR | RSTi-EP I/O - Digital Output, 16 Points, Positive Logic, 24VDC, 0.5A, 1 Wire | EA | EA |  | TRUE |  | P | FXG | 100
133743 | 2 | 1 | States | Champlin | Andrew Olson | TRUE | 2026-05-29T00:00:00 | 2026-10-26T00:00:00 | 2026-10-26T00:00:00 | 87 | 0 | 87 | 164.65 | 14324.55 | 55316-3157 | USA | D01 | 215 | POWER/MATION DIVISION INC | 55486-0314 | EP-125F | RSTi-EP I/O - Digital Input, 16 Points, Positive Logic, 24VDC, 1 Wire | PUR | RSTi-EP I/O - Digital Input, 16 Points, Positive Logic, 24VDC, 1 Wire | EA | EA |  | TRUE |  | P | FXG | 100
133743 | 1 | 1 | States | Champlin | Andrew Olson | TRUE | 2026-05-29T00:00:00 | 2026-10-26T00:00:00 | 2026-10-26T00:00:00 | 10 | 0 | 10 | 85.5 | 855 | 55316-3157 | USA | D01 | 215 | POWER/MATION DIVISION INC | 55486-0314 | 4127.01 | Door switch | PUR | Door switch | EA | EA |  | TRUE |  | P | FXG | 100
132883 | 3 | 1 | States | Dayton | Andrew Olson | TRUE | 2026-04-30T00:00:00 | 2026-08-13T00:00:00 | 2026-06-08T00:00:00 | 2 | 0 | 2 | 8611.11 | 17222.22 | 55369-6417 | USA | D01 | 215 | POWER/MATION DIVISION INC | 55486-0314 | CSC-IE-9320-24T4X-E | 24 ports 10/100/1000M RJ45, 4 ports1/10G, Network Essentials | PUR | 24 ports 10/100/1000M RJ45, 4 ports1/10G, Network Essentials | EA | EA |  | TRUE |  | P | FXG | DAYTON
134365 | 1 | 2 | States | Champlin | Andrew Olson | TRUE | 2026-06-25T00:00:00 | 2026-09-24T00:00:00 | 2026-09-24T00:00:00 | 76 | 0 | 76 | 1077.78 | 163822.56 | 55316-3157 | USA | D01 | 215 | POWER/MATION DIVISION INC | 55486-0314 | CSM-2-00 | 192 CHANNEL ADVANCED POWER QUALITY MONITOR - SINGLE INPUT VERSION - REQUIRES 24 VDC | PUR | 192 CHANNEL ADVANCED POWER QUALITY MONITOR - SINGLE INPUT VERSION - REQUIRES 24 VDC | EA | EA |  | FALSE |  | P | FXG | 100
134365 | 1 | 1 | States | Champlin | Andrew Olson | TRUE | 2026-06-25T00:00:00 | 2026-07-27T00:00:00 | 2026-07-27T00:00:00 | 76 | 0 | 76 | 1077.78 | 163822.56 | 55316-3157 | USA | D01 | 215 | POWER/MATION DIVISION INC | 55486-0314 | CSM-2-00 | 192 CHANNEL ADVANCED POWER QUALITY MONITOR - SINGLE INPUT VERSION - REQUIRES 24 VDC | PUR | 192 CHANNEL ADVANCED POWER QUALITY MONITOR - SINGLE INPUT VERSION - REQUIRES 24 VDC | EA | EA |  | FALSE |  | P | FXG | 100
134535 | 1 | 1 | States | Champlin | Andrew Olson | TRUE | 2026-07-06T00:00:00 | 2026-08-03T00:00:00 | 2026-08-03T00:00:00 | 100 | 0 | 100 | 129.16 | 12916 | 55316-3157 | USA | D01 | 215 | POWER/MATION DIVISION INC | 55486-0314 | 1085256 | Ethernet Switch: 8 port, unmanged | PUR | Ethernet Switch: 8 port, unmanged | EA | EA |  | TRUE |  | P | FXG | 100
134535 | 2 | 1 | States | Champlin | Andrew Olson | TRUE | 2026-07-06T00:00:00 | 2026-08-03T00:00:00 | 2026-08-03T00:00:00 | 250 | 0 | 250 | 12.82 | 3205 | 55316-3157 | USA | D01 | 215 | POWER/MATION DIVISION INC | 55486-0314 | 2900299 | PLC-INTERFACE, consisting of PLC-BPT.../21 basic terminal block with Push-in connection and plug-in miniature relay with power contact, for mounting on NS 35/7,5 DIN rail, 1 changeover contact, input voltage 24 V DC | PUR | PLC-INTERFACE, consisting of PLC-BPT.../21 basic terminal block with Push-in connection and plug-in miniature relay with power contact, for mounting on NS 35/7,5 DIN rail, 1 changeover contact, input voltage 24 V DC | EA | EA |  | TRUE |  | P | FXG | 100
134535 | 3 | 1 | States | Champlin | Andrew Olson | TRUE | 2026-07-06T00:00:00 | 2026-07-24T00:00:00 | 2026-07-24T00:00:00 | 2 | 0 | 2 | 497.8 | 995.6 | 55316-3157 | USA | D01 | 215 | POWER/MATION DIVISION INC | 55486-0314 | 2904622 | QUINT POWER SUPPLY, 400-500VAC OR 260-300VDC INPUT, 24VDC, 20A OUTPUT | PUR | QUINT POWER SUPPLY, 400-500VAC OR 260-300VDC INPUT, 24VDC, 20A OUTPUT | EA | EA |  | TRUE |  | P | FXG | 100
134535 | 4 | 1 | States | Champlin | Andrew Olson | TRUE | 2026-07-06T00:00:00 | 2026-08-04T00:00:00 | 2026-08-04T00:00:00 | 2 | 1 | 1 | 404.67 | 809.34 | 55316-3157 | USA | D01 | 215 | POWER/MATION DIVISION INC | 55486-0314 | 2907071 | PHOENIX DC-UPS 24VDC/20A | PUR | PHOENIX DC-UPS 24VDC/20A | EA | EA |  | TRUE |  | P | FXG | 100
134535 | 5 | 1 | States | Champlin | Andrew Olson | TRUE | 2026-07-06T00:00:00 | 2026-07-21T00:00:00 | 2026-07-21T00:00:00 | 7000 | 0 | 7000 | 0.65 | 4550 | 55316-3157 | USA | D01 | 215 | POWER/MATION DIVISION INC | 55486-0314 | 3030161 | FBS 2-5: Plug-In Bridge, Number Of Positions: 2 - Color: Red - Phoenix Contact | PUR | FBS 2-5: Plug-In Bridge, Number Of Positions: 2 - Color: Red - Phoenix Contact | EA | EA |  | TRUE |  | P | FXG | 100
134535 | 8 | 1 | States | Champlin | Andrew Olson | TRUE | 2026-07-06T00:00:00 | 2026-09-01T00:00:00 | 2026-09-01T00:00:00 | 150 | 0 | 150 | 9.71 | 1456.5 | 55316-3157 | USA | D01 | 215 | POWER/MATION DIVISION INC | 55486-0314 | 3031322 | Protective conductor terminal block, number of connections: 4, connection method: Spring-cage connection, Rated cross section: 2.5 mm2, cross section: 0.08 mm2 - 4 mm2, mounting type: NS 35/7,5, NS 35/15, color: green-yellow | PUR | Protective conductor terminal block, number of connections: 4, connection method: Spring-cage connection, Rated cross section: 2.5 mm2, cross section: 0.08 mm2 - 4 mm2, mounting type: NS 35/7,5, NS 35/15, color: green-yellow | EA | EA |  | TRUE |  | P | FXG | 100
134535 | 10 | 1 | States | Champlin | Andrew Olson | TRUE | 2026-07-06T00:00:00 | 2026-08-03T00:00:00 | 2026-08-03T00:00:00 | 20 | 0 | 20 | 85.5 | 1710 | 55316-3157 | USA | D01 | 215 | POWER/MATION DIVISION INC | 55486-0314 | 4127.01 | Door switch | PUR | Door switch | EA | EA |  | TRUE |  | P | FXG | 100
134736 | 1 | 1 | States | Champlin | Andrew Olson | TRUE | 2026-07-14T00:00:00 | 2026-11-19T00:00:00 |  | 3 | 0 | 3 | 959.72 | 2879.16 | 55316-3157 | USA | D01 | 215 | POWER/MATION DIVISION INC | 55486-0314 | OPS4-DVT-20k | Telemetry Driver package | PUR | Telemetry Driver package | EA | EA |  | FALSE |  | P | FXG | 100
134736 | 2 | 1 | States | Champlin | Andrew Olson | TRUE | 2026-07-14T00:00:00 | 2026-11-19T00:00:00 |  | 3 | 0 | 3 | 959.72 | 2879.16 | 55316-3157 | USA | D01 | 215 | POWER/MATION DIVISION INC | 55486-0314 | OPS4-R-20k | Server Redundancy for up to 20,000 Tags | PUR | Server Redundancy for up to 20,000 Tags | EA | EA |  | FALSE |  | P | FXG | 100
134736 | 3 | 1 | States | Champlin | Andrew Olson | TRUE | 2026-07-14T00:00:00 | 2026-11-19T00:00:00 |  | 6 | 0 | 6 | 5309 | 31854 | 55316-3157 | USA | D01 | 215 | POWER/MATION DIVISION INC | 55486-0314 | RTCS4-F-5K | Movicon.NExT PRO Server/Client Runtime 5,000 Tags | PUR | Movicon.NExT PRO Server/Client Runtime 5,000 Tags | EA | EA |  | FALSE |  | P | FXG | 100
134736 | 4 | 1 | States | Champlin | Andrew Olson | TRUE | 2026-07-14T00:00:00 | 2026-11-19T00:00:00 |  | 3 | 0 | 3 | 3728 | 11184 | 55316-3157 | USA | D01 | 215 | POWER/MATION DIVISION INC | 55486-0314 | WB4-5-20k | 5 Users Package | PUR | 5 Users Package | EA | EA |  | FALSE |  | P | FXG | 100
134392 | 3 | 1 | States | Champlin | Andrew Olson | TRUE | 2026-06-29T00:00:00 | 2026-09-28T00:00:00 | 2026-09-28T00:00:00 | 8 | 0 | 8 | 5309 | 42472 | 55316-3157 | USA | D01 | 215 | POWER/MATION DIVISION INC | 55486-0314 | RTCS4-F-5K | Movicon.NExT PRO Server/Client Runtime 5,000 Tags | PUR | Movicon.NExT PRO Server/Client Runtime 5,000 Tags | EA | EA |  | TRUE |  | P | FXG
134392 | 2 | 1 | States | Champlin | Andrew Olson | TRUE | 2026-06-29T00:00:00 | 2026-09-28T00:00:00 | 2026-09-28T00:00:00 | 4 | 0 | 4 | 959.72 | 3838.88 | 55316-3157 | USA | D01 | 215 | POWER/MATION DIVISION INC | 55486-0314 | OPS4-R-20k | Server Redundancy for up to 20,000 Tags | PUR | Server Redundancy for up to 20,000 Tags | EA | EA |  | TRUE |  | P | FXG
134392 | 1 | 1 | States | Champlin | Andrew Olson | TRUE | 2026-06-29T00:00:00 | 2026-09-28T00:00:00 | 2026-09-28T00:00:00 | 4 | 0 | 4 | 959.72 | 3838.88 | 55316-3157 | USA | D01 | 215 | POWER/MATION DIVISION INC | 55486-0314 | OPS4-DVT-20k | Telemetry Driver package | PUR | Telemetry Driver package | EA | EA |  | TRUE |  | P | FXG
133261 | 1 | 1 | States | Champlin | Andrew Olson | TRUE | 2026-05-13T00:00:00 | 2026-08-27T00:00:00 | 2026-08-26T00:00:00 | 18 | 0 | 18 | 58.74 | 2114.64 | 55316-3157 | USA | D01 | 215 | POWER/MATION DIVISION INC | 55486-0314 | IC694ACC310 | RX3i - Empty Slot Filler | OSV | RX3i - Empty Slot Filler | EA | EA |  | TRUE |  | P | FXG | 100
133261 | 1 | 2 | States | Champlin | Andrew Olson | TRUE | 2026-05-13T00:00:00 | 2026-10-27T00:00:00 | 2026-10-26T00:00:00 | 18 | 0 | 18 | 58.74 | 2114.64 | 55316-3157 | USA | D01 | 215 | POWER/MATION DIVISION INC | 55486-0314 | IC694ACC310 | RX3i - Empty Slot Filler | OSV | RX3i - Empty Slot Filler | EA | EA |  | TRUE |  | P | FXG | 100
133261 | 2 | 1 | States | Champlin | Andrew Olson | TRUE | 2026-05-13T00:00:00 | 2026-08-27T00:00:00 | 2026-08-26T00:00:00 | 6 | 0 | 6 | 720 | 8640 | 55316-3157 | USA | D01 | 215 | POWER/MATION DIVISION INC | 55486-0314 | IC695CHS012 | UNIVERSAL BACK PLANE, 12 SLOT | OSV | UNIVERSAL BACK PLANE, 12 SLOT | EA | EA |  | TRUE |  | P | FXG | 100
133261 | 2 | 2 | States | Champlin | Andrew Olson | TRUE | 2026-05-13T00:00:00 | 2026-10-27T00:00:00 | 2026-10-26T00:00:00 | 6 | 0 | 6 | 720 | 8640 | 55316-3157 | USA | D01 | 215 | POWER/MATION DIVISION INC | 55486-0314 | IC695CHS012 | UNIVERSAL BACK PLANE, 12 SLOT | OSV | UNIVERSAL BACK PLANE, 12 SLOT | EA | EA |  | TRUE |  | P | FXG | 100
133261 | 3 | 1 | States | Champlin | Andrew Olson | TRUE | 2026-05-13T00:00:00 | 2026-08-26T00:00:00 | 2026-08-26T00:00:00 | 2 | 0 | 2 | 5415.77 | 43326.16 | 55316-3157 | USA | D01 | 215 | POWER/MATION DIVISION INC | 55486-0314 | IC695CPE330 | RX3i - 1.1GHz Celeron-M Redundancy CPU, 64MB, with 2 Ethernet Ports | PUR | RX3i - 1.1GHz Celeron-M Redundancy CPU, 64MB, with 2 Ethernet Ports | EA | EA |  | TRUE |  | P | FXG | 100
133261 | 3 | 2 | States | Champlin | Andrew Olson | TRUE | 2026-05-13T00:00:00 | 2026-10-27T00:00:00 | 2026-10-26T00:00:00 | 6 | 0 | 6 | 5415.77 | 43326.16 | 55316-3157 | USA | D01 | 215 | POWER/MATION DIVISION INC | 55486-0314 | IC695CPE330 | RX3i - 1.1GHz Celeron-M Redundancy CPU, 64MB, with 2 Ethernet Ports | PUR | RX3i - 1.1GHz Celeron-M Redundancy CPU, 64MB, with 2 Ethernet Ports | EA | EA |  | TRUE |  | P | FXG | 100
133261 | 4 | 1 | States | Champlin | Andrew Olson | TRUE | 2026-05-13T00:00:00 | 2026-08-26T00:00:00 | 2026-08-26T00:00:00 | 6 | 0 | 6 | 1402.54 | 16830.48 | 55316-3157 | USA | D01 | 215 | POWER/MATION DIVISION INC | 55486-0314 | IC695ETM001 | RX3i - Ethernet Module, (2)RJ-45 ports, (1)IP address | PUR | RX3i - Ethernet Module, (2)RJ-45 ports, (1)IP address | EA | EA |  | TRUE |  | P | FXG | 100
133261 | 4 | 2 | States | Champlin | Andrew Olson | TRUE | 2026-05-13T00:00:00 | 2026-10-27T00:00:00 | 2026-10-26T00:00:00 | 6 | 0 | 6 | 1402.54 | 16830.48 | 55316-3157 | USA | D01 | 215 | POWER/MATION DIVISION INC | 55486-0314 | IC695ETM001 | RX3i - Ethernet Module, (2)RJ-45 ports, (1)IP address | PUR | RX3i - Ethernet Module, (2)RJ-45 ports, (1)IP address | EA | EA |  | TRUE |  | P | FXG | 100
133261 | 5 | 1 | States | Champlin | Andrew Olson | TRUE | 2026-05-13T00:00:00 | 2026-08-26T00:00:00 | 2026-08-26T00:00:00 | 6 | 0 | 6 | 1490.5 | 17886 | 55316-3157 | USA | D01 | 215 | POWER/MATION DIVISION INC | 55486-0314 | IC695PNC001 | RX3i - Profinet Controller - Emerson Automation Solutions | OSV | RX3i - Profinet Controller - Emerson Automation Solutions | EA | EA |  | TRUE |  | P | FXG | 100
133261 | 5 | 2 | States | Champlin | Andrew Olson | TRUE | 2026-05-13T00:00:00 | 2026-10-26T00:00:00 | 2026-10-26T00:00:00 | 6 | 0 | 6 | 1490.5 | 17886 | 55316-3157 | USA | D01 | 215 | POWER/MATION DIVISION INC | 55486-0314 | IC695PNC001 | RX3i - Profinet Controller - Emerson Automation Solutions | OSV | RX3i - Profinet Controller - Emerson Automation Solutions | EA | EA |  | TRUE |  | P | FXG | 100
133261 | 6 | 1 | States | Champlin | Andrew Olson | TRUE | 2026-05-13T00:00:00 | 2026-10-27T00:00:00 | 2026-10-26T00:00:00 | 12 | 0 | 12 | 396 | 4752 | 55316-3157 | USA | D01 | 215 | POWER/MATION DIVISION INC | 55486-0314 | IC695PSD140_ | Multipurpose Power Supply is suitable for usein load-sharing and redund ancy application. Itmust be installed in a PACsystems RX3i(IC695catalog number) Universal Backplane | PUR | Multipurpose Power Supply is suitable for usein load-sharing and redund ancy application. Itmust be installed in a PACsystems RX3i(IC695catalog number) Universal Backplane | EA | EA |  | TRUE |  | P | FXG | 100
133261 | 7 | 1 | States | Champlin | Andrew Olson | TRUE | 2026-05-13T00:00:00 | 2026-10-27T00:00:00 | 2026-10-26T00:00:00 | 2 | 0 | 2 | 2916.4 | 5832.8 | 55316-3157 | USA | D01 | 215 | POWER/MATION DIVISION INC | 55486-0314 | IC695RMX128_ | RX3i Redundant Memory Xchange Module forHigh Availability. 2Megbytes of user sharedmemory. Dual Genius LAN is supportedusing application code that is located on thege-ip.com/support website | PUR | RX3i Redundant Memory Xchange Module forHigh Availability. 2Megbytes of user sharedmemory. Dual Genius LAN is supportedusing application code that is located on thege-ip.com/support website | EA | EA |  | TRUE |  | P | FXG | 100
133261 | 8 | 1 | States | Champlin | Andrew Olson | TRUE | 2026-05-13T00:00:00 | 2026-08-27T00:00:00 | 2026-08-26T00:00:00 | 22 | 0 | 22 | 123.71 | 5690.66 | 55316-3157 | USA | D01 | 215 | POWER/MATION DIVISION INC | 55486-0314 | IC695SPF002 | RX3i 100Base-FX (fiber 2 km) SFP (Multi-mode fiber - MMF) | PUR | RX3i 100Base-FX (fiber 2 km) SFP (Multi-mode fiber - MMF) | EA | EA |  | TRUE |  | P | FXG | 100
133261 | 8 | 2 | States | Champlin | Andrew Olson | TRUE | 2026-05-13T00:00:00 | 2026-10-27T00:00:00 | 2026-10-26T00:00:00 | 24 | 0 | 24 | 123.71 | 5690.66 | 55316-3157 | USA | D01 | 215 | POWER/MATION DIVISION INC | 55486-0314 | IC695SPF002 | RX3i 100Base-FX (fiber 2 km) SFP (Multi-mode fiber - MMF) | PUR | RX3i 100Base-FX (fiber 2 km) SFP (Multi-mode fiber - MMF) | EA | EA |  | TRUE |  | P | FXG | 100
133261 | 15 | 1 | States | Champlin | Andrew Olson | TRUE | 2026-05-13T00:00:00 | 2026-09-01T00:00:00 | 2026-08-31T00:00:00 | 14 | 0 | 14 | 398.96 | 17554.24 | 55316-3157 | USA | D01 | 215 | POWER/MATION DIVISION INC | 55486-0314 | SVL-20-24-480 | Power Supply, DIN Rail, Three Phase, 480W, 24V, 20A, SVL Series | PUR | Power Supply, DIN Rail, Three Phase, 480W, 24V, 20A, SVL Series | EA | EA |  | TRUE |  | P | FXG | 100
133261 | 15 | 2 | States | Champlin | Andrew Olson | TRUE | 2026-05-13T00:00:00 | 2026-10-12T00:00:00 | 2026-10-12T00:00:00 | 6 | 0 | 6 | 398.96 | 17554.24 | 55316-3157 | USA | D01 | 215 | POWER/MATION DIVISION INC | 55486-0314 | SVL-20-24-480 | Power Supply, DIN Rail, Three Phase, 480W, 24V, 20A, SVL Series | PUR | Power Supply, DIN Rail, Three Phase, 480W, 24V, 20A, SVL Series | EA | EA |  | TRUE |  | P | FXG | 100
133261 | 15 | 3 | States | Champlin | Andrew Olson | TRUE | 2026-05-13T00:00:00 | 2026-10-26T00:00:00 | 2026-10-26T00:00:00 | 6 | 0 | 6 | 398.96 | 17554.24 | 55316-3157 | USA | D01 | 215 | POWER/MATION DIVISION INC | 55486-0314 | SVL-20-24-480 | Power Supply, DIN Rail, Three Phase, 480W, 24V, 20A, SVL Series | PUR | Power Supply, DIN Rail, Three Phase, 480W, 24V, 20A, SVL Series | EA | EA |  | TRUE |  | P | FXG | 100
133261 | 15 | 4 | States | Champlin | Andrew Olson | TRUE | 2026-05-13T00:00:00 | 2026-11-04T00:00:00 | 2026-11-04T00:00:00 | 18 | 0 | 18 | 398.96 | 17554.24 | 55316-3157 | USA | D01 | 215 | POWER/MATION DIVISION INC | 55486-0314 | SVL-20-24-480 | Power Supply, DIN Rail, Three Phase, 480W, 24V, 20A, SVL Series | PUR | Power Supply, DIN Rail, Three Phase, 480W, 24V, 20A, SVL Series | EA | EA |  | TRUE |  | P | FXG | 100
133576 | 1 | 1 | States | Champlin | Andrew Olson | TRUE | 2026-05-22T00:00:00 | 2026-10-12T00:00:00 | 2026-10-12T00:00:00 | 3829 | 0 | 3829 | 1.74 | 6662.46 | 55316-3157 | USA | D01 | 215 | POWER/MATION DIVISION INC | 55486-0314 | 0800886 | E/NS 35 N End Clamp With Screw Down Lock, Width: 9.5mm - Color: Gray - Phoenix Contact | PUR | E/NS 35 N End Clamp With Screw Down Lock, Width: 9.5mm - Color: Gray - Phoenix Contact | EA | EA |  | TRUE |  | P | FXG | 100
133576 | 3 | 1 | States | Champlin | Andrew Olson | TRUE | 2026-05-22T00:00:00 | 2026-10-26T00:00:00 | 2026-10-26T00:00:00 | 702 | 0 | 702 | 12.82 | 8999.64 | 55316-3157 | USA | D01 | 215 | POWER/MATION DIVISION INC | 55486-0314 | 2900299 | PLC-INTERFACE, consisting of PLC-BPT.../21 basic terminal block with Push-in connection and plug-in miniature relay with power contact, for mounting on NS 35/7,5 DIN rail, 1 changeover contact, input voltage 24 V DC | PUR | PLC-INTERFACE, consisting of PLC-BPT.../21 basic terminal block with Push-in connection and plug-in miniature relay with power contact, for mounting on NS 35/7,5 DIN rail, 1 changeover contact, input voltage 24 V DC | EA | EA |  | TRUE |  | P | FXG | 100
133576 | 4 | 1 | States | Champlin | Andrew Olson | TRUE | 2026-05-22T00:00:00 | 2026-08-10T00:00:00 | 2026-08-10T00:00:00 | 1000 | 0 | 1000 | 0.65 | 1950 | 55316-3157 | USA | D01 | 215 | POWER/MATION DIVISION INC | 55486-0314 | 3030161 | FBS 2-5: Plug-In Bridge, Number Of Positions: 2 - Color: Red - Phoenix Contact | PUR | FBS 2-5: Plug-In Bridge, Number Of Positions: 2 - Color: Red - Phoenix Contact | EA | EA |  | TRUE |  | P | FXG | 100
133576 | 4 | 2 | States | Champlin | Andrew Olson | TRUE | 2026-05-22T00:00:00 | 2026-09-01T00:00:00 | 2026-09-01T00:00:00 | 1000 | 0 | 1000 | 0.65 | 1950 | 55316-3157 | USA | D01 | 215 | POWER/MATION DIVISION INC | 55486-0314 | 3030161 | FBS 2-5: Plug-In Bridge, Number Of Positions: 2 - Color: Red - Phoenix Contact | PUR | FBS 2-5: Plug-In Bridge, Number Of Positions: 2 - Color: Red - Phoenix Contact | EA | EA |  | TRUE |  | P | FXG | 100
133576 | 4 | 3 | States | Champlin | Andrew Olson | TRUE | 2026-05-22T00:00:00 | 2026-10-01T00:00:00 | 2026-10-01T00:00:00 | 1000 | 0 | 1000 | 0.65 | 1950 | 55316-3157 | USA | D01 | 215 | POWER/MATION DIVISION INC | 55486-0314 | 3030161 | FBS 2-5: Plug-In Bridge, Number Of Positions: 2 - Color: Red - Phoenix Contact | PUR | FBS 2-5: Plug-In Bridge, Number Of Positions: 2 - Color: Red - Phoenix Contact | EA | EA |  | TRUE |  | P | FXG | 100
133576 | 6 | 1 | States | Champlin | Andrew Olson | TRUE | 2026-05-22T00:00:00 | 2026-10-26T00:00:00 | 2026-10-26T00:00:00 | 675 | 0 | 675 | 2.04 | 3060 | 55316-3157 | USA | D01 | 215 | POWER/MATION DIVISION INC | 55486-0314 | 3030187 | FBS 4-5: Plug-In Bridge, Number Of Positions: 4 - Color: Red - Phoenix Contact | PUR | FBS 4-5: Plug-In Bridge, Number Of Positions: 4 - Color: Red - Phoenix Contact | EA | EA |  | TRUE |  | P | FXG | 100
133576 | 6 | 3 | States | Champlin | Andrew Olson | TRUE | 2026-05-22T00:00:00 | 2026-11-20T00:00:00 | 2026-11-20T00:00:00 | 825 | 0 | 825 | 2.04 | 3060 | 55316-3157 | USA | D01 | 215 | POWER/MATION DIVISION INC | 55486-0314 | 3030187 | FBS 4-5: Plug-In Bridge, Number Of Positions: 4 - Color: Red - Phoenix Contact | PUR | FBS 4-5: Plug-In Bridge, Number Of Positions: 4 - Color: Red - Phoenix Contact | EA | EA |  | TRUE |  | P | FXG | 100
133576 | 10 | 1 | States | Champlin | Andrew Olson | TRUE | 2026-05-22T00:00:00 | 2026-09-01T00:00:00 | 2026-09-01T00:00:00 | 5000 | 0 | 5000 | 0.78 | 11700 | 55316-3157 | USA | D01 | 215 | POWER/MATION DIVISION INC | 55486-0314 | 3031212 | ST 2 5: Feed-Through Terminal Block, Connection Method: Spring-Cage Connection - Cross section: 0.08mm-4mm AWG:28-12, Width: 5.2mm - Color: Gray - Mounting Type: NS 35/7 5 NS 35/15 - Phoenix Contact | PUR | ST 2 5: Feed-Through Terminal Block, Connection Method: Spring-Cage Connection - Cross section: 0.08mm-4mm AWG:28-12, Width: 5.2mm - Color: Gray - Mounting Type: NS 35/7 5 NS 35/15 - Phoenix Contact | EA | EA |  | TRUE |  | P | FXG | 100
133576 | 10 | 2 | States | Champlin | Andrew Olson | TRUE | 2026-05-22T00:00:00 | 2026-09-01T00:00:00 | 2026-09-01T00:00:00 | 10000 | 0 | 10000 | 0.78 | 11700 | 55316-3157 | USA | D01 | 215 | POWER/MATION DIVISION INC | 55486-0314 | 3031212 | ST 2 5: Feed-Through Terminal Block, Connection Method: Spring-Cage Connection - Cross section: 0.08mm-4mm AWG:28-12, Width: 5.2mm - Color: Gray - Mounting Type: NS 35/7 5 NS 35/15 - Phoenix Contact | PUR | ST 2 5: Feed-Through Terminal Block, Connection Method: Spring-Cage Connection - Cross section: 0.08mm-4mm AWG:28-12, Width: 5.2mm - Color: Gray - Mounting Type: NS 35/7 5 NS 35/15 - Phoenix Contact | EA | EA |  | TRUE |  | P | FXG | 100
133576 | 11 | 1 | States | Champlin | Andrew Olson | TRUE | 2026-05-22T00:00:00 | 2026-10-26T00:00:00 | 2026-10-26T00:00:00 | 1000 | 0 | 1000 | 2.54 | 2540 | 55316-3157 | USA | D01 | 215 | POWER/MATION DIVISION INC | 55486-0314 | 3031238 | ST 2 5-PE: Ground Modular Terminal Block, Connection Method: Spring-Cage Connection - Cross section: 0.08mm-4mm AWG:28-12, Width: 5.2mm - Color: Green/Yellow - Mounting Type: NS 35/7 5 NS 35/15 - Phoenix Contact | PUR | ST 2 5-PE: Ground Modular Terminal Block, Connection Method: Spring-Cage Connection - Cross section: 0.08mm-4mm AWG:28-12, Width: 5.2mm - Color: Green/Yellow - Mounting Type: NS 35/7 5 NS 35/15 - Phoenix Contact | EA | EA |  | TRUE |  | P | FXG | 100
133576 | 12 | 1 | States | Champlin | Andrew Olson | TRUE | 2026-05-22T00:00:00 | 2026-07-23T00:00:00 | 2026-07-01T00:00:00 | 340 | 6 | 334 | 2.04 | 693.6 | 55316-3157 | USA | D01 | 215 | POWER/MATION DIVISION INC | 55486-0314 | 3273266 | Distribution block - PTFIX 6X2,5 BU | PUR | Distribution block - PTFIX 6X2,5 BU | EA | EA |  | TRUE |  | P | FXG | 100
133275 | 5 | 1 | States | Dayton | Andrew Olson | TRUE | 2026-05-14T00:00:00 | 2026-08-09T00:00:00 | 2026-08-09T00:00:00 | 62 | 0 | 62 | 477.75 | 29620.5 | 55369-6417 | USA | D01 | 215 | POWER/MATION DIVISION INC | 55486-0314 | EB95N | DIN RAIL Voltage Test Switches, PHONEIX - 9 POLE - SEL751 MAIN / SEL751 METER | PUR | PTRE 6-2/X9 FORGENT SET 9P | EA | EA |  | TRUE |  | P | FXG | DAYTON
133275 | 6 | 1 | States | Dayton | Andrew Olson | TRUE | 2026-05-14T00:00:00 | 2026-08-09T00:00:00 | 2026-08-09T00:00:00 | 45 | 0 | 45 | 945.02 | 42525.9 | 55369-6417 | USA | D01 | 215 | POWER/MATION DIVISION INC | 55486-0314 | CWGIB | DIN RAIL Voltage Test Switches, PHOENIX - 18 POLE - SEL751 FEEDERS | PUR | PTRE 6-2/X18 FORGENT SET 18P | EA | EA |  | TRUE |  | P | FXG | DAYTON
134688 | 1 | 1 | States | Dayton | Andrew Olson | TRUE | 2026-07-13T00:00:00 | 2026-08-26T00:00:00 | 2026-08-26T00:00:00 | 1 | 0 | 1 | 285.71 | 285.71 | 55369-6417 | USA | D01 | 215 | POWER/MATION DIVISION INC | 55486-0314 | CP20.241 | POWER SUPPLY, 480W, 100-240VAC 1PH, 24-28VDC, 20-17.13A | PUR | POWER SUPPLY, 480W, 100-240VAC 1PH, 24-28VDC, 20-17.13A | EA | EA |  | TRUE |  | P | FXG | DAYTON
134688 | 2 | 1 | States | Dayton | Andrew Olson | TRUE | 2026-07-13T00:00:00 | 2026-09-03T00:00:00 | 2026-09-03T00:00:00 | 8 | 0 | 8 | 342.86 | 2742.88 | 55369-6417 | USA | D01 | 215 | POWER/MATION DIVISION INC | 55486-0314 | CS18-00-INC | 18 CHANNEL DRY CONTACT DIGITAL INPUT MODULE | PUR | 18 CHANNEL DRY CONTACT DIGITAL INPUT MODULE | EA | EA |  | TRUE |  | P | FXG | DAYTON
134688 | 3 | 1 | States | Dayton | Andrew Olson | TRUE | 2026-07-13T00:00:00 | 2026-08-11T00:00:00 | 2026-08-11T00:00:00 | 22 | 0 | 22 | 392.86 | 22785.88 | 55369-6417 | USA | D01 | 215 | POWER/MATION DIVISION INC | 55486-0314 | CS24-33CTC | CORTEX CURRENT TRANSFORMER INTERFACE MODULE X 24 INPUTS | PUR | CORTEX CURRENT TRANSFORMER INTERFACE MODULE X 24 INPUTS | EA | EA |  | TRUE |  | P | FXG | DAYTON
134688 | 3 | 2 | States | Dayton | Andrew Olson | TRUE | 2026-07-13T00:00:00 | 2026-08-21T00:00:00 | 2026-08-21T00:00:00 | 24 | 0 | 24 | 392.86 | 22785.88 | 55369-6417 | USA | D01 | 215 | POWER/MATION DIVISION INC | 55486-0314 | CS24-33CTC | CORTEX CURRENT TRANSFORMER INTERFACE MODULE X 24 INPUTS | PUR | CORTEX CURRENT TRANSFORMER INTERFACE MODULE X 24 INPUTS | EA | EA |  | TRUE |  | P | FXG | DAYTON
134688 | 3 | 3 | States | Dayton | Andrew Olson | TRUE | 2026-07-13T00:00:00 | 2026-09-03T00:00:00 | 2026-09-03T00:00:00 | 12 | 0 | 12 | 392.86 | 22785.88 | 55369-6417 | USA | D01 | 215 | POWER/MATION DIVISION INC | 55486-0314 | CS24-33CTC | CORTEX CURRENT TRANSFORMER INTERFACE MODULE X 24 INPUTS | PUR | CORTEX CURRENT TRANSFORMER INTERFACE MODULE X 24 INPUTS | EA | EA |  | TRUE |  | P | FXG | DAYTON
134688 | 4 | 1 | States | Dayton | Andrew Olson | TRUE | 2026-07-13T00:00:00 | 2026-08-17T00:00:00 | 2026-08-17T00:00:00 | 1 | 0 | 1 | 641.44 | 641.44 | 55369-6417 | USA | D01 | 215 | POWER/MATION DIVISION INC | 55486-0314 | M3HVS250T3L | 400AF/250AT, 800VAC, 35kaic | PUR | 400AF/250AT, 800VAC, 35kaic | EA | EA |  | TRUE |  | P | FXG | DAYTON
133205 | 1 | 1 | States | Champlin | Andrew Olson | TRUE | 2026-05-12T00:00:00 | 2026-08-10T00:00:00 | 2026-08-10T00:00:00 | 1 | 0 | 1 | 5621.88 | 5621.88 | 55316-3157 | USA | D01 | 215 | POWER/MATION DIVISION INC | 55486-0314 | 52-17.003 | 512-PRO 24VDC Connection | PUR | UMG 512-PRO 24VDC Connection | EA | EA |  | TRUE |  | P | FXG | 100
133205 | 2 | 1 | States | Champlin | Andrew Olson | TRUE | 2026-05-12T00:00:00 | 2026-08-10T00:00:00 | 2026-08-10T00:00:00 | 9 | 0 | 9 | 1011.15 | 9100.35 | 55316-3157 | USA | D01 | 215 | POWER/MATION DIVISION INC | 55486-0314 | 5236002 | UMG 96-PQ-L 24VDC Connection | PUR | UMG 96-PQ-L 24VDC Connection | EA | EA |  | TRUE |  | P | FXG | 100
134787 | 3 | 1 | States | Dayton | Andrew Olson | TRUE | 2026-07-15T00:00:00 | 2026-08-28T00:00:00 | 2026-08-28T00:00:00 | 12 | 0 | 12 | 392.86 | 4714.32 | 55369-6417 | USA | D01 | 215 | POWER/MATION DIVISION INC | 55486-0314 | CS24-33CTC | CORTEX CURRENT TRANSFORMER INTERFACE MODULE X 24 INPUTS | PUR | CORTEX CURRENT TRANSFORMER INTERFACE MODULE X 24 INPUTS | EA | EA |  | TRUE |  | P | FXG | DAYTON
134787 | 2 | 1 | States | Dayton | Andrew Olson | TRUE | 2026-07-15T00:00:00 | 2026-08-28T00:00:00 | 2026-08-28T00:00:00 | 8 | 0 | 8 | 342.86 | 2742.88 | 55369-6417 | USA | D01 | 215 | POWER/MATION DIVISION INC | 55486-0314 | CS18-00-INC | 18 CHANNEL DRY CONTACT DIGITAL INPUT MODULE | PUR | 18 CHANNEL DRY CONTACT DIGITAL INPUT MODULE | EA | EA |  | TRUE |  | P | FXG | DAYTON
134787 | 1 | 1 | States | Dayton | Andrew Olson | TRUE | 2026-07-15T00:00:00 | 2026-10-26T00:00:00 | 2026-10-26T00:00:00 | 250 | 0 | 250 | 3.74 | 935 | 55369-6417 | USA | D01 | 215 | POWER/MATION DIVISION INC | 55486-0314 | 1329493 | Feed-through terminal block, nom. voltage: 1000 V, nominal current: 41 A, number of connections: 2, number of positions: 1, connection method: Push-X-connection, Rated cross section: 6 mm2, cross section: 0.5 mm2 - 10 mm2, mounting type: NS 35/7,5, NS 35/15, color: gray | PUR | Feed-through terminal block, nom. voltage: 1000 V, nominal current: 41 A, number of connections: 2, number of positions: 1, connection method: Push-X-connection, Rated cross section: 6 mm2, cross section: 0.5 mm2 - 10 mm2, mounting type: NS 35/7,5, NS 35/15, color: gray | EA | EA |  | TRUE |  | P | FXG | DAYTON
132293 | 2 | 1 | States | Champlin | Andrew Olson | TRUE | 2026-04-07T00:00:00 | 2026-12-22T00:00:00 | 2026-12-22T00:00:00 | 1 | 0 | 1 | 655.04 | 655.04 | 55316-3157 | USA | D01 | 215 | POWER/MATION DIVISION INC | 55486-0314 | EPXPNS101 | PROFINET SYSTEM REDUNDANCY NETWORK | PUR | PROFINET SYSTEM REDUNDANCY NETWORK | EA | EA |  | TRUE |  | P | FXG | 100
133513 | 4 | 1 | States | Champlin | Andrew Olson | TRUE | 2026-05-21T00:00:00 | 2026-08-25T00:00:00 | 2026-08-25T00:00:00 | 19 | 10 | 9 | 398.96 | 42289.76 | 55316-3157 | USA | D01 | 215 | POWER/MATION DIVISION INC | 55486-0314 | SVL-20-24-480 | Power Supply, DIN Rail, Three Phase, 480W, 24V, 20A, SVL Series | PUR | Power Supply, DIN Rail, Three Phase, 480W, 24V, 20A, SVL Series | EA | EA |  | TRUE |  | P | FXG | 100
133513 | 4 | 2 | States | Champlin | Andrew Olson | TRUE | 2026-05-21T00:00:00 | 2026-09-04T00:00:00 | 2026-09-04T00:00:00 | 8 | 0 | 8 | 398.96 | 42289.76 | 55316-3157 | USA | D01 | 215 | POWER/MATION DIVISION INC | 55486-0314 | SVL-20-24-480 | Power Supply, DIN Rail, Three Phase, 480W, 24V, 20A, SVL Series | PUR | Power Supply, DIN Rail, Three Phase, 480W, 24V, 20A, SVL Series | EA | EA |  | TRUE |  | P | FXG | 100
133513 | 4 | 3 | States | Champlin | Andrew Olson | TRUE | 2026-05-21T00:00:00 | 2026-09-24T00:00:00 | 2026-09-24T00:00:00 | 39 | 0 | 39 | 398.96 | 42289.76 | 55316-3157 | USA | D01 | 215 | POWER/MATION DIVISION INC | 55486-0314 | SVL-20-24-480 | Power Supply, DIN Rail, Three Phase, 480W, 24V, 20A, SVL Series | PUR | Power Supply, DIN Rail, Three Phase, 480W, 24V, 20A, SVL Series | EA | EA |  | TRUE |  | P | FXG | 100
133513 | 4 | 4 | States | Champlin | Andrew Olson | TRUE | 2026-05-21T00:00:00 | 2026-10-12T00:00:00 | 2026-10-12T00:00:00 | 6 | 0 | 6 | 398.96 | 42289.76 | 55316-3157 | USA | D01 | 215 | POWER/MATION DIVISION INC | 55486-0314 | SVL-20-24-480 | Power Supply, DIN Rail, Three Phase, 480W, 24V, 20A, SVL Series | PUR | Power Supply, DIN Rail, Three Phase, 480W, 24V, 20A, SVL Series | EA | EA |  | TRUE |  | P | FXG | 100
133513 | 4 | 5 | States | Champlin | Andrew Olson | TRUE | 2026-05-21T00:00:00 | 2026-10-26T00:00:00 | 2026-10-26T00:00:00 | 6 | 0 | 6 | 398.96 | 42289.76 | 55316-3157 | USA | D01 | 215 | POWER/MATION DIVISION INC | 55486-0314 | SVL-20-24-480 | Power Supply, DIN Rail, Three Phase, 480W, 24V, 20A, SVL Series | PUR | Power Supply, DIN Rail, Three Phase, 480W, 24V, 20A, SVL Series | EA | EA |  | TRUE |  | P | FXG | 100
133513 | 4 | 6 | States | Champlin | Andrew Olson | TRUE | 2026-05-21T00:00:00 | 2026-11-04T00:00:00 | 2026-11-04T00:00:00 | 18 | 0 | 18 | 398.96 | 42289.76 | 55316-3157 | USA | D01 | 215 | POWER/MATION DIVISION INC | 55486-0314 | SVL-20-24-480 | Power Supply, DIN Rail, Three Phase, 480W, 24V, 20A, SVL Series | PUR | Power Supply, DIN Rail, Three Phase, 480W, 24V, 20A, SVL Series | EA | EA |  | TRUE |  | P | FXG | 100
133513 | 4 | 7 | States | Champlin | Andrew Olson | TRUE | 2026-05-21T00:00:00 | 2026-11-20T00:00:00 | 2026-11-20T00:00:00 | 10 | 0 | 10 | 398.96 | 42289.76 | 55316-3157 | USA | D01 | 215 | POWER/MATION DIVISION INC | 55486-0314 | SVL-20-24-480 | Power Supply, DIN Rail, Three Phase, 480W, 24V, 20A, SVL Series | PUR | Power Supply, DIN Rail, Three Phase, 480W, 24V, 20A, SVL Series | EA | EA |  | TRUE |  | P | FXG | 100
133148 | 1 | 4 | States | Champlin | Andrew Olson | TRUE | 2026-05-11T00:00:00 | 2026-07-20T00:00:00 | 2026-07-20T00:00:00 | 14 | 0 | 14 | 5621.88 | 640894.32 | 55316-3157 | USA | D01 | 215 | POWER/MATION DIVISION INC | 55486-0314 | 52-17.003 | 512-PRO 24VDC Connection | PUR | UMG 512-PRO 24VDC Connection | EA | EA |  | TRUE |  | P | FXG | 100
133148 | 1 | 5 | States | Champlin | Andrew Olson | TRUE | 2026-05-11T00:00:00 | 2026-08-10T00:00:00 | 2026-08-10T00:00:00 | 20 | 0 | 20 | 5621.88 | 640894.32 | 55316-3157 | USA | D01 | 215 | POWER/MATION DIVISION INC | 55486-0314 | 52-17.003 | 512-PRO 24VDC Connection | PUR | UMG 512-PRO 24VDC Connection | EA | EA |  | TRUE |  | P | FXG | 100
133148 | 2 | 2 | States | Champlin | Andrew Olson | TRUE | 2026-05-11T00:00:00 | 2026-07-20T00:00:00 | 2026-07-20T00:00:00 | 28 | 0 | 28 | 466.2 | 51282 | 55316-3157 | USA | D01 | 215 | POWER/MATION DIVISION INC | 55486-0314 | 5232010 | UMG 96-PQ-L Ethernet Expansion Module | PUR | UMG 96-PQ-L Ethernet Expansion Module | EA | EA |  | TRUE |  | P | FXG | 100
133148 | 3 | 2 | States | Champlin | Andrew Olson | TRUE | 2026-05-11T00:00:00 | 2026-07-20T00:00:00 | 2026-07-20T00:00:00 | 28 | 0 | 28 | 1011.15 | 102126.15 | 55316-3157 | USA | D01 | 215 | POWER/MATION DIVISION INC | 55486-0314 | 5236002 | UMG 96-PQ-L 24VDC Connection | PUR | UMG 96-PQ-L 24VDC Connection | EA | EA |  | TRUE |  | P | FXG | 100
133148 | 3 | 3 | States | Champlin | Andrew Olson | TRUE | 2026-05-11T00:00:00 | 2026-08-10T00:00:00 | 2026-08-10T00:00:00 | 46 | 0 | 46 | 1011.15 | 102126.15 | 55316-3157 | USA | D01 | 215 | POWER/MATION DIVISION INC | 55486-0314 | 5236002 | UMG 96-PQ-L 24VDC Connection | PUR | UMG 96-PQ-L 24VDC Connection | EA | EA |  | TRUE |  | P | FXG | 100
133148 | 4 | 1 | States | Champlin | Andrew Olson | TRUE | 2026-05-11T00:00:00 | 2026-07-20T00:00:00 | 2026-07-20T00:00:00 | 7 | 0 | 7 | 285.71 | 2857.1 | 55316-3157 | USA | D01 | 215 | POWER/MATION DIVISION INC | 55486-0314 | CP20.241 | POWER SUPPLY, 480W, 100-240VAC 1PH, 24-28VDC, 20-17.13A | PUR | POWER SUPPLY, 480W, 100-240VAC 1PH, 24-28VDC, 20-17.13A | EA | EA |  | TRUE |  | P | FXG | 100
133148 | 4 | 2 | States | Champlin | Andrew Olson | TRUE | 2026-05-11T00:00:00 | 2026-07-20T00:00:00 | 2026-07-20T00:00:00 | 3 | 0 | 3 | 285.71 | 2857.1 | 55316-3157 | USA | D01 | 215 | POWER/MATION DIVISION INC | 55486-0314 | CP20.241 | POWER SUPPLY, 480W, 100-240VAC 1PH, 24-28VDC, 20-17.13A | PUR | POWER SUPPLY, 480W, 100-240VAC 1PH, 24-28VDC, 20-17.13A | EA | EA |  | TRUE |  | P | FXG | 100
133148 | 5 | 1 | States | Champlin | Andrew Olson | TRUE | 2026-05-11T00:00:00 | 2026-08-17T00:00:00 | 2026-08-17T00:00:00 | 7 | 0 | 7 | 400 | 4000 | 55316-3157 | USA | D01 | 215 | POWER/MATION DIVISION INC | 55486-0314 | UB20.241 | DC-UPS CONTROLLER, 24VDC, 20A, FOR 3.9-150AH BATTERY | PUR | DC-UPS CONTROLLER, 24VDC, 20A, FOR 3.9-150AH BATTERY | EA | EA |  | TRUE |  | P | FXG | 100
133148 | 5 | 2 | States | Champlin | Andrew Olson | TRUE | 2026-05-11T00:00:00 | 2026-08-31T00:00:00 | 2026-08-31T00:00:00 | 3 | 0 | 3 | 400 | 4000 | 55316-3157 | USA | D01 | 215 | POWER/MATION DIVISION INC | 55486-0314 | UB20.241 | DC-UPS CONTROLLER, 24VDC, 20A, FOR 3.9-150AH BATTERY | PUR | DC-UPS CONTROLLER, 24VDC, 20A, FOR 3.9-150AH BATTERY | EA | EA |  | TRUE |  | P | FXG | 100
133431 | 1 | 4 | States | Champlin | Andrew Olson | TRUE | 2026-05-20T00:00:00 | 2026-07-20T00:00:00 | 2026-07-20T00:00:00 | 7 | 0 | 7 | 285.71 | 14856.92 | 55316-3157 | USA | D01 | 215 | POWER/MATION DIVISION INC | 55486-0314 | CP20.241 | POWER SUPPLY, 480W, 100-240VAC 1PH, 24-28VDC, 20-17.13A | PUR | POWER SUPPLY, 480W, 100-240VAC 1PH, 24-28VDC, 20-17.13A | EA | EA |  | TRUE |  | P | FXG | 100
132775 | 2 | 1 | States | Champlin | Andrew Olson | TRUE | 2026-04-27T00:00:00 | 2026-07-24T00:00:00 | 2026-06-30T00:00:00 | 26 | 16 | 10 | 364.29 | 9471.54 | 55316-3157 | USA | D01 | 215 | POWER/MATION DIVISION INC | 55486-0314 | 0801016 | Phoenix Contact 0801016 Shrink Tubing, Polyolefin, 3:1, 30 mm, THERMOMARK, WMS Series | PUR | Phoenix Contact 0801016 Shrink Tubing, Polyolefin, 3:1, 30 mm, THERMOMARK, WMS Series | EA | EA |  | TRUE |  | P | FXG | 100
131121 | 4 | 1 | States | Champlin | Andrew Olson | TRUE | 2026-02-05T00:00:00 | 2026-11-13T00:00:00 | 2026-11-13T00:00:00 | 1 | 0 | 1 | 1003.44 | 1003.44 | 55316 | USA | D01 | 215 | POWER/MATION DIVISION INC | 55486-0314 | HSP5F3AS | 240/480:120/240VAC CPT | PUR | 240/480:120/240VAC CPT | EA | EA |  | TRUE |  | P | FXG | 100
134054 | 10 | 1 | States | Champlin | Andrew Olson | TRUE | 2026-06-12T00:00:00 | 2026-10-26T00:00:00 | 2026-10-26T00:00:00 | 110 | 2 | 108 | 19.34 | 2127.4 | 55316-3157 | USA | D01 | 215 | POWER/MATION DIVISION INC | 55486-0314 | M2SS2-11L1SFA611200R1104 | Illuminated Selector Switch, Round plastic, Maintained, 2 Position, Blue, 22.5mm | PUR | Illuminated Selector Switch, Round plastic, Maintained, 2 Position, Blue, 22.5mm | EA | EA |  | TRUE |  | P | FXG | 100
134054 | 9 | 1 | States | Champlin | Andrew Olson | TRUE | 2026-06-12T00:00:00 | 2026-07-31T00:00:00 | 2026-07-31T00:00:00 | 4 | 0 | 4 | 2916.4 | 11665.6 | 55316-3157 | USA | D01 | 215 | POWER/MATION DIVISION INC | 55486-0314 | IC695RMX128_ | RX3i Redundant Memory Xchange Module forHigh Availability. 2Megbytes of user sharedmemory. Dual Genius LAN is supportedusing application code that is located on thege-ip.com/support website | PUR | RX3i Redundant Memory Xchange Module forHigh Availability. 2Megbytes of user sharedmemory. Dual Genius LAN is supportedusing application code that is located on thege-ip.com/support website | EA | EA |  | TRUE |  | P | FXG | 100
134054 | 8 | 1 | States | Champlin | Andrew Olson | TRUE | 2026-06-12T00:00:00 | 2026-07-31T00:00:00 | 2026-07-31T00:00:00 | 6 | 0 | 6 | 396 | 2376 | 55316-3157 | USA | D01 | 215 | POWER/MATION DIVISION INC | 55486-0314 | IC695PSD140_ | Multipurpose Power Supply is suitable for usein load-sharing and redund ancy application. Itmust be installed in a PACsystems RX3i(IC695catalog number) Universal Backplane | PUR | Multipurpose Power Supply is suitable for usein load-sharing and redund ancy application. Itmust be installed in a PACsystems RX3i(IC695catalog number) Universal Backplane | EA | EA |  | TRUE |  | P | FXG | 100
134054 | 7 | 1 | States | Champlin | Andrew Olson | TRUE | 2026-06-12T00:00:00 | 2026-07-31T00:00:00 | 2026-07-31T00:00:00 | 2 | 0 | 2 | 1490.5 | 2981 | 55316-3157 | USA | D01 | 215 | POWER/MATION DIVISION INC | 55486-0314 | IC695PNC001 | RX3i - Profinet Controller - Emerson Automation Solutions | OSV | RX3i - Profinet Controller - Emerson Automation Solutions | EA | EA |  | TRUE |  | P | FXG | 100
134054 | 6 | 1 | States | Champlin | Andrew Olson | TRUE | 2026-06-12T00:00:00 | 2026-07-31T00:00:00 | 2026-07-31T00:00:00 | 2 | 0 | 2 | 1402.54 | 2805.08 | 55316-3157 | USA | D01 | 215 | POWER/MATION DIVISION INC | 55486-0314 | IC695ETM001 | RX3i - Ethernet Module, (2)RJ-45 ports, (1)IP address | PUR | RX3i - Ethernet Module, (2)RJ-45 ports, (1)IP address | EA | EA |  | TRUE |  | P | FXG | 100
134054 | 5 | 1 | States | Champlin | Andrew Olson | TRUE | 2026-06-12T00:00:00 | 2026-10-23T00:00:00 | 2026-10-23T00:00:00 | 2 | 0 | 2 | 5415.77 | 10831.54 | 55316-3157 | USA | D01 | 215 | POWER/MATION DIVISION INC | 55486-0314 | IC695CPE330 | RX3i - 1.1GHz Celeron-M Redundancy CPU, 64MB, with 2 Ethernet Ports | PUR | RX3i - 1.1GHz Celeron-M Redundancy CPU, 64MB, with 2 Ethernet Ports | EA | EA |  | TRUE |  | P | FXG | 100
134054 | 4 | 1 | States | Champlin | Andrew Olson | TRUE | 2026-06-12T00:00:00 | 2026-09-04T00:00:00 | 2026-09-04T00:00:00 | 2 | 0 | 2 | 720 | 1440 | 55316-3157 | USA | D01 | 215 | POWER/MATION DIVISION INC | 55486-0314 | IC695CHS012 | UNIVERSAL BACK PLANE, 12 SLOT | OSV | UNIVERSAL BACK PLANE, 12 SLOT | EA | EA |  | TRUE |  | P | FXG | 100
134054 | 3 | 1 | States | Champlin | Andrew Olson | TRUE | 2026-06-12T00:00:00 | 2026-10-23T00:00:00 | 2026-10-23T00:00:00 | 8 | 0 | 8 | 58.74 | 469.92 | 55316-3157 | USA | D01 | 215 | POWER/MATION DIVISION INC | 55486-0314 | IC694ACC310 | RX3i - Empty Slot Filler | OSV | RX3i - Empty Slot Filler | EA | EA |  | TRUE |  | P | FXG | 100
134054 | 2 | 1 | States | Champlin | Andrew Olson | TRUE | 2026-06-12T00:00:00 | 2026-07-31T00:00:00 | 2026-07-31T00:00:00 | 8 | 0 | 8 | 655.04 | 5240.32 | 55316-3157 | USA | D01 | 215 | POWER/MATION DIVISION INC | 55486-0314 | EPXPNS101 | PROFINET SYSTEM REDUNDANCY NETWORK | PUR | PROFINET SYSTEM REDUNDANCY NETWORK | EA | EA |  | TRUE |  | P | FXG | 100
134054 | 1 | 1 | States | Champlin | Andrew Olson | TRUE | 2026-06-12T00:00:00 | 2026-08-07T00:00:00 | 2026-08-03T00:00:00 | 80 | 0 | 80 | 581.17 | 46493.6 | 55316-3157 | USA | D01 | 215 | POWER/MATION DIVISION INC | 55486-0314 | EPXMBE001 | RSTi-EP Slice I/O Modbus TCP Network Adapter | PUR | RSTi-EP Slice I/O Modbus TCP Network Adapter | EA | EA |  | TRUE |  | P | FXG | 100
132081 | 1 | 1 | States | Champlin | Holly Davis | TRUE | 2026-03-26T00:00:00 | 2026-07-21T00:00:00 | 2026-06-03T00:00:00 | 21 | 0 | 21 | 68.28 | 1433.88 | 55316-3157 | USA | D01 | 216 | ELECTRO INDUSTRIES/GAUGE TECH | 11590 | EI-30CT06DR | HIGH DENSITY SHORTING TERMINAL BLOCK, 6PT ASSEMBLY | PUR | HIGH DENSITY SHORTING TERMINAL BLOCK, 6PT ASSEMBLY | EA | EA |  | TRUE |  | P | PPD | 100
134732 | 1 | 1 | States | Champlin | Holly Davis | TRUE | 2026-07-14T00:00:00 | 2026-09-24T00:00:00 |  | 33 | 0 | 33 | 68.28 | 4847.88 | 55316-3157 | USA | D01 | 216 | ELECTRO INDUSTRIES/GAUGE TECH | 11590 | EI-30CT06DR | HIGH DENSITY SHORTING TERMINAL BLOCK, 6PT ASSEMBLY | PUR | HIGH DENSITY SHORTING TERMINAL BLOCK, 6PT ASSEMBLY | EA | EA |  | FALSE |  | P | PPD | 100
134732 | 1 | 2 | States | Champlin | Holly Davis | TRUE | 2026-07-14T00:00:00 | 2026-10-26T00:00:00 |  | 38 | 0 | 38 | 68.28 | 4847.88 | 55316-3157 | USA | D01 | 216 | ELECTRO INDUSTRIES/GAUGE TECH | 11590 | EI-30CT06DR | HIGH DENSITY SHORTING TERMINAL BLOCK, 6PT ASSEMBLY | PUR | HIGH DENSITY SHORTING TERMINAL BLOCK, 6PT ASSEMBLY | EA | EA |  | FALSE |  | P | PPD | 100
132718 | 1 | 1 | States | Champlin | Holly Davis | TRUE | 2026-04-23T00:00:00 | 2026-06-03T00:00:00 |  | 4 | 0 | 4 | 3429.96 | 13719.84 | 55316-3157 | USA | D01 | 216 | ELECTRO INDUSTRIES/GAUGE TECH | 11590 | SHARK250-60-10-V3-D2-INP100S-20mAOS-X | Shark200, Power and Energy Meter, 60Hz, 5A CT, Power Quality Harmonic Supply: 90-265VAC/1001-375VDC Ethernet 100BaseT 4 Channel Analog Output (4-20mA) ANSI Mounting | PUR | Shark200, Power and Energy Meter, 60Hz, 5A CT, Power Quality Harmonic Supply: 90-265VAC/1001-375VDC Ethernet 100BaseT 4 Channel Analog Output (4-20mA) ANSI Mounting | EA | EA |  | TRUE |  | P | PPD | 100
134583 | 1 | 1 | States | Champlin | Holly Davis | TRUE | 2026-07-07T00:00:00 | 2026-07-17T00:00:00 |  | 16 | 0 | 16 | 42.42 | 1272.6 | 55316-3157 | USA | D01 | 216 | ELECTRO INDUSTRIES/GAUGE TECH | 11590 | EI-30CT04DR | HIGH DENSITY SHORTING TERMINAL BLOCK, 4PT ASSEMBLY | PUR | HIGH DENSITY SHORTING TERMINAL BLOCK, 4PT ASSEMBLY | EA | EA |  | FALSE |  | P | PPD | 100
134583 | 1 | 2 | States | Champlin | Holly Davis | TRUE | 2026-07-07T00:00:00 | 2026-08-04T00:00:00 |  | 8 | 0 | 8 | 42.42 | 1272.6 | 55316-3157 | USA | D01 | 216 | ELECTRO INDUSTRIES/GAUGE TECH | 11590 | EI-30CT04DR | HIGH DENSITY SHORTING TERMINAL BLOCK, 4PT ASSEMBLY | PUR | HIGH DENSITY SHORTING TERMINAL BLOCK, 4PT ASSEMBLY | EA | EA |  | FALSE |  | P | PPD | 100
134583 | 1 | 3 | States | Champlin | Holly Davis | TRUE | 2026-07-07T00:00:00 | 2026-09-04T00:00:00 |  | 6 | 0 | 6 | 42.42 | 1272.6 | 55316-3157 | USA | D01 | 216 | ELECTRO INDUSTRIES/GAUGE TECH | 11590 | EI-30CT04DR | HIGH DENSITY SHORTING TERMINAL BLOCK, 4PT ASSEMBLY | PUR | HIGH DENSITY SHORTING TERMINAL BLOCK, 4PT ASSEMBLY | EA | EA |  | FALSE |  | P | PPD | 100
133192 | 1 | 1 | States | Champlin | Holly Davis | TRUE | 2026-05-11T00:00:00 | 2026-07-21T00:00:00 | 2026-06-12T00:00:00 | 11 | 0 | 11 | 68.28 | 751.08 | 55316-3157 | USA | D01 | 216 | ELECTRO INDUSTRIES/GAUGE TECH | 11590 | EI-30CT06DR | HIGH DENSITY SHORTING TERMINAL BLOCK, 6PT ASSEMBLY | PUR | HIGH DENSITY SHORTING TERMINAL BLOCK, 6PT ASSEMBLY | EA | EA |  | TRUE |  | P | PPD | 100
133374 | 1 | 4 | States | Champlin | Holly Davis | TRUE | 2026-05-18T00:00:00 | 2026-10-19T00:00:00 | 2026-10-19T00:00:00 | 38 | 30 | 8 | 68.28 | 10378.56 | 55316-3157 | USA | D01 | 216 | ELECTRO INDUSTRIES/GAUGE TECH | 11590 | EI-30CT06DR | HIGH DENSITY SHORTING TERMINAL BLOCK, 6PT ASSEMBLY | PUR | HIGH DENSITY SHORTING TERMINAL BLOCK, 6PT ASSEMBLY | EA | EA |  | TRUE |  | P | PPD | 100
134035 | 1 | 1 | States | Champlin | Holly Davis | TRUE | 2026-06-11T00:00:00 | 2026-07-27T00:00:00 | 2026-07-27T00:00:00 | 3000 | 0 | 3000 | 6.88 | 20640 | 55316-3157 | USA | N30 | 219 | SOLEPOXY INC | 147.60 | DK19 RED | DK19 RED BAG DRUM EPOXY POWDER | pnt | DK19 RED BAG DRUM EPOXY POWDER | LB | LB | HEN | TRUE |  | P | FXLT | 100
134035 | 2 | 1 | States | Champlin | Holly Davis | TRUE | 2026-06-11T00:00:00 | 2026-08-31T00:00:00 | 2026-08-31T00:00:00 | 3000 | 0 | 3000 | 6.88 | 20640 | 55316-3157 | USA | N30 | 219 | SOLEPOXY INC | 147.60 | DK19 RED | DK19 RED BAG DRUM EPOXY POWDER | pnt | DK19 RED BAG DRUM EPOXY POWDER | LB | LB | HEN | TRUE |  | P | FXLT | 100
131759 | 1 | 6 | States | Champlin | Taylor Barrett | TRUE | 2026-03-16T00:00:00 | 2026-07-27T00:00:00 | 2026-07-27T00:00:00 | 105 | 0 | 105 | 477 | 267120 | 55316-3157 | USA | N30 | 569 | FLEX-CORE | 43026 | FCL5000/5-8 | 5000:5A SPLIT CORE ROUND CURRENT TRANSFORMER WITH 8" INSIDE DIAMETER | PUR | 5000:5A SPLIT CORE ROUND CURRENT TRANSFORMER WITH 8" INSIDE DIAMETER | EA | EA |  | TRUE |  | P | PPD | 100
134368 | 3 | 1 | States | Dayton | Holly Davis | TRUE | 2026-06-25T00:00:00 | 2026-09-04T00:00:00 |  | 1 | 0 | 1 | 0 | 0 | 55369-6417 | USA | D08 | 612 | GOODIN COMPANY | 55480-1691 | W30AB-B06XXXXJ | HVAC: 2.5-Ton cooling capacity, 6kW heat, 208/120Y VAC three phase. | PUR | HVAC: 2.5-Ton cooling capacity, 6kW heat, 208/120Y VAC three phase. | EA | EA |  | FALSE |  | P | PPD | DAYTON
134368 | 2 | 1 | States | Dayton | Holly Davis | TRUE | 2026-06-25T00:00:00 | 2026-09-04T00:00:00 |  | 1 | 0 | 1 | 154.78 | 154.78 | 55369-6417 | USA | D08 | 612 | GOODIN COMPANY | 55480-1691 | TH6220D1002 | Thermostat | PUR | Thermostat | EA | EA |  | FALSE |  | P | PPD | DAYTON
134368 | 1 | 1 | States | Dayton | Holly Davis | TRUE | 2026-06-25T00:00:00 | 2026-09-14T00:00:00 |  | 5 | 0 | 5 | 12.77 | 63.85 | 55369-6417 | USA | D08 | 612 | GOODIN COMPANY | 55480-1691 | 90-293Q | Relay SPDT 24V, connects across compressor coil | PUR | Relay SPDT 24V, connects across compressor coil | EA | EA |  | FALSE |  | P | PPD | DAYTON
131007 | 3 | 1 | States | Dayton | Holly Davis | TRUE | 2026-02-02T00:00:00 | 2026-05-22T00:00:00 | 2026-05-22T00:00:00 | 1 | 2 | -1 | 101.51 | 101.51 | 55369 | USA | D08 | 612 | GOODIN COMPANY | 55480-1691 | SG-2W_ | HVAC: Supply Grill | PUR | HVAC: Supply Grill | EA | EA |  | TRUE |  | P | PPD | DAYTON
134197 | 4 | 1 | States | Dayton | Holly Davis | TRUE | 2026-06-17T00:00:00 | 2026-09-14T00:00:00 |  | 1 | 0 | 1 | 0 | 0 | 55369-6417 | USA | D08 | 612 | GOODIN COMPANY | 55480-1691 | SG-2W_ | HVAC: Supply Grill | PUR | HVAC: Supply Grill | EA | EA |  | FALSE |  | P | PPD | DAYTON
134197 | 3 | 1 | States | Dayton | Holly Davis | TRUE | 2026-06-17T00:00:00 | 2026-09-14T00:00:00 |  | 1 | 0 | 1 | 0 | 0 | 55369-6417 | USA | D08 | 612 | GOODIN COMPANY | 55480-1691 | RG-2W_ | HVAC: Return Grill | PUR | HVAC: Return Grill | EA | EA |  | FALSE |  | P | PPD | DAYTON
134197 | 2 | 1 | States | Dayton | Holly Davis | TRUE | 2026-06-17T00:00:00 | 2026-09-14T00:00:00 |  | 2 | 0 | 2 | 0 | 0 | 55369-6417 | USA | D08 | 612 | GOODIN COMPANY | 55480-1691 | W48AB-C06XXXXJ | HVAC: 4-Ton cooling capacity, 6kW heat, 480VAC three phase. | PUR | HVAC: 4-Ton cooling capacity, 6kW heat, 480VAC three phase. | EA | EA |  | FALSE |  | P | PPD | DAYTON
134197 | 1 | 1 | States | Dayton | Holly Davis | TRUE | 2026-06-17T00:00:00 | 2026-09-14T00:00:00 |  | 1 | 0 | 1 | 0 | 0 | 55369-6417 | USA | D08 | 612 | GOODIN COMPANY | 55480-1691 | MC4002-BC | Lead/Lag HVAC Controller | PUR | Lead/Lag HVAC Controller | EA | EA |  | FALSE |  | P | PPD | DAYTON
134792 | 2 | 2 | States | Dayton | Holly Davis | TRUE | 2026-07-15T00:00:00 | 2027-01-22T00:00:00 |  | 1 | 0 | 1 | 0 | 0 | 55369-6417 | USA | D08 | 612 | GOODIN COMPANY | 55480-1691 | SG-2W_ | HVAC: Supply Grill | PUR | HVAC: Supply Grill | EA | EA |  | TRUE |  | P | PPD | DAYTON
134792 | 2 | 1 | States | Dayton | Holly Davis | TRUE | 2026-07-15T00:00:00 | 2026-07-31T00:00:00 | 2026-07-31T00:00:00 | 2 | 0 | 2 | 0 | 0 | 55369-6417 | USA | D08 | 612 | GOODIN COMPANY | 55480-1691 | SG-2W_ | HVAC: Supply Grill | PUR | HVAC: Supply Grill | EA | EA |  | TRUE |  | P | PPD | DAYTON
134792 | 1 | 1 | States | Dayton | Holly Davis | TRUE | 2026-07-15T00:00:00 | 2026-07-31T00:00:00 | 2026-07-31T00:00:00 | 1 | 0 | 1 | 0 | 0 | 55369-6417 | USA | D08 | 612 | GOODIN COMPANY | 55480-1691 | RG-2W_ | HVAC: Return Grill | PUR | HVAC: Return Grill | EA | EA |  | TRUE |  | P | PPD | DAYTON
134820 | 1 | 2 | States | Champlin | Holly Davis | TRUE | 2026-07-16T00:00:00 | 2026-09-18T00:00:00 |  | 500 | 0 | 500 | 7.78 | 19496.68 | 55316-3157 | USA | N30 | 629 | GUND COMPANY INC | 64184-3034 | 2TSE133006P0022 | 1/4" Thick Red Glastic (GPO-3) L BRACKET VERTICAL BUS to HORIZONTAL BUS | LVS | 1/4" Thick Red Glastic (GPO-3) L BRACKET VERTICAL BUS to HORIZONTAL BUS | EA | EA |  | FALSE |  | P | PPD | 100
134820 | 1 | 1 | States | Champlin | Holly Davis | TRUE | 2026-07-16T00:00:00 | 2026-09-18T00:00:00 |  | 2006 | 0 | 2006 | 7.78 | 19496.68 | 55316-3157 | USA | N30 | 629 | GUND COMPANY INC | 64184-3034 | 2TSE133006P0022 | 1/4" Thick Red Glastic (GPO-3) L BRACKET VERTICAL BUS to HORIZONTAL BUS | LVS | 1/4" Thick Red Glastic (GPO-3) L BRACKET VERTICAL BUS to HORIZONTAL BUS | EA | EA |  | FALSE |  | P | PPD | 100
134584 | 1 | 1 | States | Champlin | Holly Davis | TRUE | 2026-07-07T00:00:00 | 2026-09-09T00:00:00 |  | 500 | 0 | 500 | 7.78 | 3890 | 55316-3157 | USA | N30 | 629 | GUND COMPANY INC | 64184-3034 | 2TSE133006P0022 | 1/4" Thick Red Glastic (GPO-3) L BRACKET VERTICAL BUS to HORIZONTAL BUS | LVS | 1/4" Thick Red Glastic (GPO-3) L BRACKET VERTICAL BUS to HORIZONTAL BUS | EA | EA |  | FALSE |  | P | PPD | 100
134658 | 1 | 1 | States | Champlin | Hayley Fabian | TRUE | 2026-07-10T00:00:00 | 2026-07-27T00:00:00 | 2026-07-27T00:00:00 | 1 | 0 | 1 | 1871.42 | 1871.42 | 55316-3157 | USA | N60 | 640 | HARTFIEL AUTOMATION | 55485-6091 | 5A5B00000A0000-000 / N-1130411 | 15" Screen 1024 x 768 XGA 4:3 with SDL4 | PUR | 15" Screen 1024 x 768 XGA 4:3 with SDL4 | EA | EA |  | TRUE |  | P | B/W | 100
134658 | 2 | 1 | States | Champlin | Hayley Fabian | TRUE | 2026-07-10T00:00:00 | 2026-07-27T00:00:00 | 2026-07-27T00:00:00 | 1 | 0 | 1 | 2541.42 | 2541.42 | 55316-3157 | USA | N60 | 640 | HARTFIEL AUTOMATION | 55485-6091 | 5R4C03000000V0-000 / N-1130409 | PPC2200 AL18 with SDL4, 128GB Flash, W10 | PUR | PPC2200 AL18 with SDL4, 128GB Flash, W10 | EA | EA |  | TRUE |  | P | B/W | 100
131603 | 24 | 1 | States | Dayton | Robert Boulka | TRUE | 2026-03-04T00:00:00 |  |  | 10 | 0 | 10 | 1268.25 | 12682.5 | 55369-6417 | USA | N30 | 678 | INSULATION DISTRIBUTORS INCORPORATED | 53288-0008 | CC Natural-Therm 2.0 Part B | CC Natural-Therm 2.0 Part B | PUR | CC Natural-Therm 2.0 Part B | EA | EA |  | TRUE |  | P | UPS
131603 | 23 | 1 | States | Dayton | Robert Boulka | TRUE | 2026-03-04T00:00:00 |  |  | 10 | 0 | 10 | 1268.25 | 12682.5 | 55369-6417 | USA | N30 | 678 | INSULATION DISTRIBUTORS INCORPORATED | 53288-0008 | CC Natural-Therm 2.0 Part B | CC Natural-Therm 2.0 Part B | PUR | CC Natural-Therm 2.0 Part B | EA | EA |  | TRUE |  | P | UPS
131603 | 22 | 1 | States | Dayton | Robert Boulka | TRUE | 2026-03-04T00:00:00 |  |  | 10 | 0 | 10 | 1268.25 | 12682.5 | 55369-6417 | USA | N30 | 678 | INSULATION DISTRIBUTORS INCORPORATED | 53288-0008 | CC Natural-Therm 2.0 Part B | CC Natural-Therm 2.0 Part B | PUR | CC Natural-Therm 2.0 Part B | EA | EA |  | TRUE |  | P | UPS
131603 | 11 | 1 | States | Dayton | Robert Boulka | TRUE | 2026-03-04T00:00:00 |  |  | 10 | 0 | 10 | 1335 | 13350 | 55369-6417 | USA | N30 | 678 | INSULATION DISTRIBUTORS INCORPORATED | 53288-0008 | CC Natural-Therm 2.0 Part A | CC Natural-Therm 2.0 Part A | PUR | CC Natural-Therm 2.0 Part A | EA | EA |  | TRUE |  | P | UPS
131603 | 10 | 1 | States | Dayton | Robert Boulka | TRUE | 2026-03-04T00:00:00 |  |  | 10 | 0 | 10 | 1335 | 13350 | 55369-6417 | USA | N30 | 678 | INSULATION DISTRIBUTORS INCORPORATED | 53288-0008 | CC Natural-Therm 2.0 Part A | CC Natural-Therm 2.0 Part A | PUR | CC Natural-Therm 2.0 Part A | EA | EA |  | TRUE |  | P | UPS
131603 | 9 | 1 | States | Dayton | Robert Boulka | TRUE | 2026-03-04T00:00:00 |  |  | 10 | 0 | 10 | 1335 | 13350 | 55369-6417 | USA | N30 | 678 | INSULATION DISTRIBUTORS INCORPORATED | 53288-0008 | CC Natural-Therm 2.0 Part A | CC Natural-Therm 2.0 Part A | PUR | CC Natural-Therm 2.0 Part A | EA | EA |  | TRUE |  | P | UPS
134422 | 1 | 2 | States | Dayton | Taylor Barrett | TRUE | 2026-06-29T00:00:00 | 2026-09-09T00:00:00 |  | 12 | 0 | 12 | 715 | 14300 | 55369-6417 | USA | N30 | 701 | IRISS INC | 34211 | CAP-CT-12 | 12” Rectangular IR Inspection Pane | PUR | 12” Rectangular IR Inspection Pane | EA | EA |  | FALSE |  | P | PPD | DAYTON
134422 | 1 | 1 | States | Dayton | Taylor Barrett | TRUE | 2026-06-29T00:00:00 | 2026-08-28T00:00:00 |  | 8 | 0 | 8 | 715 | 14300 | 55369-6417 | USA | N30 | 701 | IRISS INC | 34211 | CAP-CT-12 | 12” Rectangular IR Inspection Pane | PUR | 12” Rectangular IR Inspection Pane | EA | EA |  | FALSE |  | P | PPD | DAYTON
134705 | 1 | 1 | States | Dayton | Taylor Barrett | TRUE | 2026-07-13T00:00:00 | 2026-10-26T00:00:00 |  | 16 | 0 | 16 | 1101 | 17616 | 55369-6417 | USA | N30 | 701 | IRISS INC | 34211 | IRISS CAP-ENV-24 | IR Window: 24" Outdoor IR Window | PUR | IR Window: 24" Outdoor IR Window | EA | EA |  | FALSE |  | P | PPD | DAYTON
134705 | 2 | 1 | States | Dayton | Taylor Barrett | TRUE | 2026-07-13T00:00:00 | 2026-08-10T00:00:00 |  | 1 | 0 | 1 | 347 | 18044 | 55369-6417 | USA | N30 | 701 | IRISS INC | 34211 | VPT-100 | 4" Transparent IR Window & Metal Cover | PUR | 4" Transparent IR Window & Metal Cover | EA | EA |  | FALSE |  | P | PPD | DAYTON
134705 | 2 | 2 | States | Dayton | Taylor Barrett | TRUE | 2026-07-13T00:00:00 | 2026-09-14T00:00:00 |  | 6 | 0 | 6 | 347 | 18044 | 55369-6417 | USA | N30 | 701 | IRISS INC | 34211 | VPT-100 | 4" Transparent IR Window & Metal Cover | PUR | 4" Transparent IR Window & Metal Cover | EA | EA |  | FALSE |  | P | PPD | DAYTON
134705 | 2 | 3 | States | Dayton | Taylor Barrett | TRUE | 2026-07-13T00:00:00 | 2026-11-16T00:00:00 |  | 19 | 0 | 19 | 347 | 18044 | 55369-6417 | USA | N30 | 701 | IRISS INC | 34211 | VPT-100 | 4" Transparent IR Window & Metal Cover | PUR | 4" Transparent IR Window & Metal Cover | EA | EA |  | FALSE |  | P | PPD | DAYTON
134705 | 2 | 4 | States | Dayton | Taylor Barrett | TRUE | 2026-07-13T00:00:00 | 2026-12-28T00:00:00 |  | 13 | 0 | 13 | 347 | 18044 | 55369-6417 | USA | N30 | 701 | IRISS INC | 34211 | VPT-100 | 4" Transparent IR Window & Metal Cover | PUR | 4" Transparent IR Window & Metal Cover | EA | EA |  | FALSE |  | P | PPD | DAYTON
134705 | 2 | 5 | States | Dayton | Taylor Barrett | TRUE | 2026-07-13T00:00:00 | 2027-02-15T00:00:00 |  | 13 | 0 | 13 | 347 | 18044 | 55369-6417 | USA | N30 | 701 | IRISS INC | 34211 | VPT-100 | 4" Transparent IR Window & Metal Cover | PUR | 4" Transparent IR Window & Metal Cover | EA | EA |  | FALSE |  | P | PPD | DAYTON
133927 | 1 | 1 | States | Dayton | Taylor Barrett | TRUE | 2026-06-08T00:00:00 | 2026-11-20T00:00:00 | 2026-11-20T00:00:00 | 72 | 0 | 72 | 1101 | 435996 | 55369-6417 | USA | N30 | 701 | IRISS INC | 34211 | IRISS CAP-ENV-24 | IR Window: 24" Outdoor IR Window | PUR | IR Window: 24" Outdoor IR Window | EA | EA |  | TRUE |  | P | PPD | DAYTON
133927 | 1 | 2 | States | Dayton | Taylor Barrett | TRUE | 2026-06-08T00:00:00 | 2026-12-21T00:00:00 | 2026-12-21T00:00:00 | 72 | 0 | 72 | 1101 | 435996 | 55369-6417 | USA | N30 | 701 | IRISS INC | 34211 | IRISS CAP-ENV-24 | IR Window: 24" Outdoor IR Window | PUR | IR Window: 24" Outdoor IR Window | EA | EA |  | TRUE |  | P | PPD | DAYTON
133927 | 1 | 3 | States | Dayton | Taylor Barrett | TRUE | 2026-06-08T00:00:00 | 2027-01-25T00:00:00 | 2027-01-25T00:00:00 | 72 | 0 | 72 | 1101 | 435996 | 55369-6417 | USA | N30 | 701 | IRISS INC | 34211 | IRISS CAP-ENV-24 | IR Window: 24" Outdoor IR Window | PUR | IR Window: 24" Outdoor IR Window | EA | EA |  | TRUE |  | P | PPD | DAYTON
133927 | 1 | 4 | States | Dayton | Taylor Barrett | TRUE | 2026-06-08T00:00:00 | 2027-02-22T00:00:00 | 2027-02-22T00:00:00 | 72 | 0 | 72 | 1101 | 435996 | 55369-6417 | USA | N30 | 701 | IRISS INC | 34211 | IRISS CAP-ENV-24 | IR Window: 24" Outdoor IR Window | PUR | IR Window: 24" Outdoor IR Window | EA | EA |  | TRUE |  | P | PPD | DAYTON
133927 | 1 | 5 | States | Dayton | Taylor Barrett | TRUE | 2026-06-08T00:00:00 | 2027-03-25T00:00:00 | 2027-03-25T00:00:00 | 72 | 0 | 72 | 1101 | 435996 | 55369-6417 | USA | N30 | 701 | IRISS INC | 34211 | IRISS CAP-ENV-24 | IR Window: 24" Outdoor IR Window | PUR | IR Window: 24" Outdoor IR Window | EA | EA |  | TRUE |  | P | PPD | DAYTON
133927 | 1 | 6 | States | Dayton | Taylor Barrett | TRUE | 2026-06-08T00:00:00 | 2027-04-26T00:00:00 | 2027-04-26T00:00:00 | 36 | 0 | 36 | 1101 | 435996 | 55369-6417 | USA | N30 | 701 | IRISS INC | 34211 | IRISS CAP-ENV-24 | IR Window: 24" Outdoor IR Window | PUR | IR Window: 24" Outdoor IR Window | EA | EA |  | TRUE |  | P | PPD | DAYTON
133063 | 1 | 1 | States | Hanover | Taylor Barrett | TRUE | 2026-05-07T00:00:00 | 2026-07-20T00:00:00 | 2026-07-20T00:00:00 | 441 | 0 | 441 | 1101 | 1140636 | 21076 | USA | N30 | 701 | IRISS INC | 34211 | IRISS CAP-ENV-24 | IR Window: 24" Outdoor IR Window | PUR | IR Window: 24" Outdoor IR Window | EA | EA |  | TRUE |  | P | PPD | 100
133063 | 1 | 2 | States | Hanover | Taylor Barrett | TRUE | 2026-05-07T00:00:00 | 2026-08-18T00:00:00 | 2026-08-18T00:00:00 | 196 | 0 | 196 | 1101 | 1140636 | 21076 | USA | N30 | 701 | IRISS INC | 34211 | IRISS CAP-ENV-24 | IR Window: 24" Outdoor IR Window | PUR | IR Window: 24" Outdoor IR Window | EA | EA |  | TRUE |  | P | PPD | 100
133063 | 1 | 3 | States | Hanover | Taylor Barrett | TRUE | 2026-05-07T00:00:00 | 2026-09-17T00:00:00 | 2026-09-17T00:00:00 | 294 | 0 | 294 | 1101 | 1140636 | 21076 | USA | N30 | 701 | IRISS INC | 34211 | IRISS CAP-ENV-24 | IR Window: 24" Outdoor IR Window | PUR | IR Window: 24" Outdoor IR Window | EA | EA |  | TRUE |  | P | PPD | 100
133063 | 1 | 4 | States | Hanover | Taylor Barrett | TRUE | 2026-05-07T00:00:00 | 2026-10-19T00:00:00 | 2026-10-19T00:00:00 | 105 | 0 | 105 | 1101 | 1140636 | 21076 | USA | N30 | 701 | IRISS INC | 34211 | IRISS CAP-ENV-24 | IR Window: 24" Outdoor IR Window | PUR | IR Window: 24" Outdoor IR Window | EA | EA |  | TRUE |  | P | PPD | 100
133175 | 1 | 2 | States | Champlin | Taylor Barrett | TRUE | 2026-05-11T00:00:00 | 2026-08-11T00:00:00 | 2026-08-11T00:00:00 | 38 | 0 | 38 | 715 | 108680 | 55316-3157 | USA | N30 | 701 | IRISS INC | 34211 | CAP-CT-12 | 12” Rectangular IR Inspection Pane | PUR | 12" INDUSTRIAL GRADE IR WINDOW WITH TRANSPARENT POLYMER AND FULL LATCH COVER | EA | EA |  | TRUE |  | P | PPD | 100
133175 | 1 | 3 | States | Champlin | Taylor Barrett | TRUE | 2026-05-11T00:00:00 | 2026-09-10T00:00:00 | 2026-09-10T00:00:00 | 38 | 0 | 38 | 715 | 108680 | 55316-3157 | USA | N30 | 701 | IRISS INC | 34211 | CAP-CT-12 | 12” Rectangular IR Inspection Pane | PUR | 12" INDUSTRIAL GRADE IR WINDOW WITH TRANSPARENT POLYMER AND FULL LATCH COVER | EA | EA |  | TRUE |  | P | PPD | 100
133175 | 1 | 4 | States | Champlin | Taylor Barrett | TRUE | 2026-05-11T00:00:00 | 2026-10-12T00:00:00 | 2026-10-12T00:00:00 | 38 | 0 | 38 | 715 | 108680 | 55316-3157 | USA | N30 | 701 | IRISS INC | 34211 | CAP-CT-12 | 12” Rectangular IR Inspection Pane | PUR | 12" INDUSTRIAL GRADE IR WINDOW WITH TRANSPARENT POLYMER AND FULL LATCH COVER | EA | EA |  | TRUE |  | P | PPD | 100
133175 | 2 | 2 | States | Champlin | Taylor Barrett | TRUE | 2026-05-11T00:00:00 | 2026-08-11T00:00:00 | 2026-08-11T00:00:00 | 76 | 0 | 76 | 232 | 70528 | 55316-3157 | USA | N30 | 701 | IRISS INC | 34211 | VPT-75 | IRISS IR WINDOW VPT PLATINUM SERIES | PUR | IRISS IR WINDOW VPT PLATINUM SERIES | EA | EA |  | TRUE |  | P | PPD | 100
133175 | 2 | 3 | States | Champlin | Taylor Barrett | TRUE | 2026-05-11T00:00:00 | 2026-09-10T00:00:00 | 2026-09-10T00:00:00 | 76 | 0 | 76 | 232 | 70528 | 55316-3157 | USA | N30 | 701 | IRISS INC | 34211 | VPT-75 | IRISS IR WINDOW VPT PLATINUM SERIES | PUR | IRISS IR WINDOW VPT PLATINUM SERIES | EA | EA |  | TRUE |  | P | PPD | 100
133175 | 2 | 4 | States | Champlin | Taylor Barrett | TRUE | 2026-05-11T00:00:00 | 2026-10-12T00:00:00 | 2026-10-12T00:00:00 | 76 | 0 | 76 | 232 | 70528 | 55316-3157 | USA | N30 | 701 | IRISS INC | 34211 | VPT-75 | IRISS IR WINDOW VPT PLATINUM SERIES | PUR | IRISS IR WINDOW VPT PLATINUM SERIES | EA | EA |  | TRUE |  | P | PPD | 100
132671 | 1 | 1 | States | Champlin | Taylor Barrett | TRUE | 2026-04-22T00:00:00 | 2026-07-08T00:00:00 | 2026-07-08T00:00:00 | 22 | 15 | 7 | 1101 | 24222 | 55316-3157 | USA | N30 | 701 | IRISS INC | 34211 | IRISS CAP-ENV-24 | IR Window: 24" Outdoor IR Window | PUR | IR Window: 24" Outdoor IR Window | EA | EA |  | TRUE |  | P | PPD | 100
134396 | 1 | 1 | States | Champlin | Taylor Barrett | TRUE | 2026-06-29T00:00:00 | 2026-07-22T00:00:00 |  | 12 | 0 | 12 | 715 | 8580 | 55316-3157 | USA | N30 | 701 | IRISS INC | 34211 | CAP-CT-12 | 12” Rectangular IR Inspection Pane | PUR | 12" INDUSTRIAL GRADE IR WINDOW WITH TRANSPARENT POLYMER AND FULL LATCH COVER | EA | EA |  | FALSE |  | P | PPD | 100
134153 | 10 | 1 | States | Champlin | Taylor Barrett | TRUE | 2026-06-16T00:00:00 | 2026-08-05T00:00:00 | 2026-08-05T00:00:00 | 1 | 0 | 1 | 221 | 221 | 55316-3157 | USA | N30 | 726 | KIRK KEY INTERLOCK COMPANY LLC | 45263-8534 | KCAM00010S | ORDER PER BOM/QUOTE | PUR | Stamped K2 Keyed 65039 | EA | EA | KIRK | TRUE |  | P | PPD | 100
134153 | 9 | 1 | States | Champlin | Taylor Barrett | TRUE | 2026-06-16T00:00:00 | 2026-08-05T00:00:00 | 2026-08-05T00:00:00 | 1 | 0 | 1 | 221 | 221 | 55316-3157 | USA | N30 | 726 | KIRK KEY INTERLOCK COMPANY LLC | 45263-8534 | KCAM00010S | ORDER PER BOM/QUOTE | PUR | Stamped K2 Keyed 65035 | EA | EA | KIRK | TRUE |  | P | PPD | 100
134153 | 8 | 1 | States | Champlin | Taylor Barrett | TRUE | 2026-06-16T00:00:00 | 2026-08-05T00:00:00 | 2026-08-05T00:00:00 | 1 | 0 | 1 | 221 | 221 | 55316-3157 | USA | N30 | 726 | KIRK KEY INTERLOCK COMPANY LLC | 45263-8534 | KCAM00010S | ORDER PER BOM/QUOTE | PUR | Stamped K2 Keyed 65031 | EA | EA | KIRK | TRUE |  | P | PPD | 100
134153 | 7 | 1 | States | Champlin | Taylor Barrett | TRUE | 2026-06-16T00:00:00 | 2026-08-05T00:00:00 | 2026-08-05T00:00:00 | 1 | 0 | 1 | 221 | 221 | 55316-3157 | USA | N30 | 726 | KIRK KEY INTERLOCK COMPANY LLC | 45263-8534 | KCAM00010S | ORDER PER BOM/QUOTE | PUR | Stamped K2 Keyed 65027 | EA | EA | KIRK | TRUE |  | P | PPD | 100
134153 | 6 | 1 | States | Champlin | Taylor Barrett | TRUE | 2026-06-16T00:00:00 | 2026-08-05T00:00:00 | 2026-08-05T00:00:00 | 1 | 0 | 1 | 221 | 221 | 55316-3157 | USA | N30 | 726 | KIRK KEY INTERLOCK COMPANY LLC | 45263-8534 | KCAM00010S | ORDER PER BOM/QUOTE | PUR | Stamped K2 Keyed 65023 | EA | EA | KIRK | TRUE |  | P | PPD | 100
134153 | 5 | 1 | States | Champlin | Taylor Barrett | TRUE | 2026-06-16T00:00:00 | 2026-08-05T00:00:00 | 2026-08-05T00:00:00 | 1 | 0 | 1 | 221 | 221 | 55316-3157 | USA | N30 | 726 | KIRK KEY INTERLOCK COMPANY LLC | 45263-8534 | KCAM00010S | ORDER PER BOM/QUOTE | PUR | Stamped K2 Keyed 65019 | EA | EA | KIRK | TRUE |  | P | PPD | 100
134153 | 1 | 1 | States | Champlin | Taylor Barrett | TRUE | 2026-06-16T00:00:00 | 2026-08-05T00:00:00 | 2026-08-05T00:00:00 | 1 | 0 | 1 | 221 | 221 | 55316-3157 | USA | N30 | 726 | KIRK KEY INTERLOCK COMPANY LLC | 45263-8534 | KCAM00010S | ORDER PER BOM/QUOTE | PUR | Stamped A2 Keyed 65003 | EA | EA | KIRK | TRUE |  | P | PPD | 100
134153 | 2 | 1 | States | Champlin | Taylor Barrett | TRUE | 2026-06-16T00:00:00 | 2026-08-05T00:00:00 | 2026-08-05T00:00:00 | 1 | 0 | 1 | 221 | 221 | 55316-3157 | USA | N30 | 726 | KIRK KEY INTERLOCK COMPANY LLC | 45263-8534 | KCAM00010S | ORDER PER BOM/QUOTE | PUR | Stamped K2 Key 65007 | EA | EA | KIRK | TRUE |  | P | PPD | 100
134153 | 3 | 1 | States | Champlin | Taylor Barrett | TRUE | 2026-06-16T00:00:00 | 2026-08-05T00:00:00 | 2026-08-05T00:00:00 | 1 | 0 | 1 | 221 | 221 | 55316-3157 | USA | N30 | 726 | KIRK KEY INTERLOCK COMPANY LLC | 45263-8534 | KCAM00010S | ORDER PER BOM/QUOTE | PUR | Stamped K2 Keyed 65011 | EA | EA | KIRK | TRUE |  | P | PPD | 100
134153 | 4 | 1 | States | Champlin | Taylor Barrett | TRUE | 2026-06-16T00:00:00 | 2026-08-05T00:00:00 | 2026-08-05T00:00:00 | 1 | 0 | 1 | 221 | 221 | 55316-3157 | USA | N30 | 726 | KIRK KEY INTERLOCK COMPANY LLC | 45263-8534 | KCAM00010S | ORDER PER BOM/QUOTE | PUR | Stamped K2 Keyed 65015 | EA | EA | KIRK | TRUE |  | P | PPD | 100
134256 | 1 | 1 | States | Dayton | Taylor Barrett | TRUE | 2026-06-22T00:00:00 | 2026-09-14T00:00:00 | 2026-09-14T00:00:00 | 1 | 0 | 1 | 391 | 1955 | 55369-6417 | USA | N30 | 726 | KIRK KEY INTERLOCK COMPANY LLC | 45263-8534 | KDL0---10S | KIRK LOCK, TYPE D, NO AUX, E1 CYL, STAMED CPT1 TO CPT8 | PUR | KIRK LOCK, TYPE D, NO AUX, E1 CYL, STAMED CPT1 TO CPT4 | EA | EA | KIRK | TRUE |  | P | PPD | DAYTON
134256 | 1 | 2 | States | Dayton | Taylor Barrett | TRUE | 2026-06-22T00:00:00 | 2026-09-14T00:00:00 | 2026-09-14T00:00:00 | 1 | 0 | 1 | 391 | 1955 | 55369-6417 | USA | N30 | 726 | KIRK KEY INTERLOCK COMPANY LLC | 45263-8534 | KDL0---10S | KIRK LOCK, TYPE D, NO AUX, E1 CYL, STAMED CPT1 TO CPT8 | PUR | KIRK LOCK, TYPE D, NO AUX, E1 CYL, STAMED CPT1 TO CPT4 | EA | EA | KIRK | TRUE |  | P | PPD | DAYTON
134256 | 1 | 3 | States | Dayton | Taylor Barrett | TRUE | 2026-06-22T00:00:00 | 2026-09-14T00:00:00 | 2026-09-14T00:00:00 | 1 | 0 | 1 | 391 | 1955 | 55369-6417 | USA | N30 | 726 | KIRK KEY INTERLOCK COMPANY LLC | 45263-8534 | KDL0---10S | KIRK LOCK, TYPE D, NO AUX, E1 CYL, STAMED CPT1 TO CPT8 | PUR | KIRK LOCK, TYPE D, NO AUX, E1 CYL, STAMED CPT1 TO CPT4 | EA | EA | KIRK | TRUE |  | P | PPD | DAYTON
134256 | 1 | 4 | States | Dayton | Taylor Barrett | TRUE | 2026-06-22T00:00:00 | 2026-09-14T00:00:00 | 2026-09-14T00:00:00 | 1 | 0 | 1 | 391 | 1955 | 55369-6417 | USA | N30 | 726 | KIRK KEY INTERLOCK COMPANY LLC | 45263-8534 | KDL0---10S | KIRK LOCK, TYPE D, NO AUX, E1 CYL, STAMED CPT1 TO CPT8 | PUR | KIRK LOCK, TYPE D, NO AUX, E1 CYL, STAMED CPT1 TO CPT4 | EA | EA | KIRK | TRUE |  | P | PPD | DAYTON
134256 | 1 | 5 | States | Dayton | Taylor Barrett | TRUE | 2026-06-22T00:00:00 | 2026-09-14T00:00:00 | 2026-09-14T00:00:00 | 1 | 0 | 1 | 391 | 1955 | 55369-6417 | USA | N30 | 726 | KIRK KEY INTERLOCK COMPANY LLC | 45263-8534 | KDL0---10S | KIRK LOCK, TYPE D, NO AUX, E1 CYL, STAMED CPT1 TO CPT8 | PUR | KIRK LOCK, TYPE D, NO AUX, E1 CYL, STAMED CPT1 TO CPT4 | EA | EA | KIRK | TRUE |  | P | PPD | DAYTON
134256 | 2 | 1 | States | Dayton | Taylor Barrett | TRUE | 2026-06-22T00:00:00 | 2026-09-14T00:00:00 | 2026-09-14T00:00:00 | 1 | 0 | 1 | 353 | 1765 | 55369-6417 | USA | N30 | 726 | KIRK KEY INTERLOCK COMPANY LLC | 45263-8534 | KFF-00010S | KIRK LOCK, TYPE FF, E1 CYL, REMOVAL IN EXTENDED POSITION, STAMED CPT1 TO CPT8 | PUR | KIRK LOCK, TYPE FF, E1 CYL, REMOVAL IN EXTENDED POSITION, STAMED CPT1 TO CPT4 | EA | EA | KIRK | TRUE |  | P | PPD | DAYTON
134256 | 2 | 2 | States | Dayton | Taylor Barrett | TRUE | 2026-06-22T00:00:00 | 2026-09-14T00:00:00 | 2026-09-14T00:00:00 | 1 | 0 | 1 | 353 | 1765 | 55369-6417 | USA | N30 | 726 | KIRK KEY INTERLOCK COMPANY LLC | 45263-8534 | KFF-00010S | KIRK LOCK, TYPE FF, E1 CYL, REMOVAL IN EXTENDED POSITION, STAMED CPT1 TO CPT8 | PUR | KIRK LOCK, TYPE FF, E1 CYL, REMOVAL IN EXTENDED POSITION, STAMED CPT1 TO CPT4 | EA | EA | KIRK | TRUE |  | P | PPD | DAYTON
134256 | 2 | 3 | States | Dayton | Taylor Barrett | TRUE | 2026-06-22T00:00:00 | 2026-09-14T00:00:00 | 2026-09-14T00:00:00 | 1 | 0 | 1 | 353 | 1765 | 55369-6417 | USA | N30 | 726 | KIRK KEY INTERLOCK COMPANY LLC | 45263-8534 | KFF-00010S | KIRK LOCK, TYPE FF, E1 CYL, REMOVAL IN EXTENDED POSITION, STAMED CPT1 TO CPT8 | PUR | KIRK LOCK, TYPE FF, E1 CYL, REMOVAL IN EXTENDED POSITION, STAMED CPT1 TO CPT4 | EA | EA | KIRK | TRUE |  | P | PPD | DAYTON
134256 | 2 | 4 | States | Dayton | Taylor Barrett | TRUE | 2026-06-22T00:00:00 | 2026-09-14T00:00:00 | 2026-09-14T00:00:00 | 1 | 0 | 1 | 353 | 1765 | 55369-6417 | USA | N30 | 726 | KIRK KEY INTERLOCK COMPANY LLC | 45263-8534 | KFF-00010S | KIRK LOCK, TYPE FF, E1 CYL, REMOVAL IN EXTENDED POSITION, STAMED CPT1 TO CPT8 | PUR | KIRK LOCK, TYPE FF, E1 CYL, REMOVAL IN EXTENDED POSITION, STAMED CPT1 TO CPT4 | EA | EA | KIRK | TRUE |  | P | PPD | DAYTON
134256 | 2 | 5 | States | Dayton | Taylor Barrett | TRUE | 2026-06-22T00:00:00 | 2026-09-14T00:00:00 | 2026-09-14T00:00:00 | 1 | 0 | 1 | 353 | 1765 | 55369-6417 | USA | N30 | 726 | KIRK KEY INTERLOCK COMPANY LLC | 45263-8534 | KFF-00010S | KIRK LOCK, TYPE FF, E1 CYL, REMOVAL IN EXTENDED POSITION, STAMED CPT1 TO CPT8 | PUR | KIRK LOCK, TYPE FF, E1 CYL, REMOVAL IN EXTENDED POSITION, STAMED CPT1 TO CPT4 | EA | EA | KIRK | TRUE |  | P | PPD | DAYTON
134225 | 1 | 1 | States | Champlin | Taylor Barrett | TRUE | 2026-06-19T00:00:00 | 2026-06-22T00:00:00 |  | 62 | 0 | 62 | 221 | 13702 | 55316-3157 | USA | N30 | 726 | KIRK KEY INTERLOCK COMPANY LLC | 45263-8534 | KCAM00010S | ORDER PER BOM/QUOTE | PUR | ORDER PER BOM/QUOTE | EA | EA | KIRK | FALSE |  | P | PPD | 100
133411 | 3 | 1 | States | Dayton | Taylor Barrett | TRUE | 2026-05-19T00:00:00 | 2026-07-27T00:00:00 | 2026-07-27T00:00:00 | 2 | 0 | 2 | 371 | 2968 | 55369-6417 | USA | N30 | 726 | KIRK KEY INTERLOCK COMPANY LLC | 45263-8534 | KDL0---10S----- | ORDER PER BOM/QUOTE | PUR | KIRK LOCK, TYPE D, NO AUX, E1 CYL, STAMPED CPTU1 TO CPTU8 | EA | EA | KIRK | TRUE |  | P | PPD | DAYTON
133411 | 3 | 2 | States | Dayton | Taylor Barrett | TRUE | 2026-05-19T00:00:00 | 2026-07-27T00:00:00 | 2026-07-27T00:00:00 | 6 | 0 | 6 | 371 | 2968 | 55369-6417 | USA | N30 | 726 | KIRK KEY INTERLOCK COMPANY LLC | 45263-8534 | KDL0---10S----- | ORDER PER BOM/QUOTE | PUR | KIRK LOCK, TYPE D, NO AUX, E1 CYL, STAMPED CPTU1 TO CPTU8 | EA | EA | KIRK | TRUE |  | P | PPD | DAYTON
133411 | 4 | 1 | States | Dayton | Taylor Barrett | TRUE | 2026-05-19T00:00:00 | 2026-07-27T00:00:00 | 2026-07-27T00:00:00 | 2 | 0 | 2 | 333 | 2664 | 55369-6417 | USA | N30 | 726 | KIRK KEY INTERLOCK COMPANY LLC | 45263-8534 | KFF-00010S---- | ORDER PER BOM/QUOTE | PUR | KIRK LOCK, TYPE FF, E1 CYL, REMOVAL IN EXTENDED POSITION, STAMPED CPTU1 TO CPTU8 | EA | EA | KIRK | TRUE |  | P | PPD | DAYTON
133411 | 4 | 2 | States | Dayton | Taylor Barrett | TRUE | 2026-05-19T00:00:00 | 2026-07-27T00:00:00 | 2026-07-27T00:00:00 | 6 | 0 | 6 | 333 | 2664 | 55369-6417 | USA | N30 | 726 | KIRK KEY INTERLOCK COMPANY LLC | 45263-8534 | KFF-00010S---- | ORDER PER BOM/QUOTE | PUR | KIRK LOCK, TYPE FF, E1 CYL, REMOVAL IN EXTENDED POSITION, STAMPED CPTU1 TO CPTU8 | EA | EA | KIRK | TRUE |  | P | PPD | DAYTON
132193 | 3 | 1 | States | Dayton | Taylor Barrett | TRUE | 2026-04-01T00:00:00 | 2026-07-27T00:00:00 | 2026-07-27T00:00:00 | 16 | 0 | 16 | 315 | 5040 | 55369-6417 | USA | N30 | 726 | KIRK KEY INTERLOCK COMPANY LLC | 45263-8534 | KFL010010S--T---QTE002953-4 | Kirk key interlock, KFL010010S--T---, fits LS Electric ULI-27R25D12-G EXPS | PUR | Kirk key interlock, KFL010010S--T---, fits LS Electric ULI-27R25D12-G EXPS | EA | EA | KIRK | TRUE |  | P | PPD | DAYTON
134203 | 3 | 6 | States | Champlin | Taylor Barrett | TRUE | 2026-06-17T00:00:00 | 2026-10-02T00:00:00 |  | 1 | 0 | 1 | 558 | 3906 | 55316-3157 | USA | N30 | 726 | KIRK KEY INTERLOCK COMPANY LLC | 45263-8534 | KFL020021 | ORDER PER BOM/QUOTE | PUR | SD Brass Body Bolt Length 2 Inches 2 Cylinder(s) 1 Key Removable Bolt Withdrawn, Stamped: (E) H11 - (W) H15 | EA | EA | KIRK | FALSE |  | P | PPD | 100
134203 | 3 | 7 | States | Champlin | Taylor Barrett | TRUE | 2026-06-17T00:00:00 | 2026-10-02T00:00:00 |  | 1 | 0 | 1 | 558 | 3906 | 55316-3157 | USA | N30 | 726 | KIRK KEY INTERLOCK COMPANY LLC | 45263-8534 | KFL020021 | ORDER PER BOM/QUOTE | PUR | SD Brass Body Bolt Length 2 Inches 2 Cylinder(s) 1 Key Removable Bolt Withdrawn, Stamped: (E) H11 - (W) H15 | EA | EA | KIRK | FALSE |  | P | PPD | 100
134203 | 4 | 1 | States | Champlin | Taylor Barrett | TRUE | 2026-06-17T00:00:00 | 2026-09-24T00:00:00 |  | 1 | 0 | 1 | 1237 | 3711 | 55316-3157 | USA | N30 | 726 | KIRK KEY INTERLOCK COMPANY LLC | 45263-8534 | SKRU41E-11 | PER BOM DESCRIPTION | PUR | SKRU Type Interlock. Cover Plate Included, 120VAC Operating Voltage, LED Signal Light and Push button, Key Interchange keyed "H12" | EA | EA | KIRK | FALSE |  | P | PPD | 100
134203 | 4 | 2 | States | Champlin | Taylor Barrett | TRUE | 2026-06-17T00:00:00 | 2026-10-02T00:00:00 |  | 1 | 0 | 1 | 1237 | 3711 | 55316-3157 | USA | N30 | 726 | KIRK KEY INTERLOCK COMPANY LLC | 45263-8534 | SKRU41E-11 | PER BOM DESCRIPTION | PUR | SKRU Type Interlock. Cover Plate Included, 120VAC Operating Voltage, LED Signal Light and Push button, Key Interchange keyed "H12" | EA | EA | KIRK | FALSE |  | P | PPD | 100
134203 | 4 | 3 | States | Champlin | Taylor Barrett | TRUE | 2026-06-17T00:00:00 | 2026-10-02T00:00:00 |  | 1 | 0 | 1 | 1237 | 3711 | 55316-3157 | USA | N30 | 726 | KIRK KEY INTERLOCK COMPANY LLC | 45263-8534 | SKRU41E-11 | PER BOM DESCRIPTION | PUR | SKRU Type Interlock. Cover Plate Included, 120VAC Operating Voltage, LED Signal Light and Push button, Key Interchange keyed "H12" | EA | EA | KIRK | FALSE |  | P | PPD | 100
134203 | 1 | 1 | States | Champlin | Taylor Barrett | TRUE | 2026-06-17T00:00:00 | 2026-09-24T00:00:00 |  | 2 | 0 | 2 | 231 | 3234 | 55316-3157 | USA | N30 | 726 | KIRK KEY INTERLOCK COMPANY LLC | 45263-8534 | C900-301 | ORDER PER BOM/QUOTE | PUR | SD Brass Compact Cylinder Interlock | EA | EA | KIRK | FALSE |  | P | PPD | 100
134203 | 1 | 2 | States | Champlin | Taylor Barrett | TRUE | 2026-06-17T00:00:00 | 2026-09-24T00:00:00 |  | 2 | 0 | 2 | 231 | 3234 | 55316-3157 | USA | N30 | 726 | KIRK KEY INTERLOCK COMPANY LLC | 45263-8534 | C900-301 | ORDER PER BOM/QUOTE | PUR | SD Brass Compact Cylinder Interlock | EA | EA | KIRK | FALSE |  | P | PPD | 100
134203 | 1 | 3 | States | Champlin | Taylor Barrett | TRUE | 2026-06-17T00:00:00 | 2026-10-02T00:00:00 |  | 2 | 0 | 2 | 231 | 3234 | 55316-3157 | USA | N30 | 726 | KIRK KEY INTERLOCK COMPANY LLC | 45263-8534 | C900-301 | ORDER PER BOM/QUOTE | PUR | SD Brass Compact Cylinder Interlock | EA | EA | KIRK | FALSE |  | P | PPD | 100
134203 | 1 | 4 | States | Champlin | Taylor Barrett | TRUE | 2026-06-17T00:00:00 | 2026-10-02T00:00:00 |  | 2 | 0 | 2 | 231 | 3234 | 55316-3157 | USA | N30 | 726 | KIRK KEY INTERLOCK COMPANY LLC | 45263-8534 | C900-301 | ORDER PER BOM/QUOTE | PUR | SD Brass Compact Cylinder Interlock | EA | EA | KIRK | FALSE |  | P | PPD | 100
134203 | 1 | 5 | States | Champlin | Taylor Barrett | TRUE | 2026-06-17T00:00:00 | 2026-10-02T00:00:00 |  | 2 | 0 | 2 | 231 | 3234 | 55316-3157 | USA | N30 | 726 | KIRK KEY INTERLOCK COMPANY LLC | 45263-8534 | C900-301 | ORDER PER BOM/QUOTE | PUR | SD Brass Compact Cylinder Interlock | EA | EA | KIRK | FALSE |  | P | PPD | 100
134203 | 1 | 6 | States | Champlin | Taylor Barrett | TRUE | 2026-06-17T00:00:00 | 2026-10-02T00:00:00 |  | 2 | 0 | 2 | 231 | 3234 | 55316-3157 | USA | N30 | 726 | KIRK KEY INTERLOCK COMPANY LLC | 45263-8534 | C900-301 | ORDER PER BOM/QUOTE | PUR | SD Brass Compact Cylinder Interlock | EA | EA | KIRK | FALSE |  | P | PPD | 100
134203 | 1 | 7 | States | Champlin | Taylor Barrett | TRUE | 2026-06-17T00:00:00 | 2026-10-02T00:00:00 |  | 2 | 0 | 2 | 231 | 3234 | 55316-3157 | USA | N30 | 726 | KIRK KEY INTERLOCK COMPANY LLC | 45263-8534 | C900-301 | ORDER PER BOM/QUOTE | PUR | SD Brass Compact Cylinder Interlock | EA | EA | KIRK | FALSE |  | P | PPD | 100
134203 | 2 | 1 | States | Champlin | Taylor Barrett | TRUE | 2026-06-17T00:00:00 | 2026-09-24T00:00:00 |  | 1 | 0 | 1 | 231 | 6468 | 55316-3157 | USA | N30 | 726 | KIRK KEY INTERLOCK COMPANY LLC | 45263-8534 | KCAM00010 | ORDER PER BOM/QUOTE | PUR | Kirk Key interlock Keyed "H11" | EA | EA | KIRK | FALSE |  | P | PPD | 100
134203 | 2 | 2 | States | Champlin | Taylor Barrett | TRUE | 2026-06-17T00:00:00 | 2026-09-24T00:00:00 |  | 1 | 0 | 1 | 231 | 6468 | 55316-3157 | USA | N30 | 726 | KIRK KEY INTERLOCK COMPANY LLC | 45263-8534 | KCAM00010 | ORDER PER BOM/QUOTE | PUR | Kirk Key interlock Keyed "H11" | EA | EA | KIRK | FALSE |  | P | PPD | 100
134203 | 2 | 3 | States | Champlin | Taylor Barrett | TRUE | 2026-06-17T00:00:00 | 2026-09-24T00:00:00 |  | 1 | 0 | 1 | 231 | 6468 | 55316-3157 | USA | N30 | 726 | KIRK KEY INTERLOCK COMPANY LLC | 45263-8534 | KCAM00010 | ORDER PER BOM/QUOTE | PUR | Kirk Key interlock Keyed "H11" | EA | EA | KIRK | FALSE |  | P | PPD | 100
134203 | 2 | 4 | States | Champlin | Taylor Barrett | TRUE | 2026-06-17T00:00:00 | 2026-09-24T00:00:00 |  | 1 | 0 | 1 | 231 | 6468 | 55316-3157 | USA | N30 | 726 | KIRK KEY INTERLOCK COMPANY LLC | 45263-8534 | KCAM00010 | ORDER PER BOM/QUOTE | PUR | Kirk Key interlock Keyed "H11" | EA | EA | KIRK | FALSE |  | P | PPD | 100
134203 | 2 | 5 | States | Champlin | Taylor Barrett | TRUE | 2026-06-17T00:00:00 | 2026-09-24T00:00:00 |  | 1 | 0 | 1 | 231 | 6468 | 55316-3157 | USA | N30 | 726 | KIRK KEY INTERLOCK COMPANY LLC | 45263-8534 | KCAM00010 | ORDER PER BOM/QUOTE | PUR | Kirk Key interlock Keyed "H11" | EA | EA | KIRK | FALSE |  | P | PPD | 100
134203 | 2 | 6 | States | Champlin | Taylor Barrett | TRUE | 2026-06-17T00:00:00 | 2026-10-02T00:00:00 |  | 2 | 0 | 2 | 231 | 6468 | 55316-3157 | USA | N30 | 726 | KIRK KEY INTERLOCK COMPANY LLC | 45263-8534 | KCAM00010 | ORDER PER BOM/QUOTE | PUR | Kirk Key interlock Keyed "H11" | EA | EA | KIRK | FALSE |  | P | PPD | 100
134203 | 2 | 7 | States | Champlin | Taylor Barrett | TRUE | 2026-06-17T00:00:00 | 2026-10-02T00:00:00 |  | 1 | 0 | 1 | 231 | 6468 | 55316-3157 | USA | N30 | 726 | KIRK KEY INTERLOCK COMPANY LLC | 45263-8534 | KCAM00010 | ORDER PER BOM/QUOTE | PUR | Kirk Key interlock Keyed "H11" | EA | EA | KIRK | FALSE |  | P | PPD | 100
134203 | 2 | 8 | States | Champlin | Taylor Barrett | TRUE | 2026-06-17T00:00:00 | 2026-10-02T00:00:00 |  | 2 | 0 | 2 | 231 | 6468 | 55316-3157 | USA | N30 | 726 | KIRK KEY INTERLOCK COMPANY LLC | 45263-8534 | KCAM00010 | ORDER PER BOM/QUOTE | PUR | Kirk Key interlock Keyed "H11" | EA | EA | KIRK | FALSE |  | P | PPD | 100
134203 | 2 | 9 | States | Champlin | Taylor Barrett | TRUE | 2026-06-17T00:00:00 | 2026-10-02T00:00:00 |  | 1 | 0 | 1 | 231 | 6468 | 55316-3157 | USA | N30 | 726 | KIRK KEY INTERLOCK COMPANY LLC | 45263-8534 | KCAM00010 | ORDER PER BOM/QUOTE | PUR | Kirk Key interlock Keyed "H11" | EA | EA | KIRK | FALSE |  | P | PPD | 100
134203 | 2 | 10 | States | Champlin | Taylor Barrett | TRUE | 2026-06-17T00:00:00 | 2026-10-02T00:00:00 |  | 2 | 0 | 2 | 231 | 6468 | 55316-3157 | USA | N30 | 726 | KIRK KEY INTERLOCK COMPANY LLC | 45263-8534 | KCAM00010 | ORDER PER BOM/QUOTE | PUR | Kirk Key interlock Keyed "H11" | EA | EA | KIRK | FALSE |  | P | PPD | 100
134203 | 2 | 11 | States | Champlin | Taylor Barrett | TRUE | 2026-06-17T00:00:00 | 2026-10-02T00:00:00 |  | 2 | 0 | 2 | 231 | 6468 | 55316-3157 | USA | N30 | 726 | KIRK KEY INTERLOCK COMPANY LLC | 45263-8534 | KCAM00010 | ORDER PER BOM/QUOTE | PUR | Kirk Key interlock Keyed "H11" | EA | EA | KIRK | FALSE |  | P | PPD | 100
134203 | 2 | 12 | States | Champlin | Taylor Barrett | TRUE | 2026-06-17T00:00:00 | 2026-10-02T00:00:00 |  | 1 | 0 | 1 | 231 | 6468 | 55316-3157 | USA | N30 | 726 | KIRK KEY INTERLOCK COMPANY LLC | 45263-8534 | KCAM00010 | ORDER PER BOM/QUOTE | PUR | Kirk Key interlock Keyed "H11" | EA | EA | KIRK | FALSE |  | P | PPD | 100
134203 | 2 | 13 | States | Champlin | Taylor Barrett | TRUE | 2026-06-17T00:00:00 | 2026-10-02T00:00:00 |  | 1 | 0 | 1 | 231 | 6468 | 55316-3157 | USA | N30 | 726 | KIRK KEY INTERLOCK COMPANY LLC | 45263-8534 | KCAM00010 | ORDER PER BOM/QUOTE | PUR | Kirk Key interlock Keyed "H11" | EA | EA | KIRK | FALSE |  | P | PPD | 100
134203 | 2 | 14 | States | Champlin | Taylor Barrett | TRUE | 2026-06-17T00:00:00 | 2026-10-02T00:00:00 |  | 1 | 0 | 1 | 231 | 6468 | 55316-3157 | USA | N30 | 726 | KIRK KEY INTERLOCK COMPANY LLC | 45263-8534 | KCAM00010 | ORDER PER BOM/QUOTE | PUR | Kirk Key interlock Keyed "H11" | EA | EA | KIRK | FALSE |  | P | PPD | 100
134203 | 2 | 15 | States | Champlin | Taylor Barrett | TRUE | 2026-06-17T00:00:00 | 2026-10-02T00:00:00 |  | 1 | 0 | 1 | 231 | 6468 | 55316-3157 | USA | N30 | 726 | KIRK KEY INTERLOCK COMPANY LLC | 45263-8534 | KCAM00010 | ORDER PER BOM/QUOTE | PUR | Kirk Key interlock Keyed "H11" | EA | EA | KIRK | FALSE |  | P | PPD | 100
134203 | 2 | 16 | States | Champlin | Taylor Barrett | TRUE | 2026-06-17T00:00:00 | 2026-10-02T00:00:00 |  | 3 | 0 | 3 | 231 | 6468 | 55316-3157 | USA | N30 | 726 | KIRK KEY INTERLOCK COMPANY LLC | 45263-8534 | KCAM00010 | ORDER PER BOM/QUOTE | PUR | Kirk Key interlock Keyed "H11" | EA | EA | KIRK | FALSE |  | P | PPD | 100
134203 | 2 | 17 | States | Champlin | Taylor Barrett | TRUE | 2026-06-17T00:00:00 | 2026-10-02T00:00:00 |  | 4 | 0 | 4 | 231 | 6468 | 55316-3157 | USA | N30 | 726 | KIRK KEY INTERLOCK COMPANY LLC | 45263-8534 | KCAM00010 | ORDER PER BOM/QUOTE | PUR | Kirk Key interlock Keyed "H11" | EA | EA | KIRK | FALSE |  | P | PPD | 100
134203 | 2 | 18 | States | Champlin | Taylor Barrett | TRUE | 2026-06-17T00:00:00 | 2026-10-02T00:00:00 |  | 1 | 0 | 1 | 231 | 6468 | 55316-3157 | USA | N30 | 726 | KIRK KEY INTERLOCK COMPANY LLC | 45263-8534 | KCAM00010 | ORDER PER BOM/QUOTE | PUR | Kirk Key interlock Keyed "H11" | EA | EA | KIRK | FALSE |  | P | PPD | 100
134203 | 2 | 19 | States | Champlin | Taylor Barrett | TRUE | 2026-06-17T00:00:00 | 2026-10-02T00:00:00 |  | 1 | 0 | 1 | 231 | 6468 | 55316-3157 | USA | N30 | 726 | KIRK KEY INTERLOCK COMPANY LLC | 45263-8534 | KCAM00010 | ORDER PER BOM/QUOTE | PUR | Kirk Key interlock Keyed "H11" | EA | EA | KIRK | FALSE |  | P | PPD | 100
134203 | 3 | 1 | States | Champlin | Taylor Barrett | TRUE | 2026-06-17T00:00:00 | 2026-09-24T00:00:00 |  | 1 | 0 | 1 | 558 | 3906 | 55316-3157 | USA | N30 | 726 | KIRK KEY INTERLOCK COMPANY LLC | 45263-8534 | KFL020021 | ORDER PER BOM/QUOTE | PUR | SD Brass Body Bolt Length 2 Inches 2 Cylinder(s) 1 Key Removable Bolt Withdrawn, Stamped: (E) H11 - (W) H15 | EA | EA | KIRK | FALSE |  | P | PPD | 100
134203 | 3 | 2 | States | Champlin | Taylor Barrett | TRUE | 2026-06-17T00:00:00 | 2026-09-24T00:00:00 |  | 1 | 0 | 1 | 558 | 3906 | 55316-3157 | USA | N30 | 726 | KIRK KEY INTERLOCK COMPANY LLC | 45263-8534 | KFL020021 | ORDER PER BOM/QUOTE | PUR | SD Brass Body Bolt Length 2 Inches 2 Cylinder(s) 1 Key Removable Bolt Withdrawn, Stamped: (E) H11 - (W) H15 | EA | EA | KIRK | FALSE |  | P | PPD | 100
134203 | 3 | 3 | States | Champlin | Taylor Barrett | TRUE | 2026-06-17T00:00:00 | 2026-10-02T00:00:00 |  | 1 | 0 | 1 | 558 | 3906 | 55316-3157 | USA | N30 | 726 | KIRK KEY INTERLOCK COMPANY LLC | 45263-8534 | KFL020021 | ORDER PER BOM/QUOTE | PUR | SD Brass Body Bolt Length 2 Inches 2 Cylinder(s) 1 Key Removable Bolt Withdrawn, Stamped: (E) H11 - (W) H15 | EA | EA | KIRK | FALSE |  | P | PPD | 100
134203 | 3 | 4 | States | Champlin | Taylor Barrett | TRUE | 2026-06-17T00:00:00 | 2026-10-02T00:00:00 |  | 1 | 0 | 1 | 558 | 3906 | 55316-3157 | USA | N30 | 726 | KIRK KEY INTERLOCK COMPANY LLC | 45263-8534 | KFL020021 | ORDER PER BOM/QUOTE | PUR | SD Brass Body Bolt Length 2 Inches 2 Cylinder(s) 1 Key Removable Bolt Withdrawn, Stamped: (E) H11 - (W) H15 | EA | EA | KIRK | FALSE |  | P | PPD | 100
134203 | 3 | 5 | States | Champlin | Taylor Barrett | TRUE | 2026-06-17T00:00:00 | 2026-10-02T00:00:00 |  | 1 | 0 | 1 | 558 | 3906 | 55316-3157 | USA | N30 | 726 | KIRK KEY INTERLOCK COMPANY LLC | 45263-8534 | KFL020021 | ORDER PER BOM/QUOTE | PUR | SD Brass Body Bolt Length 2 Inches 2 Cylinder(s) 1 Key Removable Bolt Withdrawn, Stamped: (E) H11 - (W) H15 | EA | EA | KIRK | FALSE |  | P | PPD | 100
132866 | 1 | 1 | States | Champlin | Taylor Barrett | TRUE | 2026-04-29T00:00:00 | 2026-07-23T00:00:00 | 2026-07-23T00:00:00 | 2 | 0 | 2 | 231 | 462 | 55316-3157 | USA | N30 | 726 | KIRK KEY INTERLOCK COMPANY LLC | 45263-8534 | KCAM00010S | ORDER PER BOM/QUOTE |  | "SET# 3 Type ""C"" (SD)-Single cylinder for ABB Emax breaker Key stamped ""K3"" to match SKRU ""K3""" | EA | EA | KIRK | TRUE |  | P | PPD | 100
132866 | 3 | 1 | States | Champlin | Taylor Barrett | TRUE | 2026-04-29T00:00:00 | 2026-07-23T00:00:00 |  | 2 | 0 | 2 | 231 | 462 | 55316-3157 | USA | N30 | 726 | KIRK KEY INTERLOCK COMPANY LLC | 45263-8534 | KCAM00010S | ORDER PER BOM/QUOTE |  | "SET# 4 Type ""C"" (SD)-Single cylinder for ABB Emax breaker Key stamped ""K13"" to match SKRU ""K13""" | EA | EA | KIRK | TRUE |  | P | PPD
133156 | 1 | 1 | States | Champlin | Taylor Barrett | TRUE | 2026-05-11T00:00:00 | 2026-07-20T00:00:00 | 2026-07-20T00:00:00 | 4 | 0 | 4 | 221 | 1768 | 55316-3157 | USA | N30 | 726 | KIRK KEY INTERLOCK COMPANY LLC | 45263-8534 | KCAM00010 | ORDER PER BOM/QUOTE | PUR | SD Brass Cam Lock Key Trapped When Turned Clockwise M11 Threads Stamped: K1(qty2), K3, KT | EA | EA | KIRK | TRUE |  | P | PPD | 100
133156 | 1 | 2 | States | Champlin | Taylor Barrett | TRUE | 2026-05-11T00:00:00 | 2026-07-20T00:00:00 | 2026-08-04T00:00:00 | 4 | 0 | 4 | 221 | 1768 | 55316-3157 | USA | N30 | 726 | KIRK KEY INTERLOCK COMPANY LLC | 45263-8534 | KCAM00010 | ORDER PER BOM/QUOTE | PUR | SD Brass Cam Lock Key Trapped When Turned Clockwise M11 Threads Stamped: K1(qty2), K3, KT | EA | EA | KIRK | TRUE |  | P | PPD | 100
133156 | 2 | 1 | States | Champlin | Taylor Barrett | TRUE | 2026-05-11T00:00:00 | 2026-07-20T00:00:00 | 2026-07-20T00:00:00 | 4 | 0 | 4 | 718 | 2872 | 55316-3157 | USA | N30 | 726 | KIRK KEY INTERLOCK COMPANY LLC | 45263-8534 | KDL0---20SP | Type "D" (SD)- 2 Cylinder, Keys Removable When Bolt Extended, w/ Adapter Plate Cylinder 1 Key stamped "K1" to match K1 kirk key Cylinder 2 Key stamped "K2" to match K2 kirk key | PUR | Type "D" (SD)- 2 Cylinder, Keys Removable When Bolt Extended, w/ Adapter Plate Cylinder 1 Key stamped "K1" to match K1 kirk key Cylinder 2 Key stamped "K2" to match K2 kirk key | EA | EA | KIRK | TRUE |  | P | PPD | 100
134008 | 1 | 1 | States | Champlin | Taylor Barrett | TRUE | 2026-06-11T00:00:00 | 2026-09-04T00:00:00 | 2026-09-04T00:00:00 | 2 | 0 | 2 | 231 | 462 | 55316-3157 | USA | N30 | 726 | KIRK KEY INTERLOCK COMPANY LLC | 45263-8534 | KC40---10S | Kirk key interlock, KC40---10/CN22 | PUR | Kirk lock, order per quote, mount on SQD breaker, key removeable when breaker locked open, Stamped A1 Stamped A3 | EA | EA | KIRK | TRUE |  | P | PPD | 100
134008 | 2 | 1 | States | Champlin | Taylor Barrett | TRUE | 2026-06-11T00:00:00 | 2026-09-04T00:00:00 | 2026-09-04T00:00:00 | 2 | 0 | 2 | 1510 | 3020 | 55316-3157 | USA | N30 | 726 | KIRK KEY INTERLOCK COMPANY LLC | 45263-8534 | KTR6---21S----- | ORDER PER QUOTE | PUR | Kirk lock, order per quote, SD series, Flat mtd., 8 aux contact, 4-NO, 4-NC, 2 cylinder, 1 key removeable extended, 1 key removeable with drawn, one is insert A1, release A2, Other is insert A2, release A3 release other Stamped E=A2 W=A3 Stamped E=A1 W=A2 | EA | EA | KIRK | TRUE |  | P | PPD | 100
133874 | 1 | 1 | States | Champlin | Taylor Barrett | TRUE | 2026-06-04T00:00:00 | 2026-06-04T00:00:00 |  | 8 | 0 | 8 | 231 | 1848 | 55316-3157 | USA | N30 | 726 | KIRK KEY INTERLOCK COMPANY LLC | 45263-8534 | KCAM00010-Duos Edge | SD Brass Cam Lock Key Trapped When Turned Clockwise M11 Threads Stamped: K1(qty2), K3, KT | PUR | SD Brass Cam Lock Key Trapped When Turned Clockwise M11 Threads Stamped: K1(qty2), K3, KT | EA | EA | KIRK | TRUE |  | P | PPD | 100
133874 | 2 | 1 | States | Champlin | Taylor Barrett | TRUE | 2026-06-04T00:00:00 | 2026-06-04T00:00:00 |  | 2 | 0 | 2 | 781 | 1562 | 55316-3157 | USA | N30 | 726 | KIRK KEY INTERLOCK COMPANY LLC | 45263-8534 | KTR0---31-Duos Edge | SD Brass Body Transfer Block 3 Cylinder(s) 1 Key(s) Removable Bolt Withdrawn Stamped: (E) K2, K3 - (W) KT : Tamperproof Bolts, (reference SE25-77308) | PUR | SD Brass Body Transfer Block 3 Cylinder(s) 1 Key(s) Removable Bolt Withdrawn Stamped: (E) K2, K3 - (W) KT : Tamperproof Bolts, (reference SE25-77308) | EA | EA | KIRK | TRUE |  | P | PPD | 100
133874 | 3 | 1 | States | Champlin | Taylor Barrett | TRUE | 2026-06-04T00:00:00 | 2026-06-04T00:00:00 |  | 2 | 0 | 2 | 1237 | 2474 | 55316-3157 | USA | N30 | 726 | KIRK KEY INTERLOCK COMPANY LLC | 45263-8534 | SKRU41E-11-Duos Edge | SD Brass Body Solenoid Release Unit Front Mount 120VAC Key Removable Energized With Light and Push Button Stamped: K2, (reference SE25-77308) | PUR | SD Brass Body Solenoid Release Unit Front Mount 120VAC Key Removable Energized With Light and Push Button Stamped: K2, (reference SE25-77308) | EA | EA | KIRK | TRUE |  | P | PPD | 100
133420 | 3 | 1 | States | Dayton | Taylor Barrett | TRUE | 2026-05-20T00:00:00 | 2026-07-27T00:00:00 | 2026-07-27T00:00:00 | 16 | 0 | 16 | 371 | 5936 | 55369-6417 | USA | N30 | 726 | KIRK KEY INTERLOCK COMPANY LLC | 45263-8534 | KDL0---10S----- | ORDER PER BOM/QUOTE | PUR | KIRK LOCK, TYPE D, NO AUX, E1 CYL, STAMED CPL1 TO CPL16 | EA | EA | KIRK | TRUE |  | P | PPD | DAYTON
133420 | 4 | 1 | States | Dayton | Taylor Barrett | TRUE | 2026-05-20T00:00:00 | 2026-07-27T00:00:00 | 2026-07-27T00:00:00 | 16 | 0 | 16 | 333 | 5328 | 55369-6417 | USA | N30 | 726 | KIRK KEY INTERLOCK COMPANY LLC | 45263-8534 | KFF-00010S---- | ORDER PER BOM/QUOTE | PUR | KIRK LOCK, TYPE FF, E1 CYL, REMOVAL IN EXTENDED POSITION, STAMED CPL1 TO CPT16 | EA | EA | KIRK | TRUE |  | P | PPD | DAYTON
132277 | 4 | 2 | States | Champlin | Taylor Barrett | TRUE | 2026-04-07T00:00:00 | 2026-07-14T00:00:00 | 2026-07-14T00:00:00 | 1 | 0 | 1 | 1257 | 20112 | 55316-3157 | USA | N30 | 726 | KIRK KEY INTERLOCK COMPANY LLC | 45263-8534 | SKRU41E-11 Q#00132949 | KIRK KEY QUOTE: 00132949 ; P/N: SKRU41E-11 SD BRASS BODY SOLENOID RELEASE UNIT WITH COVERPLATE ONLY 120VAC KEY REMOVABLE ENERGIZED WITH COMBO LED LIGHT PUSH BUTTON ; KX_ (_ = 1 THROUGH 64) KEY KX IS NEEDED | PUR | KIRK KEY QUOTE: 00132949 ; P/N: SKRU41E-11 SD BRASS BODY SOLENOID RELEASE UNIT WITH COVERPLATE ONLY 120VAC KEY REMOVABLE ENERGIZED WITH COMBO LED LIGHT PUSH BUTTON ; KX_ (_ = 1 THROUGH 64) KEY KX IS NEEDED | EA | EA | KIRK | TRUE |  | P | PPD | 100
132277 | 4 | 3 | States | Champlin | Taylor Barrett | TRUE | 2026-04-07T00:00:00 | 2026-07-14T00:00:00 | 2026-07-14T00:00:00 | 1 | 0 | 1 | 1257 | 20112 | 55316-3157 | USA | N30 | 726 | KIRK KEY INTERLOCK COMPANY LLC | 45263-8534 | SKRU41E-11 Q#00132949 | KIRK KEY QUOTE: 00132949 ; P/N: SKRU41E-11 SD BRASS BODY SOLENOID RELEASE UNIT WITH COVERPLATE ONLY 120VAC KEY REMOVABLE ENERGIZED WITH COMBO LED LIGHT PUSH BUTTON ; KX_ (_ = 1 THROUGH 64) KEY KX IS NEEDED | PUR | KIRK KEY QUOTE: 00132949 ; P/N: SKRU41E-11 SD BRASS BODY SOLENOID RELEASE UNIT WITH COVERPLATE ONLY 120VAC KEY REMOVABLE ENERGIZED WITH COMBO LED LIGHT PUSH BUTTON ; KX_ (_ = 1 THROUGH 64) KEY KX IS NEEDED | EA | EA | KIRK | TRUE |  | P | PPD | 100
132277 | 4 | 4 | States | Champlin | Taylor Barrett | TRUE | 2026-04-07T00:00:00 | 2026-07-14T00:00:00 | 2026-07-14T00:00:00 | 3 | 0 | 3 | 1257 | 20112 | 55316-3157 | USA | N30 | 726 | KIRK KEY INTERLOCK COMPANY LLC | 45263-8534 | SKRU41E-11 Q#00132949 | KIRK KEY QUOTE: 00132949 ; P/N: SKRU41E-11 SD BRASS BODY SOLENOID RELEASE UNIT WITH COVERPLATE ONLY 120VAC KEY REMOVABLE ENERGIZED WITH COMBO LED LIGHT PUSH BUTTON ; KX_ (_ = 1 THROUGH 64) KEY KX IS NEEDED | PUR | KIRK KEY QUOTE: 00132949 ; P/N: SKRU41E-11 SD BRASS BODY SOLENOID RELEASE UNIT WITH COVERPLATE ONLY 120VAC KEY REMOVABLE ENERGIZED WITH COMBO LED LIGHT PUSH BUTTON ; KX_ (_ = 1 THROUGH 64) KEY KX IS NEEDED | EA | EA | KIRK | TRUE |  | P | PPD | 100
132277 | 4 | 5 | States | Champlin | Taylor Barrett | TRUE | 2026-04-07T00:00:00 | 2026-07-14T00:00:00 | 2026-07-14T00:00:00 | 4 | 0 | 4 | 1257 | 20112 | 55316-3157 | USA | N30 | 726 | KIRK KEY INTERLOCK COMPANY LLC | 45263-8534 | SKRU41E-11 Q#00132949 | KIRK KEY QUOTE: 00132949 ; P/N: SKRU41E-11 SD BRASS BODY SOLENOID RELEASE UNIT WITH COVERPLATE ONLY 120VAC KEY REMOVABLE ENERGIZED WITH COMBO LED LIGHT PUSH BUTTON ; KX_ (_ = 1 THROUGH 64) KEY KX IS NEEDED | PUR | KIRK KEY QUOTE: 00132949 ; P/N: SKRU41E-11 SD BRASS BODY SOLENOID RELEASE UNIT WITH COVERPLATE ONLY 120VAC KEY REMOVABLE ENERGIZED WITH COMBO LED LIGHT PUSH BUTTON ; KX_ (_ = 1 THROUGH 64) KEY KX IS NEEDED | EA | EA | KIRK | TRUE |  | P | PPD | 100
132277 | 4 | 6 | States | Champlin | Taylor Barrett | TRUE | 2026-04-07T00:00:00 | 2026-07-14T00:00:00 | 2026-07-14T00:00:00 | 4 | 0 | 4 | 1257 | 20112 | 55316-3157 | USA | N30 | 726 | KIRK KEY INTERLOCK COMPANY LLC | 45263-8534 | SKRU41E-11 Q#00132949 | KIRK KEY QUOTE: 00132949 ; P/N: SKRU41E-11 SD BRASS BODY SOLENOID RELEASE UNIT WITH COVERPLATE ONLY 120VAC KEY REMOVABLE ENERGIZED WITH COMBO LED LIGHT PUSH BUTTON ; KX_ (_ = 1 THROUGH 64) KEY KX IS NEEDED | PUR | KIRK KEY QUOTE: 00132949 ; P/N: SKRU41E-11 SD BRASS BODY SOLENOID RELEASE UNIT WITH COVERPLATE ONLY 120VAC KEY REMOVABLE ENERGIZED WITH COMBO LED LIGHT PUSH BUTTON ; KX_ (_ = 1 THROUGH 64) KEY KX IS NEEDED | EA | EA | KIRK | TRUE |  | P | PPD | 100
132277 | 4 | 7 | States | Champlin | Taylor Barrett | TRUE | 2026-04-07T00:00:00 | 2026-07-14T00:00:00 | 2026-07-14T00:00:00 | 1 | 0 | 1 | 1257 | 20112 | 55316-3157 | USA | N30 | 726 | KIRK KEY INTERLOCK COMPANY LLC | 45263-8534 | SKRU41E-11 Q#00132949 | KIRK KEY QUOTE: 00132949 ; P/N: SKRU41E-11 SD BRASS BODY SOLENOID RELEASE UNIT WITH COVERPLATE ONLY 120VAC KEY REMOVABLE ENERGIZED WITH COMBO LED LIGHT PUSH BUTTON ; KX_ (_ = 1 THROUGH 64) KEY KX IS NEEDED | PUR | KIRK KEY QUOTE: 00132949 ; P/N: SKRU41E-11 SD BRASS BODY SOLENOID RELEASE UNIT WITH COVERPLATE ONLY 120VAC KEY REMOVABLE ENERGIZED WITH COMBO LED LIGHT PUSH BUTTON ; KX_ (_ = 1 THROUGH 64) KEY KX IS NEEDED | EA | EA | KIRK | TRUE |  | P | PPD | 100
132277 | 4 | 8 | States | Champlin | Taylor Barrett | TRUE | 2026-04-07T00:00:00 | 2026-07-14T00:00:00 | 2026-07-14T00:00:00 | 1 | 0 | 1 | 1257 | 20112 | 55316-3157 | USA | N30 | 726 | KIRK KEY INTERLOCK COMPANY LLC | 45263-8534 | SKRU41E-11 Q#00132949 | KIRK KEY QUOTE: 00132949 ; P/N: SKRU41E-11 SD BRASS BODY SOLENOID RELEASE UNIT WITH COVERPLATE ONLY 120VAC KEY REMOVABLE ENERGIZED WITH COMBO LED LIGHT PUSH BUTTON ; KX_ (_ = 1 THROUGH 64) KEY KX IS NEEDED | PUR | KIRK KEY QUOTE: 00132949 ; P/N: SKRU41E-11 SD BRASS BODY SOLENOID RELEASE UNIT WITH COVERPLATE ONLY 120VAC KEY REMOVABLE ENERGIZED WITH COMBO LED LIGHT PUSH BUTTON ; KX_ (_ = 1 THROUGH 64) KEY KX IS NEEDED | EA | EA | KIRK | TRUE |  | P | PPD | 100
132277 | 1 | 1 | States | Champlin | Taylor Barrett | TRUE | 2026-04-07T00:00:00 | 2026-07-14T00:00:00 | 2026-07-14T00:00:00 | 1 | 0 | 1 | 231 | 3696 | 55316-3157 | USA | N30 | 726 | KIRK KEY INTERLOCK COMPANY LLC | 45263-8534 | KC40---10-KX Q#00132949 | KIRK KEY QUOTE: 00132949 ; P/N: KC40---10S; KX_ (_ = 1 THROUGH 64) KEY KX IS NEEDED | PUR | KIRK KEY QUOTE: 00132949 ; P/N: KC40---10S; KX_ (_ = 1 THROUGH 64) KEY KX IS NEEDED | EA | EA | KIRK | TRUE |  | P | PPD | 100
132277 | 1 | 2 | States | Champlin | Taylor Barrett | TRUE | 2026-04-07T00:00:00 | 2026-07-14T00:00:00 | 2026-07-14T00:00:00 | 1 | 0 | 1 | 231 | 3696 | 55316-3157 | USA | N30 | 726 | KIRK KEY INTERLOCK COMPANY LLC | 45263-8534 | KC40---10-KX Q#00132949 | KIRK KEY QUOTE: 00132949 ; P/N: KC40---10S; KX_ (_ = 1 THROUGH 64) KEY KX IS NEEDED | PUR | KIRK KEY QUOTE: 00132949 ; P/N: KC40---10S; KX_ (_ = 1 THROUGH 64) KEY KX IS NEEDED | EA | EA | KIRK | TRUE |  | P | PPD | 100
132277 | 1 | 3 | States | Champlin | Taylor Barrett | TRUE | 2026-04-07T00:00:00 | 2026-07-14T00:00:00 | 2026-07-14T00:00:00 | 1 | 0 | 1 | 231 | 3696 | 55316-3157 | USA | N30 | 726 | KIRK KEY INTERLOCK COMPANY LLC | 45263-8534 | KC40---10-KX Q#00132949 | KIRK KEY QUOTE: 00132949 ; P/N: KC40---10S; KX_ (_ = 1 THROUGH 64) KEY KX IS NEEDED | PUR | KIRK KEY QUOTE: 00132949 ; P/N: KC40---10S; KX_ (_ = 1 THROUGH 64) KEY KX IS NEEDED | EA | EA | KIRK | TRUE |  | P | PPD | 100
132277 | 1 | 4 | States | Champlin | Taylor Barrett | TRUE | 2026-04-07T00:00:00 | 2026-07-14T00:00:00 | 2026-07-14T00:00:00 | 3 | 0 | 3 | 231 | 3696 | 55316-3157 | USA | N30 | 726 | KIRK KEY INTERLOCK COMPANY LLC | 45263-8534 | KC40---10-KX Q#00132949 | KIRK KEY QUOTE: 00132949 ; P/N: KC40---10S; KX_ (_ = 1 THROUGH 64) KEY KX IS NEEDED | PUR | KIRK KEY QUOTE: 00132949 ; P/N: KC40---10S; KX_ (_ = 1 THROUGH 64) KEY KX IS NEEDED | EA | EA | KIRK | TRUE |  | P | PPD | 100
132277 | 1 | 5 | States | Champlin | Taylor Barrett | TRUE | 2026-04-07T00:00:00 | 2026-07-14T00:00:00 | 2026-07-14T00:00:00 | 4 | 0 | 4 | 231 | 3696 | 55316-3157 | USA | N30 | 726 | KIRK KEY INTERLOCK COMPANY LLC | 45263-8534 | KC40---10-KX Q#00132949 | KIRK KEY QUOTE: 00132949 ; P/N: KC40---10S; KX_ (_ = 1 THROUGH 64) KEY KX IS NEEDED | PUR | KIRK KEY QUOTE: 00132949 ; P/N: KC40---10S; KX_ (_ = 1 THROUGH 64) KEY KX IS NEEDED | EA | EA | KIRK | TRUE |  | P | PPD | 100
132277 | 1 | 6 | States | Champlin | Taylor Barrett | TRUE | 2026-04-07T00:00:00 | 2026-07-14T00:00:00 | 2026-07-14T00:00:00 | 4 | 0 | 4 | 231 | 3696 | 55316-3157 | USA | N30 | 726 | KIRK KEY INTERLOCK COMPANY LLC | 45263-8534 | KC40---10-KX Q#00132949 | KIRK KEY QUOTE: 00132949 ; P/N: KC40---10S; KX_ (_ = 1 THROUGH 64) KEY KX IS NEEDED | PUR | KIRK KEY QUOTE: 00132949 ; P/N: KC40---10S; KX_ (_ = 1 THROUGH 64) KEY KX IS NEEDED | EA | EA | KIRK | TRUE |  | P | PPD | 100
132277 | 1 | 7 | States | Champlin | Taylor Barrett | TRUE | 2026-04-07T00:00:00 | 2026-07-14T00:00:00 | 2026-07-14T00:00:00 | 1 | 0 | 1 | 231 | 3696 | 55316-3157 | USA | N30 | 726 | KIRK KEY INTERLOCK COMPANY LLC | 45263-8534 | KC40---10-KX Q#00132949 | KIRK KEY QUOTE: 00132949 ; P/N: KC40---10S; KX_ (_ = 1 THROUGH 64) KEY KX IS NEEDED | PUR | KIRK KEY QUOTE: 00132949 ; P/N: KC40---10S; KX_ (_ = 1 THROUGH 64) KEY KX IS NEEDED | EA | EA | KIRK | TRUE |  | P | PPD | 100
132277 | 1 | 8 | States | Champlin | Taylor Barrett | TRUE | 2026-04-07T00:00:00 | 2026-07-14T00:00:00 | 2026-07-14T00:00:00 | 1 | 0 | 1 | 231 | 3696 | 55316-3157 | USA | N30 | 726 | KIRK KEY INTERLOCK COMPANY LLC | 45263-8534 | KC40---10-KX Q#00132949 | KIRK KEY QUOTE: 00132949 ; P/N: KC40---10S; KX_ (_ = 1 THROUGH 64) KEY KX IS NEEDED | PUR | KIRK KEY QUOTE: 00132949 ; P/N: KC40---10S; KX_ (_ = 1 THROUGH 64) KEY KX IS NEEDED | EA | EA | KIRK | TRUE |  | P | PPD | 100
132277 | 2 | 1 | States | Champlin | Taylor Barrett | TRUE | 2026-04-07T00:00:00 | 2026-07-14T00:00:00 | 2026-07-14T00:00:00 | 1 | 0 | 1 | 231 | 7392 | 55316-3157 | USA | N30 | 726 | KIRK KEY INTERLOCK COMPANY LLC | 45263-8534 | KC40---10-KY Q#00132949 | KIRK KEY QUOTE: 00132949 ; P/N: KC40---10S; KY_ (_ = 1 THROUGH 64) KEY KY IS NOT NEEDED | PUR | KIRK KEY QUOTE: 00132949 ; P/N: KC40---10S; KY_ (_ = 1 THROUGH 64) KEY KY IS NOT NEEDED | EA | EA | KIRK | TRUE |  | P | PPD | 100
132277 | 2 | 2 | States | Champlin | Taylor Barrett | TRUE | 2026-04-07T00:00:00 | 2026-07-14T00:00:00 | 2026-07-14T00:00:00 | 1 | 0 | 1 | 231 | 7392 | 55316-3157 | USA | N30 | 726 | KIRK KEY INTERLOCK COMPANY LLC | 45263-8534 | KC40---10-KY Q#00132949 | KIRK KEY QUOTE: 00132949 ; P/N: KC40---10S; KY_ (_ = 1 THROUGH 64) KEY KY IS NOT NEEDED | PUR | KIRK KEY QUOTE: 00132949 ; P/N: KC40---10S; KY_ (_ = 1 THROUGH 64) KEY KY IS NOT NEEDED | EA | EA | KIRK | TRUE |  | P | PPD | 100
132277 | 2 | 3 | States | Champlin | Taylor Barrett | TRUE | 2026-04-07T00:00:00 | 2026-07-14T00:00:00 | 2026-07-14T00:00:00 | 1 | 0 | 1 | 231 | 7392 | 55316-3157 | USA | N30 | 726 | KIRK KEY INTERLOCK COMPANY LLC | 45263-8534 | KC40---10-KY Q#00132949 | KIRK KEY QUOTE: 00132949 ; P/N: KC40---10S; KY_ (_ = 1 THROUGH 64) KEY KY IS NOT NEEDED | PUR | KIRK KEY QUOTE: 00132949 ; P/N: KC40---10S; KY_ (_ = 1 THROUGH 64) KEY KY IS NOT NEEDED | EA | EA | KIRK | TRUE |  | P | PPD | 100
132277 | 2 | 4 | States | Champlin | Taylor Barrett | TRUE | 2026-04-07T00:00:00 | 2026-07-14T00:00:00 | 2026-07-14T00:00:00 | 1 | 0 | 1 | 231 | 7392 | 55316-3157 | USA | N30 | 726 | KIRK KEY INTERLOCK COMPANY LLC | 45263-8534 | KC40---10-KY Q#00132949 | KIRK KEY QUOTE: 00132949 ; P/N: KC40---10S; KY_ (_ = 1 THROUGH 64) KEY KY IS NOT NEEDED | PUR | KIRK KEY QUOTE: 00132949 ; P/N: KC40---10S; KY_ (_ = 1 THROUGH 64) KEY KY IS NOT NEEDED | EA | EA | KIRK | TRUE |  | P | PPD | 100
132277 | 2 | 5 | States | Champlin | Taylor Barrett | TRUE | 2026-04-07T00:00:00 | 2026-07-14T00:00:00 | 2026-07-14T00:00:00 | 1 | 0 | 1 | 231 | 7392 | 55316-3157 | USA | N30 | 726 | KIRK KEY INTERLOCK COMPANY LLC | 45263-8534 | KC40---10-KY Q#00132949 | KIRK KEY QUOTE: 00132949 ; P/N: KC40---10S; KY_ (_ = 1 THROUGH 64) KEY KY IS NOT NEEDED | PUR | KIRK KEY QUOTE: 00132949 ; P/N: KC40---10S; KY_ (_ = 1 THROUGH 64) KEY KY IS NOT NEEDED | EA | EA | KIRK | TRUE |  | P | PPD | 100
132277 | 2 | 6 | States | Champlin | Taylor Barrett | TRUE | 2026-04-07T00:00:00 | 2026-07-14T00:00:00 | 2026-07-14T00:00:00 | 1 | 0 | 1 | 231 | 7392 | 55316-3157 | USA | N30 | 726 | KIRK KEY INTERLOCK COMPANY LLC | 45263-8534 | KC40---10-KY Q#00132949 | KIRK KEY QUOTE: 00132949 ; P/N: KC40---10S; KY_ (_ = 1 THROUGH 64) KEY KY IS NOT NEEDED | PUR | KIRK KEY QUOTE: 00132949 ; P/N: KC40---10S; KY_ (_ = 1 THROUGH 64) KEY KY IS NOT NEEDED | EA | EA | KIRK | TRUE |  | P | PPD | 100
132277 | 2 | 7 | States | Champlin | Taylor Barrett | TRUE | 2026-04-07T00:00:00 | 2026-07-14T00:00:00 | 2026-07-14T00:00:00 | 3 | 0 | 3 | 231 | 7392 | 55316-3157 | USA | N30 | 726 | KIRK KEY INTERLOCK COMPANY LLC | 45263-8534 | KC40---10-KY Q#00132949 | KIRK KEY QUOTE: 00132949 ; P/N: KC40---10S; KY_ (_ = 1 THROUGH 64) KEY KY IS NOT NEEDED | PUR | KIRK KEY QUOTE: 00132949 ; P/N: KC40---10S; KY_ (_ = 1 THROUGH 64) KEY KY IS NOT NEEDED | EA | EA | KIRK | TRUE |  | P | PPD | 100
132277 | 2 | 8 | States | Champlin | Taylor Barrett | TRUE | 2026-04-07T00:00:00 | 2026-07-14T00:00:00 | 2026-07-14T00:00:00 | 3 | 0 | 3 | 231 | 7392 | 55316-3157 | USA | N30 | 726 | KIRK KEY INTERLOCK COMPANY LLC | 45263-8534 | KC40---10-KY Q#00132949 | KIRK KEY QUOTE: 00132949 ; P/N: KC40---10S; KY_ (_ = 1 THROUGH 64) KEY KY IS NOT NEEDED | PUR | KIRK KEY QUOTE: 00132949 ; P/N: KC40---10S; KY_ (_ = 1 THROUGH 64) KEY KY IS NOT NEEDED | EA | EA | KIRK | TRUE |  | P | PPD | 100
132277 | 2 | 9 | States | Champlin | Taylor Barrett | TRUE | 2026-04-07T00:00:00 | 2026-07-14T00:00:00 | 2026-07-14T00:00:00 | 4 | 0 | 4 | 231 | 7392 | 55316-3157 | USA | N30 | 726 | KIRK KEY INTERLOCK COMPANY LLC | 45263-8534 | KC40---10-KY Q#00132949 | KIRK KEY QUOTE: 00132949 ; P/N: KC40---10S; KY_ (_ = 1 THROUGH 64) KEY KY IS NOT NEEDED | PUR | KIRK KEY QUOTE: 00132949 ; P/N: KC40---10S; KY_ (_ = 1 THROUGH 64) KEY KY IS NOT NEEDED | EA | EA | KIRK | TRUE |  | P | PPD | 100
132277 | 2 | 10 | States | Champlin | Taylor Barrett | TRUE | 2026-04-07T00:00:00 | 2026-07-14T00:00:00 | 2026-07-14T00:00:00 | 4 | 0 | 4 | 231 | 7392 | 55316-3157 | USA | N30 | 726 | KIRK KEY INTERLOCK COMPANY LLC | 45263-8534 | KC40---10-KY Q#00132949 | KIRK KEY QUOTE: 00132949 ; P/N: KC40---10S; KY_ (_ = 1 THROUGH 64) KEY KY IS NOT NEEDED | PUR | KIRK KEY QUOTE: 00132949 ; P/N: KC40---10S; KY_ (_ = 1 THROUGH 64) KEY KY IS NOT NEEDED | EA | EA | KIRK | TRUE |  | P | PPD | 100
132277 | 2 | 11 | States | Champlin | Taylor Barrett | TRUE | 2026-04-07T00:00:00 | 2026-07-14T00:00:00 | 2026-07-14T00:00:00 | 4 | 0 | 4 | 231 | 7392 | 55316-3157 | USA | N30 | 726 | KIRK KEY INTERLOCK COMPANY LLC | 45263-8534 | KC40---10-KY Q#00132949 | KIRK KEY QUOTE: 00132949 ; P/N: KC40---10S; KY_ (_ = 1 THROUGH 64) KEY KY IS NOT NEEDED | PUR | KIRK KEY QUOTE: 00132949 ; P/N: KC40---10S; KY_ (_ = 1 THROUGH 64) KEY KY IS NOT NEEDED | EA | EA | KIRK | TRUE |  | P | PPD | 100
132277 | 2 | 12 | States | Champlin | Taylor Barrett | TRUE | 2026-04-07T00:00:00 | 2026-07-14T00:00:00 | 2026-07-14T00:00:00 | 4 | 0 | 4 | 231 | 7392 | 55316-3157 | USA | N30 | 726 | KIRK KEY INTERLOCK COMPANY LLC | 45263-8534 | KC40---10-KY Q#00132949 | KIRK KEY QUOTE: 00132949 ; P/N: KC40---10S; KY_ (_ = 1 THROUGH 64) KEY KY IS NOT NEEDED | PUR | KIRK KEY QUOTE: 00132949 ; P/N: KC40---10S; KY_ (_ = 1 THROUGH 64) KEY KY IS NOT NEEDED | EA | EA | KIRK | TRUE |  | P | PPD | 100
132277 | 2 | 13 | States | Champlin | Taylor Barrett | TRUE | 2026-04-07T00:00:00 | 2026-07-14T00:00:00 | 2026-07-14T00:00:00 | 2 | 0 | 2 | 231 | 7392 | 55316-3157 | USA | N30 | 726 | KIRK KEY INTERLOCK COMPANY LLC | 45263-8534 | KC40---10-KY Q#00132949 | KIRK KEY QUOTE: 00132949 ; P/N: KC40---10S; KY_ (_ = 1 THROUGH 64) KEY KY IS NOT NEEDED | PUR | KIRK KEY QUOTE: 00132949 ; P/N: KC40---10S; KY_ (_ = 1 THROUGH 64) KEY KY IS NOT NEEDED | EA | EA | KIRK | TRUE |  | P | PPD | 100
132277 | 2 | 14 | States | Champlin | Taylor Barrett | TRUE | 2026-04-07T00:00:00 | 2026-07-14T00:00:00 | 2026-07-14T00:00:00 | 1 | 0 | 1 | 231 | 7392 | 55316-3157 | USA | N30 | 726 | KIRK KEY INTERLOCK COMPANY LLC | 45263-8534 | KC40---10-KY Q#00132949 | KIRK KEY QUOTE: 00132949 ; P/N: KC40---10S; KY_ (_ = 1 THROUGH 64) KEY KY IS NOT NEEDED | PUR | KIRK KEY QUOTE: 00132949 ; P/N: KC40---10S; KY_ (_ = 1 THROUGH 64) KEY KY IS NOT NEEDED | EA | EA | KIRK | TRUE |  | P | PPD | 100
132277 | 2 | 15 | States | Champlin | Taylor Barrett | TRUE | 2026-04-07T00:00:00 | 2026-07-14T00:00:00 | 2026-07-14T00:00:00 | 1 | 0 | 1 | 231 | 7392 | 55316-3157 | USA | N30 | 726 | KIRK KEY INTERLOCK COMPANY LLC | 45263-8534 | KC40---10-KY Q#00132949 | KIRK KEY QUOTE: 00132949 ; P/N: KC40---10S; KY_ (_ = 1 THROUGH 64) KEY KY IS NOT NEEDED | PUR | KIRK KEY QUOTE: 00132949 ; P/N: KC40---10S; KY_ (_ = 1 THROUGH 64) KEY KY IS NOT NEEDED | EA | EA | KIRK | TRUE |  | P | PPD | 100
132277 | 3 | 1 | States | Champlin | Taylor Barrett | TRUE | 2026-04-07T00:00:00 | 2026-07-14T00:00:00 | 2026-07-14T00:00:00 | 1 | 0 | 1 | 801 | 12816 | 55316-3157 | USA | N30 | 726 | KIRK KEY INTERLOCK COMPANY LLC | 45263-8534 | KTR0---31 Q#00132949 | KIRK KEY QUOTE: 00132949 ; P/N: KTR0---31S--ST SD SERIES TYPE T INTERLOCK WITH 3 CYLINDERS (Stamped KY1 thru KY64 (2 pcs each IN) to release KX1 thru KX64 (OUT) with tamperproof bolts KEY KX NOT NEEDED, KEYS Y ARE NEEDED. | PUR | KIRK KEY QUOTE: 00132949 ; P/N: KTR0---31S--ST SD SERIES TYPE T INTERLOCK WITH 3 CYLINDERS (Stamped KY1 thru KY64 (2 pcs each IN) to release KX1 thru KX64 (OUT) with tamperproof bolts KEY KX NOT NEEDED, KEYS Y ARE NEEDED. | EA | EA | KIRK | TRUE |  | P | PPD | 100
132277 | 3 | 2 | States | Champlin | Taylor Barrett | TRUE | 2026-04-07T00:00:00 | 2026-07-14T00:00:00 | 2026-07-14T00:00:00 | 1 | 0 | 1 | 801 | 12816 | 55316-3157 | USA | N30 | 726 | KIRK KEY INTERLOCK COMPANY LLC | 45263-8534 | KTR0---31 Q#00132949 | KIRK KEY QUOTE: 00132949 ; P/N: KTR0---31S--ST SD SERIES TYPE T INTERLOCK WITH 3 CYLINDERS (Stamped KY1 thru KY64 (2 pcs each IN) to release KX1 thru KX64 (OUT) with tamperproof bolts KEY KX NOT NEEDED, KEYS Y ARE NEEDED. | PUR | KIRK KEY QUOTE: 00132949 ; P/N: KTR0---31S--ST SD SERIES TYPE T INTERLOCK WITH 3 CYLINDERS (Stamped KY1 thru KY64 (2 pcs each IN) to release KX1 thru KX64 (OUT) with tamperproof bolts KEY KX NOT NEEDED, KEYS Y ARE NEEDED. | EA | EA | KIRK | TRUE |  | P | PPD | 100
132277 | 3 | 3 | States | Champlin | Taylor Barrett | TRUE | 2026-04-07T00:00:00 | 2026-07-14T00:00:00 | 2026-07-14T00:00:00 | 1 | 0 | 1 | 801 | 12816 | 55316-3157 | USA | N30 | 726 | KIRK KEY INTERLOCK COMPANY LLC | 45263-8534 | KTR0---31 Q#00132949 | KIRK KEY QUOTE: 00132949 ; P/N: KTR0---31S--ST SD SERIES TYPE T INTERLOCK WITH 3 CYLINDERS (Stamped KY1 thru KY64 (2 pcs each IN) to release KX1 thru KX64 (OUT) with tamperproof bolts KEY KX NOT NEEDED, KEYS Y ARE NEEDED. | PUR | KIRK KEY QUOTE: 00132949 ; P/N: KTR0---31S--ST SD SERIES TYPE T INTERLOCK WITH 3 CYLINDERS (Stamped KY1 thru KY64 (2 pcs each IN) to release KX1 thru KX64 (OUT) with tamperproof bolts KEY KX NOT NEEDED, KEYS Y ARE NEEDED. | EA | EA | KIRK | TRUE |  | P | PPD | 100
132277 | 3 | 4 | States | Champlin | Taylor Barrett | TRUE | 2026-04-07T00:00:00 | 2026-07-14T00:00:00 | 2026-07-14T00:00:00 | 3 | 0 | 3 | 801 | 12816 | 55316-3157 | USA | N30 | 726 | KIRK KEY INTERLOCK COMPANY LLC | 45263-8534 | KTR0---31 Q#00132949 | KIRK KEY QUOTE: 00132949 ; P/N: KTR0---31S--ST SD SERIES TYPE T INTERLOCK WITH 3 CYLINDERS (Stamped KY1 thru KY64 (2 pcs each IN) to release KX1 thru KX64 (OUT) with tamperproof bolts KEY KX NOT NEEDED, KEYS Y ARE NEEDED. | PUR | KIRK KEY QUOTE: 00132949 ; P/N: KTR0---31S--ST SD SERIES TYPE T INTERLOCK WITH 3 CYLINDERS (Stamped KY1 thru KY64 (2 pcs each IN) to release KX1 thru KX64 (OUT) with tamperproof bolts KEY KX NOT NEEDED, KEYS Y ARE NEEDED. | EA | EA | KIRK | TRUE |  | P | PPD | 100
132277 | 3 | 5 | States | Champlin | Taylor Barrett | TRUE | 2026-04-07T00:00:00 | 2026-07-14T00:00:00 | 2026-07-14T00:00:00 | 4 | 0 | 4 | 801 | 12816 | 55316-3157 | USA | N30 | 726 | KIRK KEY INTERLOCK COMPANY LLC | 45263-8534 | KTR0---31 Q#00132949 | KIRK KEY QUOTE: 00132949 ; P/N: KTR0---31S--ST SD SERIES TYPE T INTERLOCK WITH 3 CYLINDERS (Stamped KY1 thru KY64 (2 pcs each IN) to release KX1 thru KX64 (OUT) with tamperproof bolts KEY KX NOT NEEDED, KEYS Y ARE NEEDED. | PUR | KIRK KEY QUOTE: 00132949 ; P/N: KTR0---31S--ST SD SERIES TYPE T INTERLOCK WITH 3 CYLINDERS (Stamped KY1 thru KY64 (2 pcs each IN) to release KX1 thru KX64 (OUT) with tamperproof bolts KEY KX NOT NEEDED, KEYS Y ARE NEEDED. | EA | EA | KIRK | TRUE |  | P | PPD | 100
132277 | 3 | 6 | States | Champlin | Taylor Barrett | TRUE | 2026-04-07T00:00:00 | 2026-07-14T00:00:00 | 2026-07-14T00:00:00 | 4 | 0 | 4 | 801 | 12816 | 55316-3157 | USA | N30 | 726 | KIRK KEY INTERLOCK COMPANY LLC | 45263-8534 | KTR0---31 Q#00132949 | KIRK KEY QUOTE: 00132949 ; P/N: KTR0---31S--ST SD SERIES TYPE T INTERLOCK WITH 3 CYLINDERS (Stamped KY1 thru KY64 (2 pcs each IN) to release KX1 thru KX64 (OUT) with tamperproof bolts KEY KX NOT NEEDED, KEYS Y ARE NEEDED. | PUR | KIRK KEY QUOTE: 00132949 ; P/N: KTR0---31S--ST SD SERIES TYPE T INTERLOCK WITH 3 CYLINDERS (Stamped KY1 thru KY64 (2 pcs each IN) to release KX1 thru KX64 (OUT) with tamperproof bolts KEY KX NOT NEEDED, KEYS Y ARE NEEDED. | EA | EA | KIRK | TRUE |  | P | PPD | 100
132277 | 3 | 7 | States | Champlin | Taylor Barrett | TRUE | 2026-04-07T00:00:00 | 2026-07-14T00:00:00 | 2026-07-14T00:00:00 | 1 | 0 | 1 | 801 | 12816 | 55316-3157 | USA | N30 | 726 | KIRK KEY INTERLOCK COMPANY LLC | 45263-8534 | KTR0---31 Q#00132949 | KIRK KEY QUOTE: 00132949 ; P/N: KTR0---31S--ST SD SERIES TYPE T INTERLOCK WITH 3 CYLINDERS (Stamped KY1 thru KY64 (2 pcs each IN) to release KX1 thru KX64 (OUT) with tamperproof bolts KEY KX NOT NEEDED, KEYS Y ARE NEEDED. | PUR | KIRK KEY QUOTE: 00132949 ; P/N: KTR0---31S--ST SD SERIES TYPE T INTERLOCK WITH 3 CYLINDERS (Stamped KY1 thru KY64 (2 pcs each IN) to release KX1 thru KX64 (OUT) with tamperproof bolts KEY KX NOT NEEDED, KEYS Y ARE NEEDED. | EA | EA | KIRK | TRUE |  | P | PPD | 100
132277 | 3 | 8 | States | Champlin | Taylor Barrett | TRUE | 2026-04-07T00:00:00 | 2026-07-14T00:00:00 | 2026-07-14T00:00:00 | 1 | 0 | 1 | 801 | 12816 | 55316-3157 | USA | N30 | 726 | KIRK KEY INTERLOCK COMPANY LLC | 45263-8534 | KTR0---31 Q#00132949 | KIRK KEY QUOTE: 00132949 ; P/N: KTR0---31S--ST SD SERIES TYPE T INTERLOCK WITH 3 CYLINDERS (Stamped KY1 thru KY64 (2 pcs each IN) to release KX1 thru KX64 (OUT) with tamperproof bolts KEY KX NOT NEEDED, KEYS Y ARE NEEDED. | PUR | KIRK KEY QUOTE: 00132949 ; P/N: KTR0---31S--ST SD SERIES TYPE T INTERLOCK WITH 3 CYLINDERS (Stamped KY1 thru KY64 (2 pcs each IN) to release KX1 thru KX64 (OUT) with tamperproof bolts KEY KX NOT NEEDED, KEYS Y ARE NEEDED. | EA | EA | KIRK | TRUE |  | P | PPD | 100
132277 | 4 | 1 | States | Champlin | Taylor Barrett | TRUE | 2026-04-07T00:00:00 | 2026-07-14T00:00:00 | 2026-07-14T00:00:00 | 1 | 0 | 1 | 1257 | 20112 | 55316-3157 | USA | N30 | 726 | KIRK KEY INTERLOCK COMPANY LLC | 45263-8534 | SKRU41E-11 Q#00132949 | KIRK KEY QUOTE: 00132949 ; P/N: SKRU41E-11 SD BRASS BODY SOLENOID RELEASE UNIT WITH COVERPLATE ONLY 120VAC KEY REMOVABLE ENERGIZED WITH COMBO LED LIGHT PUSH BUTTON ; KX_ (_ = 1 THROUGH 64) KEY KX IS NEEDED | PUR | KIRK KEY QUOTE: 00132949 ; P/N: SKRU41E-11 SD BRASS BODY SOLENOID RELEASE UNIT WITH COVERPLATE ONLY 120VAC KEY REMOVABLE ENERGIZED WITH COMBO LED LIGHT PUSH BUTTON ; KX_ (_ = 1 THROUGH 64) KEY KX IS NEEDED | EA | EA | KIRK | TRUE |  | P | PPD | 100
133158 | 1 | 1 | States | Champlin | Taylor Barrett | TRUE | 2026-05-11T00:00:00 | 2026-08-03T00:00:00 |  | 2 | 0 | 2 | 231 | 462 | 55316-3157 | USA | N30 | 726 | KIRK KEY INTERLOCK COMPANY LLC | 45263-8534 | KCAM00010-02MBP-A | Kirk lock, order per quote, mount on ABB Emax 4.2 breaker, key removeable when breaker locked open, -Stamped, Keyed "K23" | PUR | Kirk lock, order per quote, mount on ABB Emax 4.2 breaker, key removeable when breaker locked open, -Stamped, Keyed "K23" | EA | EA | KIRK | FALSE |  | P | PPD | 100
133158 | 2 | 1 | States | Champlin | Taylor Barrett | TRUE | 2026-05-11T00:00:00 | 2026-08-03T00:00:00 |  | 2 | 0 | 2 | 231 | 462 | 55316-3157 | USA | N30 | 726 | KIRK KEY INTERLOCK COMPANY LLC | 45263-8534 | KCAM00010-03MBP-A | Kirk lock, order per quote, mount on ABB Emax 4.2 breaker, key removeable when breaker locked open, -Stamped, Keyed "K33" | PUR | Kirk lock, order per quote, mount on ABB Emax 4.2 breaker, key removeable when breaker locked open, -Stamped, Keyed "K33" | EA | EA | KIRK | FALSE |  | P | PPD | 100
133158 | 3 | 1 | States | Champlin | Taylor Barrett | TRUE | 2026-05-11T00:00:00 | 2026-08-03T00:00:00 |  | 2 | 0 | 2 | 231 | 462 | 55316-3157 | USA | N30 | 726 | KIRK KEY INTERLOCK COMPANY LLC | 45263-8534 | KCAM00010-04MBP-A | Kirk lock, order per quote, mount on ABB Emax 4.2 breaker, key removeable when breaker locked open, -Stamped, Keyed "K43" | PUR | Kirk lock, order per quote, mount on ABB Emax 4.2 breaker, key removeable when breaker locked open, -Stamped, Keyed "K43" | EA | EA | KIRK | FALSE |  | P | PPD | 100
133158 | 4 | 1 | States | Champlin | Taylor Barrett | TRUE | 2026-05-11T00:00:00 | 2026-08-03T00:00:00 |  | 2 | 0 | 2 | 231 | 462 | 55316-3157 | USA | N30 | 726 | KIRK KEY INTERLOCK COMPANY LLC | 45263-8534 | KCAM00010-05MBP-A | Kirk lock, order per quote, mount on ABB Emax 4.2 breaker, key removeable when breaker locked open, -Stamped, Keyed "K53" | PUR | Kirk lock, order per quote, mount on ABB Emax 4.2 breaker, key removeable when breaker locked open, -Stamped, Keyed "K53" | EA | EA | KIRK | FALSE |  | P | PPD | 100
133158 | 5 | 1 | States | Champlin | Taylor Barrett | TRUE | 2026-05-11T00:00:00 | 2026-08-03T00:00:00 |  | 1 | 0 | 1 | 1257 | 1257 | 55316-3157 | USA | N30 | 726 | KIRK KEY INTERLOCK COMPANY LLC | 45263-8534 | SKRU41E-11-02MBP-A | SKRU Type Interlock. Cover Plate Included, 120VAC Operating Voltage, LED Signal Light and Push button, Key Interchange keyed "K23" | PUR | SKRU Type Interlock. Cover Plate Included, 120VAC Operating Voltage, LED Signal Light and Push button, Key Interchange keyed "K23" | EA | EA | KIRK | FALSE |  | P | PPD | 100
133158 | 6 | 1 | States | Champlin | Taylor Barrett | TRUE | 2026-05-11T00:00:00 | 2026-08-03T00:00:00 |  | 1 | 0 | 1 | 1257 | 1257 | 55316-3157 | USA | N30 | 726 | KIRK KEY INTERLOCK COMPANY LLC | 45263-8534 | SKRU41E-11-03MBP-A | SKRU Type Interlock. Cover Plate Included, 120VAC Operating Voltage, LED Signal Light and Push button, Key Interchange keyed "K33" | PUR | SKRU Type Interlock. Cover Plate Included, 120VAC Operating Voltage, LED Signal Light and Push button, Key Interchange keyed "K33" | EA | EA | KIRK | FALSE |  | P | PPD | 100
133158 | 7 | 1 | States | Champlin | Taylor Barrett | TRUE | 2026-05-11T00:00:00 | 2026-08-03T00:00:00 |  | 1 | 0 | 1 | 1257 | 1257 | 55316-3157 | USA | N30 | 726 | KIRK KEY INTERLOCK COMPANY LLC | 45263-8534 | SKRU41E-11-04MBP-A | SKRU Type Interlock. Cover Plate Included, 120VAC Operating Voltage, LED Signal Light and Push button, Key Interchange keyed "K43" | PUR | SKRU Type Interlock. Cover Plate Included, 120VAC Operating Voltage, LED Signal Light and Push button, Key Interchange keyed "K43" | EA | EA | KIRK | FALSE |  | P | PPD | 100
133158 | 8 | 1 | States | Champlin | Taylor Barrett | TRUE | 2026-05-11T00:00:00 | 2026-08-03T00:00:00 |  | 1 | 0 | 1 | 1257 | 1257 | 55316-3157 | USA | N30 | 726 | KIRK KEY INTERLOCK COMPANY LLC | 45263-8534 | SKRU41E-11-05MBP-A | SKRU Type Interlock. Cover Plate Included, 120VAC Operating Voltage, LED Signal Light and Push button, Key Interchange keyed "K53" | PUR | SKRU Type Interlock. Cover Plate Included, 120VAC Operating Voltage, LED Signal Light and Push button, Key Interchange keyed "K53" | EA | EA | KIRK | FALSE |  | P | PPD | 100
134152 | 1 | 1 | States | Champlin | Taylor Barrett | TRUE | 2026-06-16T00:00:00 | 2026-08-27T00:00:00 | 2026-08-27T00:00:00 | 1 | 0 | 1 | 231 | 11088 | 55316-3157 | USA | N30 | 726 | KIRK KEY INTERLOCK COMPANY LLC | 45263-8534 | KC40---10-KX Q#00132949 | KIRK KEY QUOTE: 00132949 ; P/N: KC40---10S; KX_ (_ = 1 THROUGH 64) KEY KX IS NEEDED | PUR | KIRK KEY QUOTE: 00132949 ; P/N: KC40---10S; KX_ (_ = 1 THROUGH 64) KEY KX IS NEEDED | EA | EA | KIRK | TRUE |  | P | PPD | 100
134152 | 1 | 2 | States | Champlin | Taylor Barrett | TRUE | 2026-06-16T00:00:00 | 2026-08-27T00:00:00 | 2026-08-27T00:00:00 | 3 | 0 | 3 | 231 | 11088 | 55316-3157 | USA | N30 | 726 | KIRK KEY INTERLOCK COMPANY LLC | 45263-8534 | KC40---10-KX Q#00132949 | KIRK KEY QUOTE: 00132949 ; P/N: KC40---10S; KX_ (_ = 1 THROUGH 64) KEY KX IS NEEDED | PUR | KIRK KEY QUOTE: 00132949 ; P/N: KC40---10S; KX_ (_ = 1 THROUGH 64) KEY KX IS NEEDED | EA | EA | KIRK | TRUE |  | P | PPD | 100
134152 | 1 | 3 | States | Champlin | Taylor Barrett | TRUE | 2026-06-16T00:00:00 | 2026-08-27T00:00:00 | 2026-08-27T00:00:00 | 4 | 0 | 4 | 231 | 11088 | 55316-3157 | USA | N30 | 726 | KIRK KEY INTERLOCK COMPANY LLC | 45263-8534 | KC40---10-KX Q#00132949 | KIRK KEY QUOTE: 00132949 ; P/N: KC40---10S; KX_ (_ = 1 THROUGH 64) KEY KX IS NEEDED | PUR | KIRK KEY QUOTE: 00132949 ; P/N: KC40---10S; KX_ (_ = 1 THROUGH 64) KEY KX IS NEEDED | EA | EA | KIRK | TRUE |  | P | PPD | 100
134152 | 1 | 4 | States | Champlin | Taylor Barrett | TRUE | 2026-06-16T00:00:00 | 2026-08-27T00:00:00 | 2026-08-27T00:00:00 | 3 | 0 | 3 | 231 | 11088 | 55316-3157 | USA | N30 | 726 | KIRK KEY INTERLOCK COMPANY LLC | 45263-8534 | KC40---10-KX Q#00132949 | KIRK KEY QUOTE: 00132949 ; P/N: KC40---10S; KX_ (_ = 1 THROUGH 64) KEY KX IS NEEDED | PUR | KIRK KEY QUOTE: 00132949 ; P/N: KC40---10S; KX_ (_ = 1 THROUGH 64) KEY KX IS NEEDED | EA | EA | KIRK | TRUE |  | P | PPD | 100
134152 | 1 | 5 | States | Champlin | Taylor Barrett | TRUE | 2026-06-16T00:00:00 | 2026-08-27T00:00:00 | 2026-08-27T00:00:00 | 8 | 0 | 8 | 231 | 11088 | 55316-3157 | USA | N30 | 726 | KIRK KEY INTERLOCK COMPANY LLC | 45263-8534 | KC40---10-KX Q#00132949 | KIRK KEY QUOTE: 00132949 ; P/N: KC40---10S; KX_ (_ = 1 THROUGH 64) KEY KX IS NEEDED | PUR | KIRK KEY QUOTE: 00132949 ; P/N: KC40---10S; KX_ (_ = 1 THROUGH 64) KEY KX IS NEEDED | EA | EA | KIRK | TRUE |  | P | PPD | 100
134152 | 1 | 6 | States | Champlin | Taylor Barrett | TRUE | 2026-06-16T00:00:00 | 2026-08-27T00:00:00 | 2026-08-27T00:00:00 | 3 | 0 | 3 | 231 | 11088 | 55316-3157 | USA | N30 | 726 | KIRK KEY INTERLOCK COMPANY LLC | 45263-8534 | KC40---10-KX Q#00132949 | KIRK KEY QUOTE: 00132949 ; P/N: KC40---10S; KX_ (_ = 1 THROUGH 64) KEY KX IS NEEDED | PUR | KIRK KEY QUOTE: 00132949 ; P/N: KC40---10S; KX_ (_ = 1 THROUGH 64) KEY KX IS NEEDED | EA | EA | KIRK | TRUE |  | P | PPD | 100
134152 | 1 | 7 | States | Champlin | Taylor Barrett | TRUE | 2026-06-16T00:00:00 | 2026-08-27T00:00:00 | 2026-08-27T00:00:00 | 4 | 0 | 4 | 231 | 11088 | 55316-3157 | USA | N30 | 726 | KIRK KEY INTERLOCK COMPANY LLC | 45263-8534 | KC40---10-KX Q#00132949 | KIRK KEY QUOTE: 00132949 ; P/N: KC40---10S; KX_ (_ = 1 THROUGH 64) KEY KX IS NEEDED | PUR | KIRK KEY QUOTE: 00132949 ; P/N: KC40---10S; KX_ (_ = 1 THROUGH 64) KEY KX IS NEEDED | EA | EA | KIRK | TRUE |  | P | PPD | 100
134152 | 1 | 8 | States | Champlin | Taylor Barrett | TRUE | 2026-06-16T00:00:00 | 2026-08-27T00:00:00 | 2026-08-27T00:00:00 | 4 | 0 | 4 | 231 | 11088 | 55316-3157 | USA | N30 | 726 | KIRK KEY INTERLOCK COMPANY LLC | 45263-8534 | KC40---10-KX Q#00132949 | KIRK KEY QUOTE: 00132949 ; P/N: KC40---10S; KX_ (_ = 1 THROUGH 64) KEY KX IS NEEDED | PUR | KIRK KEY QUOTE: 00132949 ; P/N: KC40---10S; KX_ (_ = 1 THROUGH 64) KEY KX IS NEEDED | EA | EA | KIRK | TRUE |  | P | PPD | 100
134152 | 1 | 9 | States | Champlin | Taylor Barrett | TRUE | 2026-06-16T00:00:00 | 2026-08-27T00:00:00 | 2026-08-27T00:00:00 | 4 | 0 | 4 | 231 | 11088 | 55316-3157 | USA | N30 | 726 | KIRK KEY INTERLOCK COMPANY LLC | 45263-8534 | KC40---10-KX Q#00132949 | KIRK KEY QUOTE: 00132949 ; P/N: KC40---10S; KX_ (_ = 1 THROUGH 64) KEY KX IS NEEDED | PUR | KIRK KEY QUOTE: 00132949 ; P/N: KC40---10S; KX_ (_ = 1 THROUGH 64) KEY KX IS NEEDED | EA | EA | KIRK | TRUE |  | P | PPD | 100
134152 | 1 | 10 | States | Champlin | Taylor Barrett | TRUE | 2026-06-16T00:00:00 | 2026-08-27T00:00:00 | 2026-08-27T00:00:00 | 3 | 0 | 3 | 231 | 11088 | 55316-3157 | USA | N30 | 726 | KIRK KEY INTERLOCK COMPANY LLC | 45263-8534 | KC40---10-KX Q#00132949 | KIRK KEY QUOTE: 00132949 ; P/N: KC40---10S; KX_ (_ = 1 THROUGH 64) KEY KX IS NEEDED | PUR | KIRK KEY QUOTE: 00132949 ; P/N: KC40---10S; KX_ (_ = 1 THROUGH 64) KEY KX IS NEEDED | EA | EA | KIRK | TRUE |  | P | PPD | 100
134152 | 1 | 11 | States | Champlin | Taylor Barrett | TRUE | 2026-06-16T00:00:00 | 2026-08-27T00:00:00 | 2026-08-27T00:00:00 | 4 | 0 | 4 | 231 | 11088 | 55316-3157 | USA | N30 | 726 | KIRK KEY INTERLOCK COMPANY LLC | 45263-8534 | KC40---10-KX Q#00132949 | KIRK KEY QUOTE: 00132949 ; P/N: KC40---10S; KX_ (_ = 1 THROUGH 64) KEY KX IS NEEDED | PUR | KIRK KEY QUOTE: 00132949 ; P/N: KC40---10S; KX_ (_ = 1 THROUGH 64) KEY KX IS NEEDED | EA | EA | KIRK | TRUE |  | P | PPD | 100
134152 | 1 | 12 | States | Champlin | Taylor Barrett | TRUE | 2026-06-16T00:00:00 | 2026-08-27T00:00:00 | 2026-08-27T00:00:00 | 4 | 0 | 4 | 231 | 11088 | 55316-3157 | USA | N30 | 726 | KIRK KEY INTERLOCK COMPANY LLC | 45263-8534 | KC40---10-KX Q#00132949 | KIRK KEY QUOTE: 00132949 ; P/N: KC40---10S; KX_ (_ = 1 THROUGH 64) KEY KX IS NEEDED | PUR | KIRK KEY QUOTE: 00132949 ; P/N: KC40---10S; KX_ (_ = 1 THROUGH 64) KEY KX IS NEEDED | EA | EA | KIRK | TRUE |  | P | PPD | 100
134152 | 1 | 13 | States | Champlin | Taylor Barrett | TRUE | 2026-06-16T00:00:00 | 2026-08-27T00:00:00 | 2026-08-27T00:00:00 | 3 | 0 | 3 | 231 | 11088 | 55316-3157 | USA | N30 | 726 | KIRK KEY INTERLOCK COMPANY LLC | 45263-8534 | KC40---10-KX Q#00132949 | KIRK KEY QUOTE: 00132949 ; P/N: KC40---10S; KX_ (_ = 1 THROUGH 64) KEY KX IS NEEDED | PUR | KIRK KEY QUOTE: 00132949 ; P/N: KC40---10S; KX_ (_ = 1 THROUGH 64) KEY KX IS NEEDED | EA | EA | KIRK | TRUE |  | P | PPD | 100
134152 | 2 | 1 | States | Champlin | Taylor Barrett | TRUE | 2026-06-16T00:00:00 | 2026-08-27T00:00:00 | 2026-08-27T00:00:00 | 2 | 0 | 2 | 231 | 22176 | 55316-3157 | USA | N30 | 726 | KIRK KEY INTERLOCK COMPANY LLC | 45263-8534 | KC40---10-KY Q#00132949 | KIRK KEY QUOTE: 00132949 ; P/N: KC40---10S; KY_ (_ = 1 THROUGH 64) KEY KY IS NOT NEEDED | PUR | KIRK KEY QUOTE: 00132949 ; P/N: KC40---10S; KY_ (_ = 1 THROUGH 64) KEY KY IS NOT NEEDED | EA | EA | KIRK | TRUE |  | P | PPD | 100
134152 | 2 | 2 | States | Champlin | Taylor Barrett | TRUE | 2026-06-16T00:00:00 | 2026-08-27T00:00:00 | 2026-08-27T00:00:00 | 6 | 0 | 6 | 231 | 22176 | 55316-3157 | USA | N30 | 726 | KIRK KEY INTERLOCK COMPANY LLC | 45263-8534 | KC40---10-KY Q#00132949 | KIRK KEY QUOTE: 00132949 ; P/N: KC40---10S; KY_ (_ = 1 THROUGH 64) KEY KY IS NOT NEEDED | PUR | KIRK KEY QUOTE: 00132949 ; P/N: KC40---10S; KY_ (_ = 1 THROUGH 64) KEY KY IS NOT NEEDED | EA | EA | KIRK | TRUE |  | P | PPD | 100
134152 | 2 | 3 | States | Champlin | Taylor Barrett | TRUE | 2026-06-16T00:00:00 | 2026-08-27T00:00:00 | 2026-08-27T00:00:00 | 8 | 0 | 8 | 231 | 22176 | 55316-3157 | USA | N30 | 726 | KIRK KEY INTERLOCK COMPANY LLC | 45263-8534 | KC40---10-KY Q#00132949 | KIRK KEY QUOTE: 00132949 ; P/N: KC40---10S; KY_ (_ = 1 THROUGH 64) KEY KY IS NOT NEEDED | PUR | KIRK KEY QUOTE: 00132949 ; P/N: KC40---10S; KY_ (_ = 1 THROUGH 64) KEY KY IS NOT NEEDED | EA | EA | KIRK | TRUE |  | P | PPD | 100
134152 | 2 | 4 | States | Champlin | Taylor Barrett | TRUE | 2026-06-16T00:00:00 | 2026-08-27T00:00:00 | 2026-08-27T00:00:00 | 6 | 0 | 6 | 231 | 22176 | 55316-3157 | USA | N30 | 726 | KIRK KEY INTERLOCK COMPANY LLC | 45263-8534 | KC40---10-KY Q#00132949 | KIRK KEY QUOTE: 00132949 ; P/N: KC40---10S; KY_ (_ = 1 THROUGH 64) KEY KY IS NOT NEEDED | PUR | KIRK KEY QUOTE: 00132949 ; P/N: KC40---10S; KY_ (_ = 1 THROUGH 64) KEY KY IS NOT NEEDED | EA | EA | KIRK | TRUE |  | P | PPD | 100
134152 | 2 | 5 | States | Champlin | Taylor Barrett | TRUE | 2026-06-16T00:00:00 | 2026-08-27T00:00:00 | 2026-08-27T00:00:00 | 16 | 0 | 16 | 231 | 22176 | 55316-3157 | USA | N30 | 726 | KIRK KEY INTERLOCK COMPANY LLC | 45263-8534 | KC40---10-KY Q#00132949 | KIRK KEY QUOTE: 00132949 ; P/N: KC40---10S; KY_ (_ = 1 THROUGH 64) KEY KY IS NOT NEEDED | PUR | KIRK KEY QUOTE: 00132949 ; P/N: KC40---10S; KY_ (_ = 1 THROUGH 64) KEY KY IS NOT NEEDED | EA | EA | KIRK | TRUE |  | P | PPD | 100
134152 | 2 | 6 | States | Champlin | Taylor Barrett | TRUE | 2026-06-16T00:00:00 | 2026-08-27T00:00:00 | 2026-08-27T00:00:00 | 6 | 0 | 6 | 231 | 22176 | 55316-3157 | USA | N30 | 726 | KIRK KEY INTERLOCK COMPANY LLC | 45263-8534 | KC40---10-KY Q#00132949 | KIRK KEY QUOTE: 00132949 ; P/N: KC40---10S; KY_ (_ = 1 THROUGH 64) KEY KY IS NOT NEEDED | PUR | KIRK KEY QUOTE: 00132949 ; P/N: KC40---10S; KY_ (_ = 1 THROUGH 64) KEY KY IS NOT NEEDED | EA | EA | KIRK | TRUE |  | P | PPD | 100
134152 | 2 | 7 | States | Champlin | Taylor Barrett | TRUE | 2026-06-16T00:00:00 | 2026-08-27T00:00:00 | 2026-08-27T00:00:00 | 8 | 0 | 8 | 231 | 22176 | 55316-3157 | USA | N30 | 726 | KIRK KEY INTERLOCK COMPANY LLC | 45263-8534 | KC40---10-KY Q#00132949 | KIRK KEY QUOTE: 00132949 ; P/N: KC40---10S; KY_ (_ = 1 THROUGH 64) KEY KY IS NOT NEEDED | PUR | KIRK KEY QUOTE: 00132949 ; P/N: KC40---10S; KY_ (_ = 1 THROUGH 64) KEY KY IS NOT NEEDED | EA | EA | KIRK | TRUE |  | P | PPD | 100
134152 | 2 | 8 | States | Champlin | Taylor Barrett | TRUE | 2026-06-16T00:00:00 | 2026-08-27T00:00:00 | 2026-08-27T00:00:00 | 8 | 0 | 8 | 231 | 22176 | 55316-3157 | USA | N30 | 726 | KIRK KEY INTERLOCK COMPANY LLC | 45263-8534 | KC40---10-KY Q#00132949 | KIRK KEY QUOTE: 00132949 ; P/N: KC40---10S; KY_ (_ = 1 THROUGH 64) KEY KY IS NOT NEEDED | PUR | KIRK KEY QUOTE: 00132949 ; P/N: KC40---10S; KY_ (_ = 1 THROUGH 64) KEY KY IS NOT NEEDED | EA | EA | KIRK | TRUE |  | P | PPD | 100
134152 | 2 | 9 | States | Champlin | Taylor Barrett | TRUE | 2026-06-16T00:00:00 | 2026-08-27T00:00:00 | 2026-08-27T00:00:00 | 8 | 0 | 8 | 231 | 22176 | 55316-3157 | USA | N30 | 726 | KIRK KEY INTERLOCK COMPANY LLC | 45263-8534 | KC40---10-KY Q#00132949 | KIRK KEY QUOTE: 00132949 ; P/N: KC40---10S; KY_ (_ = 1 THROUGH 64) KEY KY IS NOT NEEDED | PUR | KIRK KEY QUOTE: 00132949 ; P/N: KC40---10S; KY_ (_ = 1 THROUGH 64) KEY KY IS NOT NEEDED | EA | EA | KIRK | TRUE |  | P | PPD | 100
134152 | 2 | 10 | States | Champlin | Taylor Barrett | TRUE | 2026-06-16T00:00:00 | 2026-08-27T00:00:00 | 2026-08-27T00:00:00 | 6 | 0 | 6 | 231 | 22176 | 55316-3157 | USA | N30 | 726 | KIRK KEY INTERLOCK COMPANY LLC | 45263-8534 | KC40---10-KY Q#00132949 | KIRK KEY QUOTE: 00132949 ; P/N: KC40---10S; KY_ (_ = 1 THROUGH 64) KEY KY IS NOT NEEDED | PUR | KIRK KEY QUOTE: 00132949 ; P/N: KC40---10S; KY_ (_ = 1 THROUGH 64) KEY KY IS NOT NEEDED | EA | EA | KIRK | TRUE |  | P | PPD | 100
134152 | 2 | 11 | States | Champlin | Taylor Barrett | TRUE | 2026-06-16T00:00:00 | 2026-08-27T00:00:00 | 2026-08-27T00:00:00 | 8 | 0 | 8 | 231 | 22176 | 55316-3157 | USA | N30 | 726 | KIRK KEY INTERLOCK COMPANY LLC | 45263-8534 | KC40---10-KY Q#00132949 | KIRK KEY QUOTE: 00132949 ; P/N: KC40---10S; KY_ (_ = 1 THROUGH 64) KEY KY IS NOT NEEDED | PUR | KIRK KEY QUOTE: 00132949 ; P/N: KC40---10S; KY_ (_ = 1 THROUGH 64) KEY KY IS NOT NEEDED | EA | EA | KIRK | TRUE |  | P | PPD | 100
134152 | 2 | 12 | States | Champlin | Taylor Barrett | TRUE | 2026-06-16T00:00:00 | 2026-08-27T00:00:00 | 2026-08-27T00:00:00 | 8 | 0 | 8 | 231 | 22176 | 55316-3157 | USA | N30 | 726 | KIRK KEY INTERLOCK COMPANY LLC | 45263-8534 | KC40---10-KY Q#00132949 | KIRK KEY QUOTE: 00132949 ; P/N: KC40---10S; KY_ (_ = 1 THROUGH 64) KEY KY IS NOT NEEDED | PUR | KIRK KEY QUOTE: 00132949 ; P/N: KC40---10S; KY_ (_ = 1 THROUGH 64) KEY KY IS NOT NEEDED | EA | EA | KIRK | TRUE |  | P | PPD | 100
134152 | 2 | 13 | States | Champlin | Taylor Barrett | TRUE | 2026-06-16T00:00:00 | 2026-08-27T00:00:00 | 2026-08-27T00:00:00 | 6 | 0 | 6 | 231 | 22176 | 55316-3157 | USA | N30 | 726 | KIRK KEY INTERLOCK COMPANY LLC | 45263-8534 | KC40---10-KY Q#00132949 | KIRK KEY QUOTE: 00132949 ; P/N: KC40---10S; KY_ (_ = 1 THROUGH 64) KEY KY IS NOT NEEDED | PUR | KIRK KEY QUOTE: 00132949 ; P/N: KC40---10S; KY_ (_ = 1 THROUGH 64) KEY KY IS NOT NEEDED | EA | EA | KIRK | TRUE |  | P | PPD | 100
134152 | 3 | 1 | States | Champlin | Taylor Barrett | TRUE | 2026-06-16T00:00:00 | 2026-08-27T00:00:00 | 2026-08-27T00:00:00 | 1 | 0 | 1 | 801 | 38448 | 55316-3157 | USA | N30 | 726 | KIRK KEY INTERLOCK COMPANY LLC | 45263-8534 | KTR0---31 Q#00132949 | KIRK KEY QUOTE: 00132949 ; P/N: KTR0---31S--ST SD SERIES TYPE T INTERLOCK WITH 3 CYLINDERS (Stamped KY1 thru KY64 (2 pcs each IN) to release KX1 thru KX64 (OUT) with tamperproof bolts KEY KX NOT NEEDED, KEYS Y ARE NEEDED. | PUR | KIRK KEY QUOTE: 00132949 ; P/N: KTR0---31S--ST SD SERIES TYPE T INTERLOCK WITH 3 CYLINDERS (Stamped KY1 thru KY64 (2 pcs each IN) to release KX1 thru KX64 (OUT) with tamperproof bolts KEY KX NOT NEEDED, KEYS Y ARE NEEDED. | EA | EA | KIRK | TRUE |  | P | PPD | 100
134152 | 3 | 2 | States | Champlin | Taylor Barrett | TRUE | 2026-06-16T00:00:00 | 2026-08-27T00:00:00 | 2026-08-27T00:00:00 | 3 | 0 | 3 | 801 | 38448 | 55316-3157 | USA | N30 | 726 | KIRK KEY INTERLOCK COMPANY LLC | 45263-8534 | KTR0---31 Q#00132949 | KIRK KEY QUOTE: 00132949 ; P/N: KTR0---31S--ST SD SERIES TYPE T INTERLOCK WITH 3 CYLINDERS (Stamped KY1 thru KY64 (2 pcs each IN) to release KX1 thru KX64 (OUT) with tamperproof bolts KEY KX NOT NEEDED, KEYS Y ARE NEEDED. | PUR | KIRK KEY QUOTE: 00132949 ; P/N: KTR0---31S--ST SD SERIES TYPE T INTERLOCK WITH 3 CYLINDERS (Stamped KY1 thru KY64 (2 pcs each IN) to release KX1 thru KX64 (OUT) with tamperproof bolts KEY KX NOT NEEDED, KEYS Y ARE NEEDED. | EA | EA | KIRK | TRUE |  | P | PPD | 100
134152 | 3 | 3 | States | Champlin | Taylor Barrett | TRUE | 2026-06-16T00:00:00 | 2026-08-27T00:00:00 | 2026-08-27T00:00:00 | 4 | 0 | 4 | 801 | 38448 | 55316-3157 | USA | N30 | 726 | KIRK KEY INTERLOCK COMPANY LLC | 45263-8534 | KTR0---31 Q#00132949 | KIRK KEY QUOTE: 00132949 ; P/N: KTR0---31S--ST SD SERIES TYPE T INTERLOCK WITH 3 CYLINDERS (Stamped KY1 thru KY64 (2 pcs each IN) to release KX1 thru KX64 (OUT) with tamperproof bolts KEY KX NOT NEEDED, KEYS Y ARE NEEDED. | PUR | KIRK KEY QUOTE: 00132949 ; P/N: KTR0---31S--ST SD SERIES TYPE T INTERLOCK WITH 3 CYLINDERS (Stamped KY1 thru KY64 (2 pcs each IN) to release KX1 thru KX64 (OUT) with tamperproof bolts KEY KX NOT NEEDED, KEYS Y ARE NEEDED. | EA | EA | KIRK | TRUE |  | P | PPD | 100
134152 | 3 | 4 | States | Champlin | Taylor Barrett | TRUE | 2026-06-16T00:00:00 | 2026-08-27T00:00:00 | 2026-08-27T00:00:00 | 3 | 0 | 3 | 801 | 38448 | 55316-3157 | USA | N30 | 726 | KIRK KEY INTERLOCK COMPANY LLC | 45263-8534 | KTR0---31 Q#00132949 | KIRK KEY QUOTE: 00132949 ; P/N: KTR0---31S--ST SD SERIES TYPE T INTERLOCK WITH 3 CYLINDERS (Stamped KY1 thru KY64 (2 pcs each IN) to release KX1 thru KX64 (OUT) with tamperproof bolts KEY KX NOT NEEDED, KEYS Y ARE NEEDED. | PUR | KIRK KEY QUOTE: 00132949 ; P/N: KTR0---31S--ST SD SERIES TYPE T INTERLOCK WITH 3 CYLINDERS (Stamped KY1 thru KY64 (2 pcs each IN) to release KX1 thru KX64 (OUT) with tamperproof bolts KEY KX NOT NEEDED, KEYS Y ARE NEEDED. | EA | EA | KIRK | TRUE |  | P | PPD | 100
134152 | 3 | 5 | States | Champlin | Taylor Barrett | TRUE | 2026-06-16T00:00:00 | 2026-08-27T00:00:00 | 2026-08-27T00:00:00 | 8 | 0 | 8 | 801 | 38448 | 55316-3157 | USA | N30 | 726 | KIRK KEY INTERLOCK COMPANY LLC | 45263-8534 | KTR0---31 Q#00132949 | KIRK KEY QUOTE: 00132949 ; P/N: KTR0---31S--ST SD SERIES TYPE T INTERLOCK WITH 3 CYLINDERS (Stamped KY1 thru KY64 (2 pcs each IN) to release KX1 thru KX64 (OUT) with tamperproof bolts KEY KX NOT NEEDED, KEYS Y ARE NEEDED. | PUR | KIRK KEY QUOTE: 00132949 ; P/N: KTR0---31S--ST SD SERIES TYPE T INTERLOCK WITH 3 CYLINDERS (Stamped KY1 thru KY64 (2 pcs each IN) to release KX1 thru KX64 (OUT) with tamperproof bolts KEY KX NOT NEEDED, KEYS Y ARE NEEDED. | EA | EA | KIRK | TRUE |  | P | PPD | 100
134152 | 3 | 6 | States | Champlin | Taylor Barrett | TRUE | 2026-06-16T00:00:00 | 2026-08-27T00:00:00 | 2026-08-27T00:00:00 | 3 | 0 | 3 | 801 | 38448 | 55316-3157 | USA | N30 | 726 | KIRK KEY INTERLOCK COMPANY LLC | 45263-8534 | KTR0---31 Q#00132949 | KIRK KEY QUOTE: 00132949 ; P/N: KTR0---31S--ST SD SERIES TYPE T INTERLOCK WITH 3 CYLINDERS (Stamped KY1 thru KY64 (2 pcs each IN) to release KX1 thru KX64 (OUT) with tamperproof bolts KEY KX NOT NEEDED, KEYS Y ARE NEEDED. | PUR | KIRK KEY QUOTE: 00132949 ; P/N: KTR0---31S--ST SD SERIES TYPE T INTERLOCK WITH 3 CYLINDERS (Stamped KY1 thru KY64 (2 pcs each IN) to release KX1 thru KX64 (OUT) with tamperproof bolts KEY KX NOT NEEDED, KEYS Y ARE NEEDED. | EA | EA | KIRK | TRUE |  | P | PPD | 100
134152 | 3 | 7 | States | Champlin | Taylor Barrett | TRUE | 2026-06-16T00:00:00 | 2026-08-27T00:00:00 | 2026-08-27T00:00:00 | 4 | 0 | 4 | 801 | 38448 | 55316-3157 | USA | N30 | 726 | KIRK KEY INTERLOCK COMPANY LLC | 45263-8534 | KTR0---31 Q#00132949 | KIRK KEY QUOTE: 00132949 ; P/N: KTR0---31S--ST SD SERIES TYPE T INTERLOCK WITH 3 CYLINDERS (Stamped KY1 thru KY64 (2 pcs each IN) to release KX1 thru KX64 (OUT) with tamperproof bolts KEY KX NOT NEEDED, KEYS Y ARE NEEDED. | PUR | KIRK KEY QUOTE: 00132949 ; P/N: KTR0---31S--ST SD SERIES TYPE T INTERLOCK WITH 3 CYLINDERS (Stamped KY1 thru KY64 (2 pcs each IN) to release KX1 thru KX64 (OUT) with tamperproof bolts KEY KX NOT NEEDED, KEYS Y ARE NEEDED. | EA | EA | KIRK | TRUE |  | P | PPD | 100
134152 | 3 | 8 | States | Champlin | Taylor Barrett | TRUE | 2026-06-16T00:00:00 | 2026-08-27T00:00:00 | 2026-08-27T00:00:00 | 4 | 0 | 4 | 801 | 38448 | 55316-3157 | USA | N30 | 726 | KIRK KEY INTERLOCK COMPANY LLC | 45263-8534 | KTR0---31 Q#00132949 | KIRK KEY QUOTE: 00132949 ; P/N: KTR0---31S--ST SD SERIES TYPE T INTERLOCK WITH 3 CYLINDERS (Stamped KY1 thru KY64 (2 pcs each IN) to release KX1 thru KX64 (OUT) with tamperproof bolts KEY KX NOT NEEDED, KEYS Y ARE NEEDED. | PUR | KIRK KEY QUOTE: 00132949 ; P/N: KTR0---31S--ST SD SERIES TYPE T INTERLOCK WITH 3 CYLINDERS (Stamped KY1 thru KY64 (2 pcs each IN) to release KX1 thru KX64 (OUT) with tamperproof bolts KEY KX NOT NEEDED, KEYS Y ARE NEEDED. | EA | EA | KIRK | TRUE |  | P | PPD | 100
134152 | 3 | 9 | States | Champlin | Taylor Barrett | TRUE | 2026-06-16T00:00:00 | 2026-08-27T00:00:00 | 2026-08-27T00:00:00 | 4 | 0 | 4 | 801 | 38448 | 55316-3157 | USA | N30 | 726 | KIRK KEY INTERLOCK COMPANY LLC | 45263-8534 | KTR0---31 Q#00132949 | KIRK KEY QUOTE: 00132949 ; P/N: KTR0---31S--ST SD SERIES TYPE T INTERLOCK WITH 3 CYLINDERS (Stamped KY1 thru KY64 (2 pcs each IN) to release KX1 thru KX64 (OUT) with tamperproof bolts KEY KX NOT NEEDED, KEYS Y ARE NEEDED. | PUR | KIRK KEY QUOTE: 00132949 ; P/N: KTR0---31S--ST SD SERIES TYPE T INTERLOCK WITH 3 CYLINDERS (Stamped KY1 thru KY64 (2 pcs each IN) to release KX1 thru KX64 (OUT) with tamperproof bolts KEY KX NOT NEEDED, KEYS Y ARE NEEDED. | EA | EA | KIRK | TRUE |  | P | PPD | 100
134152 | 3 | 10 | States | Champlin | Taylor Barrett | TRUE | 2026-06-16T00:00:00 | 2026-08-27T00:00:00 | 2026-08-27T00:00:00 | 3 | 0 | 3 | 801 | 38448 | 55316-3157 | USA | N30 | 726 | KIRK KEY INTERLOCK COMPANY LLC | 45263-8534 | KTR0---31 Q#00132949 | KIRK KEY QUOTE: 00132949 ; P/N: KTR0---31S--ST SD SERIES TYPE T INTERLOCK WITH 3 CYLINDERS (Stamped KY1 thru KY64 (2 pcs each IN) to release KX1 thru KX64 (OUT) with tamperproof bolts KEY KX NOT NEEDED, KEYS Y ARE NEEDED. | PUR | KIRK KEY QUOTE: 00132949 ; P/N: KTR0---31S--ST SD SERIES TYPE T INTERLOCK WITH 3 CYLINDERS (Stamped KY1 thru KY64 (2 pcs each IN) to release KX1 thru KX64 (OUT) with tamperproof bolts KEY KX NOT NEEDED, KEYS Y ARE NEEDED. | EA | EA | KIRK | TRUE |  | P | PPD | 100
134152 | 3 | 11 | States | Champlin | Taylor Barrett | TRUE | 2026-06-16T00:00:00 | 2026-08-27T00:00:00 | 2026-08-27T00:00:00 | 4 | 0 | 4 | 801 | 38448 | 55316-3157 | USA | N30 | 726 | KIRK KEY INTERLOCK COMPANY LLC | 45263-8534 | KTR0---31 Q#00132949 | KIRK KEY QUOTE: 00132949 ; P/N: KTR0---31S--ST SD SERIES TYPE T INTERLOCK WITH 3 CYLINDERS (Stamped KY1 thru KY64 (2 pcs each IN) to release KX1 thru KX64 (OUT) with tamperproof bolts KEY KX NOT NEEDED, KEYS Y ARE NEEDED. | PUR | KIRK KEY QUOTE: 00132949 ; P/N: KTR0---31S--ST SD SERIES TYPE T INTERLOCK WITH 3 CYLINDERS (Stamped KY1 thru KY64 (2 pcs each IN) to release KX1 thru KX64 (OUT) with tamperproof bolts KEY KX NOT NEEDED, KEYS Y ARE NEEDED. | EA | EA | KIRK | TRUE |  | P | PPD | 100
134152 | 3 | 12 | States | Champlin | Taylor Barrett | TRUE | 2026-06-16T00:00:00 | 2026-08-27T00:00:00 | 2026-08-27T00:00:00 | 4 | 0 | 4 | 801 | 38448 | 55316-3157 | USA | N30 | 726 | KIRK KEY INTERLOCK COMPANY LLC | 45263-8534 | KTR0---31 Q#00132949 | KIRK KEY QUOTE: 00132949 ; P/N: KTR0---31S--ST SD SERIES TYPE T INTERLOCK WITH 3 CYLINDERS (Stamped KY1 thru KY64 (2 pcs each IN) to release KX1 thru KX64 (OUT) with tamperproof bolts KEY KX NOT NEEDED, KEYS Y ARE NEEDED. | PUR | KIRK KEY QUOTE: 00132949 ; P/N: KTR0---31S--ST SD SERIES TYPE T INTERLOCK WITH 3 CYLINDERS (Stamped KY1 thru KY64 (2 pcs each IN) to release KX1 thru KX64 (OUT) with tamperproof bolts KEY KX NOT NEEDED, KEYS Y ARE NEEDED. | EA | EA | KIRK | TRUE |  | P | PPD | 100
134152 | 3 | 13 | States | Champlin | Taylor Barrett | TRUE | 2026-06-16T00:00:00 | 2026-08-27T00:00:00 | 2026-08-27T00:00:00 | 3 | 0 | 3 | 801 | 38448 | 55316-3157 | USA | N30 | 726 | KIRK KEY INTERLOCK COMPANY LLC | 45263-8534 | KTR0---31 Q#00132949 | KIRK KEY QUOTE: 00132949 ; P/N: KTR0---31S--ST SD SERIES TYPE T INTERLOCK WITH 3 CYLINDERS (Stamped KY1 thru KY64 (2 pcs each IN) to release KX1 thru KX64 (OUT) with tamperproof bolts KEY KX NOT NEEDED, KEYS Y ARE NEEDED. | PUR | KIRK KEY QUOTE: 00132949 ; P/N: KTR0---31S--ST SD SERIES TYPE T INTERLOCK WITH 3 CYLINDERS (Stamped KY1 thru KY64 (2 pcs each IN) to release KX1 thru KX64 (OUT) with tamperproof bolts KEY KX NOT NEEDED, KEYS Y ARE NEEDED. | EA | EA | KIRK | TRUE |  | P | PPD | 100
134152 | 4 | 1 | States | Champlin | Taylor Barrett | TRUE | 2026-06-16T00:00:00 | 2026-08-27T00:00:00 | 2026-08-27T00:00:00 | 1 | 0 | 1 | 1257 | 60336 | 55316-3157 | USA | N30 | 726 | KIRK KEY INTERLOCK COMPANY LLC | 45263-8534 | SKRU41E-11 Q#00132949 | KIRK KEY QUOTE: 00132949 ; P/N: SKRU41E-11 SD BRASS BODY SOLENOID RELEASE UNIT WITH COVERPLATE ONLY 120VAC KEY REMOVABLE ENERGIZED WITH COMBO LED LIGHT PUSH BUTTON ; KX_ (_ = 1 THROUGH 64) KEY KX IS NEEDED | PUR | KIRK KEY QUOTE: 00132949 ; P/N: SKRU41E-11 SD BRASS BODY SOLENOID RELEASE UNIT WITH COVERPLATE ONLY 120VAC KEY REMOVABLE ENERGIZED WITH COMBO LED LIGHT PUSH BUTTON ; KX_ (_ = 1 THROUGH 64) KEY KX IS NEEDED | EA | EA | KIRK | TRUE |  | P | PPD | 100
134152 | 4 | 2 | States | Champlin | Taylor Barrett | TRUE | 2026-06-16T00:00:00 | 2026-08-27T00:00:00 | 2026-08-27T00:00:00 | 3 | 0 | 3 | 1257 | 60336 | 55316-3157 | USA | N30 | 726 | KIRK KEY INTERLOCK COMPANY LLC | 45263-8534 | SKRU41E-11 Q#00132949 | KIRK KEY QUOTE: 00132949 ; P/N: SKRU41E-11 SD BRASS BODY SOLENOID RELEASE UNIT WITH COVERPLATE ONLY 120VAC KEY REMOVABLE ENERGIZED WITH COMBO LED LIGHT PUSH BUTTON ; KX_ (_ = 1 THROUGH 64) KEY KX IS NEEDED | PUR | KIRK KEY QUOTE: 00132949 ; P/N: SKRU41E-11 SD BRASS BODY SOLENOID RELEASE UNIT WITH COVERPLATE ONLY 120VAC KEY REMOVABLE ENERGIZED WITH COMBO LED LIGHT PUSH BUTTON ; KX_ (_ = 1 THROUGH 64) KEY KX IS NEEDED | EA | EA | KIRK | TRUE |  | P | PPD | 100
134152 | 4 | 3 | States | Champlin | Taylor Barrett | TRUE | 2026-06-16T00:00:00 | 2026-08-27T00:00:00 | 2026-08-27T00:00:00 | 4 | 0 | 4 | 1257 | 60336 | 55316-3157 | USA | N30 | 726 | KIRK KEY INTERLOCK COMPANY LLC | 45263-8534 | SKRU41E-11 Q#00132949 | KIRK KEY QUOTE: 00132949 ; P/N: SKRU41E-11 SD BRASS BODY SOLENOID RELEASE UNIT WITH COVERPLATE ONLY 120VAC KEY REMOVABLE ENERGIZED WITH COMBO LED LIGHT PUSH BUTTON ; KX_ (_ = 1 THROUGH 64) KEY KX IS NEEDED | PUR | KIRK KEY QUOTE: 00132949 ; P/N: SKRU41E-11 SD BRASS BODY SOLENOID RELEASE UNIT WITH COVERPLATE ONLY 120VAC KEY REMOVABLE ENERGIZED WITH COMBO LED LIGHT PUSH BUTTON ; KX_ (_ = 1 THROUGH 64) KEY KX IS NEEDED | EA | EA | KIRK | TRUE |  | P | PPD | 100
134152 | 4 | 4 | States | Champlin | Taylor Barrett | TRUE | 2026-06-16T00:00:00 | 2026-08-27T00:00:00 | 2026-08-27T00:00:00 | 3 | 0 | 3 | 1257 | 60336 | 55316-3157 | USA | N30 | 726 | KIRK KEY INTERLOCK COMPANY LLC | 45263-8534 | SKRU41E-11 Q#00132949 | KIRK KEY QUOTE: 00132949 ; P/N: SKRU41E-11 SD BRASS BODY SOLENOID RELEASE UNIT WITH COVERPLATE ONLY 120VAC KEY REMOVABLE ENERGIZED WITH COMBO LED LIGHT PUSH BUTTON ; KX_ (_ = 1 THROUGH 64) KEY KX IS NEEDED | PUR | KIRK KEY QUOTE: 00132949 ; P/N: SKRU41E-11 SD BRASS BODY SOLENOID RELEASE UNIT WITH COVERPLATE ONLY 120VAC KEY REMOVABLE ENERGIZED WITH COMBO LED LIGHT PUSH BUTTON ; KX_ (_ = 1 THROUGH 64) KEY KX IS NEEDED | EA | EA | KIRK | TRUE |  | P | PPD | 100
134152 | 4 | 5 | States | Champlin | Taylor Barrett | TRUE | 2026-06-16T00:00:00 | 2026-08-27T00:00:00 | 2026-08-27T00:00:00 | 8 | 0 | 8 | 1257 | 60336 | 55316-3157 | USA | N30 | 726 | KIRK KEY INTERLOCK COMPANY LLC | 45263-8534 | SKRU41E-11 Q#00132949 | KIRK KEY QUOTE: 00132949 ; P/N: SKRU41E-11 SD BRASS BODY SOLENOID RELEASE UNIT WITH COVERPLATE ONLY 120VAC KEY REMOVABLE ENERGIZED WITH COMBO LED LIGHT PUSH BUTTON ; KX_ (_ = 1 THROUGH 64) KEY KX IS NEEDED | PUR | KIRK KEY QUOTE: 00132949 ; P/N: SKRU41E-11 SD BRASS BODY SOLENOID RELEASE UNIT WITH COVERPLATE ONLY 120VAC KEY REMOVABLE ENERGIZED WITH COMBO LED LIGHT PUSH BUTTON ; KX_ (_ = 1 THROUGH 64) KEY KX IS NEEDED | EA | EA | KIRK | TRUE |  | P | PPD | 100
134152 | 4 | 6 | States | Champlin | Taylor Barrett | TRUE | 2026-06-16T00:00:00 | 2026-08-27T00:00:00 | 2026-08-27T00:00:00 | 3 | 0 | 3 | 1257 | 60336 | 55316-3157 | USA | N30 | 726 | KIRK KEY INTERLOCK COMPANY LLC | 45263-8534 | SKRU41E-11 Q#00132949 | KIRK KEY QUOTE: 00132949 ; P/N: SKRU41E-11 SD BRASS BODY SOLENOID RELEASE UNIT WITH COVERPLATE ONLY 120VAC KEY REMOVABLE ENERGIZED WITH COMBO LED LIGHT PUSH BUTTON ; KX_ (_ = 1 THROUGH 64) KEY KX IS NEEDED | PUR | KIRK KEY QUOTE: 00132949 ; P/N: SKRU41E-11 SD BRASS BODY SOLENOID RELEASE UNIT WITH COVERPLATE ONLY 120VAC KEY REMOVABLE ENERGIZED WITH COMBO LED LIGHT PUSH BUTTON ; KX_ (_ = 1 THROUGH 64) KEY KX IS NEEDED | EA | EA | KIRK | TRUE |  | P | PPD | 100
134152 | 4 | 7 | States | Champlin | Taylor Barrett | TRUE | 2026-06-16T00:00:00 | 2026-08-27T00:00:00 | 2026-08-27T00:00:00 | 4 | 0 | 4 | 1257 | 60336 | 55316-3157 | USA | N30 | 726 | KIRK KEY INTERLOCK COMPANY LLC | 45263-8534 | SKRU41E-11 Q#00132949 | KIRK KEY QUOTE: 00132949 ; P/N: SKRU41E-11 SD BRASS BODY SOLENOID RELEASE UNIT WITH COVERPLATE ONLY 120VAC KEY REMOVABLE ENERGIZED WITH COMBO LED LIGHT PUSH BUTTON ; KX_ (_ = 1 THROUGH 64) KEY KX IS NEEDED | PUR | KIRK KEY QUOTE: 00132949 ; P/N: SKRU41E-11 SD BRASS BODY SOLENOID RELEASE UNIT WITH COVERPLATE ONLY 120VAC KEY REMOVABLE ENERGIZED WITH COMBO LED LIGHT PUSH BUTTON ; KX_ (_ = 1 THROUGH 64) KEY KX IS NEEDED | EA | EA | KIRK | TRUE |  | P | PPD | 100
134152 | 4 | 8 | States | Champlin | Taylor Barrett | TRUE | 2026-06-16T00:00:00 | 2026-08-27T00:00:00 | 2026-08-27T00:00:00 | 4 | 0 | 4 | 1257 | 60336 | 55316-3157 | USA | N30 | 726 | KIRK KEY INTERLOCK COMPANY LLC | 45263-8534 | SKRU41E-11 Q#00132949 | KIRK KEY QUOTE: 00132949 ; P/N: SKRU41E-11 SD BRASS BODY SOLENOID RELEASE UNIT WITH COVERPLATE ONLY 120VAC KEY REMOVABLE ENERGIZED WITH COMBO LED LIGHT PUSH BUTTON ; KX_ (_ = 1 THROUGH 64) KEY KX IS NEEDED | PUR | KIRK KEY QUOTE: 00132949 ; P/N: SKRU41E-11 SD BRASS BODY SOLENOID RELEASE UNIT WITH COVERPLATE ONLY 120VAC KEY REMOVABLE ENERGIZED WITH COMBO LED LIGHT PUSH BUTTON ; KX_ (_ = 1 THROUGH 64) KEY KX IS NEEDED | EA | EA | KIRK | TRUE |  | P | PPD | 100
134152 | 4 | 9 | States | Champlin | Taylor Barrett | TRUE | 2026-06-16T00:00:00 | 2026-08-27T00:00:00 | 2026-08-27T00:00:00 | 4 | 0 | 4 | 1257 | 60336 | 55316-3157 | USA | N30 | 726 | KIRK KEY INTERLOCK COMPANY LLC | 45263-8534 | SKRU41E-11 Q#00132949 | KIRK KEY QUOTE: 00132949 ; P/N: SKRU41E-11 SD BRASS BODY SOLENOID RELEASE UNIT WITH COVERPLATE ONLY 120VAC KEY REMOVABLE ENERGIZED WITH COMBO LED LIGHT PUSH BUTTON ; KX_ (_ = 1 THROUGH 64) KEY KX IS NEEDED | PUR | KIRK KEY QUOTE: 00132949 ; P/N: SKRU41E-11 SD BRASS BODY SOLENOID RELEASE UNIT WITH COVERPLATE ONLY 120VAC KEY REMOVABLE ENERGIZED WITH COMBO LED LIGHT PUSH BUTTON ; KX_ (_ = 1 THROUGH 64) KEY KX IS NEEDED | EA | EA | KIRK | TRUE |  | P | PPD | 100
134152 | 4 | 10 | States | Champlin | Taylor Barrett | TRUE | 2026-06-16T00:00:00 | 2026-08-27T00:00:00 | 2026-08-27T00:00:00 | 3 | 0 | 3 | 1257 | 60336 | 55316-3157 | USA | N30 | 726 | KIRK KEY INTERLOCK COMPANY LLC | 45263-8534 | SKRU41E-11 Q#00132949 | KIRK KEY QUOTE: 00132949 ; P/N: SKRU41E-11 SD BRASS BODY SOLENOID RELEASE UNIT WITH COVERPLATE ONLY 120VAC KEY REMOVABLE ENERGIZED WITH COMBO LED LIGHT PUSH BUTTON ; KX_ (_ = 1 THROUGH 64) KEY KX IS NEEDED | PUR | KIRK KEY QUOTE: 00132949 ; P/N: SKRU41E-11 SD BRASS BODY SOLENOID RELEASE UNIT WITH COVERPLATE ONLY 120VAC KEY REMOVABLE ENERGIZED WITH COMBO LED LIGHT PUSH BUTTON ; KX_ (_ = 1 THROUGH 64) KEY KX IS NEEDED | EA | EA | KIRK | TRUE |  | P | PPD | 100
134152 | 4 | 11 | States | Champlin | Taylor Barrett | TRUE | 2026-06-16T00:00:00 | 2026-08-27T00:00:00 | 2026-08-27T00:00:00 | 4 | 0 | 4 | 1257 | 60336 | 55316-3157 | USA | N30 | 726 | KIRK KEY INTERLOCK COMPANY LLC | 45263-8534 | SKRU41E-11 Q#00132949 | KIRK KEY QUOTE: 00132949 ; P/N: SKRU41E-11 SD BRASS BODY SOLENOID RELEASE UNIT WITH COVERPLATE ONLY 120VAC KEY REMOVABLE ENERGIZED WITH COMBO LED LIGHT PUSH BUTTON ; KX_ (_ = 1 THROUGH 64) KEY KX IS NEEDED | PUR | KIRK KEY QUOTE: 00132949 ; P/N: SKRU41E-11 SD BRASS BODY SOLENOID RELEASE UNIT WITH COVERPLATE ONLY 120VAC KEY REMOVABLE ENERGIZED WITH COMBO LED LIGHT PUSH BUTTON ; KX_ (_ = 1 THROUGH 64) KEY KX IS NEEDED | EA | EA | KIRK | TRUE |  | P | PPD | 100
134152 | 4 | 12 | States | Champlin | Taylor Barrett | TRUE | 2026-06-16T00:00:00 | 2026-08-27T00:00:00 | 2026-08-27T00:00:00 | 4 | 0 | 4 | 1257 | 60336 | 55316-3157 | USA | N30 | 726 | KIRK KEY INTERLOCK COMPANY LLC | 45263-8534 | SKRU41E-11 Q#00132949 | KIRK KEY QUOTE: 00132949 ; P/N: SKRU41E-11 SD BRASS BODY SOLENOID RELEASE UNIT WITH COVERPLATE ONLY 120VAC KEY REMOVABLE ENERGIZED WITH COMBO LED LIGHT PUSH BUTTON ; KX_ (_ = 1 THROUGH 64) KEY KX IS NEEDED | PUR | KIRK KEY QUOTE: 00132949 ; P/N: SKRU41E-11 SD BRASS BODY SOLENOID RELEASE UNIT WITH COVERPLATE ONLY 120VAC KEY REMOVABLE ENERGIZED WITH COMBO LED LIGHT PUSH BUTTON ; KX_ (_ = 1 THROUGH 64) KEY KX IS NEEDED | EA | EA | KIRK | TRUE |  | P | PPD | 100
134152 | 4 | 13 | States | Champlin | Taylor Barrett | TRUE | 2026-06-16T00:00:00 | 2026-08-27T00:00:00 | 2026-08-27T00:00:00 | 3 | 0 | 3 | 1257 | 60336 | 55316-3157 | USA | N30 | 726 | KIRK KEY INTERLOCK COMPANY LLC | 45263-8534 | SKRU41E-11 Q#00132949 | KIRK KEY QUOTE: 00132949 ; P/N: SKRU41E-11 SD BRASS BODY SOLENOID RELEASE UNIT WITH COVERPLATE ONLY 120VAC KEY REMOVABLE ENERGIZED WITH COMBO LED LIGHT PUSH BUTTON ; KX_ (_ = 1 THROUGH 64) KEY KX IS NEEDED | PUR | KIRK KEY QUOTE: 00132949 ; P/N: SKRU41E-11 SD BRASS BODY SOLENOID RELEASE UNIT WITH COVERPLATE ONLY 120VAC KEY REMOVABLE ENERGIZED WITH COMBO LED LIGHT PUSH BUTTON ; KX_ (_ = 1 THROUGH 64) KEY KX IS NEEDED | EA | EA | KIRK | TRUE |  | P | PPD | 100
133352 | 2 | 1 | States | Champlin | Taylor Barrett | TRUE | 2026-05-18T00:00:00 | 2026-10-26T00:00:00 | 2026-10-26T00:00:00 | 24 | 0 | 24 | 178.53 | 4284.72 | 55316-3157 | USA | D01 | 742 | LAKELAND ENGINEERING EQUIPMENT COMPANY | 55422 | AcuCT-3163-3000:5 | Current transformers, 3000:5, 3.15"X6.30" SQ Window | PUR | Current transformers, 3000:5, 3.15"X6.30" SQ Window | EA | EA |  | TRUE |  | P | PPD | 100
133352 | 1 | 1 | States | Champlin | Taylor Barrett | TRUE | 2026-05-18T00:00:00 | 2026-10-26T00:00:00 | 2026-10-26T00:00:00 | 18 | 0 | 18 | 173.83 | 3128.94 | 55316-3157 | USA | D01 | 742 | LAKELAND ENGINEERING EQUIPMENT COMPANY | 55422 | AcuCT-3163-2500:5 | Current transformers, 2500:5, 3.15"X6.30" SQ Window | PUR | Current transformers, 2500:5, 3.15"X6.30" SQ Window | EA | EA |  | TRUE |  | P | PPD | 100
133353 | 1 | 1 | States | Champlin | Taylor Barrett | TRUE | 2026-05-18T00:00:00 | 2026-10-12T00:00:00 | 2026-10-12T00:00:00 | 12 | 0 | 12 | 173.83 | 2085.96 | 55316-3157 | USA | D01 | 742 | LAKELAND ENGINEERING EQUIPMENT COMPANY | 55422 | AcuCT-3163-2500:5 | Current transformers, 2500:5, 3.15"X6.30" SQ Window | PUR | Current transformers, 2500:5, 3.15"X6.30" SQ Window | EA | EA |  | TRUE |  | P | PPD | 100
133167 | 1 | 1 | States | Champlin | Taylor Barrett | TRUE | 2026-05-11T00:00:00 | 2026-10-12T00:00:00 | 2026-10-12T00:00:00 | 18 | 0 | 18 | 173.83 | 3128.94 | 55316-3157 | USA | D01 | 742 | LAKELAND ENGINEERING EQUIPMENT COMPANY | 55422 | AcuCT-3163-2500:5 | Current transformers, 2500:5, 3.15"X6.30" SQ Window | PUR | Current transformers, 2500:5, 3.15"X6.30" SQ Window | EA | EA |  | TRUE |  | P | PPD | 100
132947 | 1 | 1 | States | Champlin | Taylor Barrett | TRUE | 2026-05-02T00:00:00 | 2026-08-03T00:00:00 | 2026-08-03T00:00:00 | 12 | 0 | 12 | 173.83 | 2085.96 | 55316-3157 | USA | D01 | 742 | LAKELAND ENGINEERING EQUIPMENT COMPANY | 55422 | AcuCT-3163-2500:5 | Current transformers, 2500:5, 3.15"X6.30" SQ Window | PUR | Current transformers, 2500:5, 3.15"X6.30" SQ Window | EA | EA |  | TRUE |  | P | PPD | 100
132947 | 2 | 1 | States | Champlin | Taylor Barrett | TRUE | 2026-05-02T00:00:00 | 2026-08-03T00:00:00 | 2026-08-03T00:00:00 | 36 | 0 | 36 | 178.53 | 10176.21 | 55316-3157 | USA | D01 | 742 | LAKELAND ENGINEERING EQUIPMENT COMPANY | 55422 | AcuCT-3163-3000:5 | Current transformers, 3000:5, 3.15"X6.30" SQ Window | PUR | Current transformers, 3000:5, 3.15"X6.30" SQ Window | EA | EA |  | TRUE |  | P | PPD | 100
132947 | 2 | 2 | States | Champlin | Taylor Barrett | TRUE | 2026-05-02T00:00:00 | 2026-10-21T00:00:00 | 2026-10-21T00:00:00 | 21 | 0 | 21 | 178.53 | 10176.21 | 55316-3157 | USA | D01 | 742 | LAKELAND ENGINEERING EQUIPMENT COMPANY | 55422 | AcuCT-3163-3000:5 | Current transformers, 3000:5, 3.15"X6.30" SQ Window | PUR | Current transformers, 3000:5, 3.15"X6.30" SQ Window | EA | EA |  | TRUE |  | P | PPD | 100
133645 | 1 | 3 | States | Champlin | Taylor Barrett | TRUE | 2026-05-27T00:00:00 | 2026-09-21T00:00:00 | 2026-09-21T00:00:00 | 80 | 0 | 80 | 178.53 | 48024.57 | 55316-3157 | USA | D01 | 742 | LAKELAND ENGINEERING EQUIPMENT COMPANY | 55422 | AcuCT-3163-3000:5 | Current transformers, 3000:5, 3.15"X6.30" SQ Window | PUR | Current transformers, 3000:5, 3.15"X6.30" SQ Window | EA | EA |  | TRUE |  | P | PPD | 100
133645 | 1 | 2 | States | Champlin | Taylor Barrett | TRUE | 2026-05-27T00:00:00 | 2026-08-25T00:00:00 | 2026-08-25T00:00:00 | 129 | 0 | 129 | 178.53 | 48024.57 | 55316-3157 | USA | D01 | 742 | LAKELAND ENGINEERING EQUIPMENT COMPANY | 55422 | AcuCT-3163-3000:5 | Current transformers, 3000:5, 3.15"X6.30" SQ Window | PUR | Current transformers, 3000:5, 3.15"X6.30" SQ Window | EA | EA |  | TRUE |  | P | PPD | 100
133645 | 1 | 1 | States | Champlin | Taylor Barrett | TRUE | 2026-05-27T00:00:00 | 2026-08-03T00:00:00 | 2026-08-03T00:00:00 | 60 | 0 | 60 | 178.53 | 48024.57 | 55316-3157 | USA | D01 | 742 | LAKELAND ENGINEERING EQUIPMENT COMPANY | 55422 | AcuCT-3163-3000:5 | Current transformers, 3000:5, 3.15"X6.30" SQ Window | PUR | Current transformers, 3000:5, 3.15"X6.30" SQ Window | EA | EA |  | TRUE |  | P | PPD | 100
133574 | 1 | 1 | States | Champlin | Taylor Barrett | TRUE | 2026-05-22T00:00:00 | 2030-12-31T00:00:00 | 2026-07-01T00:00:00 | 42 | 0 | 42 | 173.83 | 18425.98 | 55316-3157 | USA | D01 | 742 | LAKELAND ENGINEERING EQUIPMENT COMPANY | 55422 | AcuCT-3163-2500:5 | Current transformers, 2500:5, 3.15"X6.30" SQ Window | PUR | Current transformers, 2500:5, 3.15"X6.30" SQ Window | EA | EA |  | TRUE |  | P | PPD | 100
133574 | 1 | 2 | States | Champlin | Taylor Barrett | TRUE | 2026-05-22T00:00:00 | 2030-12-31T00:00:00 | 2026-08-03T00:00:00 | 12 | 0 | 12 | 173.83 | 18425.98 | 55316-3157 | USA | D01 | 742 | LAKELAND ENGINEERING EQUIPMENT COMPANY | 55422 | AcuCT-3163-2500:5 | Current transformers, 2500:5, 3.15"X6.30" SQ Window | PUR | Current transformers, 2500:5, 3.15"X6.30" SQ Window | EA | EA |  | TRUE |  | P | PPD | 100
133574 | 1 | 3 | States | Champlin | Taylor Barrett | TRUE | 2026-05-22T00:00:00 | 2030-12-31T00:00:00 | 2026-08-25T00:00:00 | 12 | 0 | 12 | 173.83 | 18425.98 | 55316-3157 | USA | D01 | 742 | LAKELAND ENGINEERING EQUIPMENT COMPANY | 55422 | AcuCT-3163-2500:5 | Current transformers, 2500:5, 3.15"X6.30" SQ Window | PUR | Current transformers, 2500:5, 3.15"X6.30" SQ Window | EA | EA |  | TRUE |  | P | PPD | 100
133574 | 1 | 4 | States | Champlin | Taylor Barrett | TRUE | 2026-05-22T00:00:00 | 2030-12-31T00:00:00 | 2026-09-24T00:00:00 | 40 | 0 | 40 | 173.83 | 18425.98 | 55316-3157 | USA | D01 | 742 | LAKELAND ENGINEERING EQUIPMENT COMPANY | 55422 | AcuCT-3163-2500:5 | Current transformers, 2500:5, 3.15"X6.30" SQ Window | PUR | Current transformers, 2500:5, 3.15"X6.30" SQ Window | EA | EA |  | TRUE |  | P | PPD | 100
133757 | 15 | 1 | States | Champlin | Taylor Barrett | TRUE | 2026-06-01T00:00:00 | 2027-02-01T00:00:00 |  | 6 | 0 | 6 | 3258 | 19548 | 55316-3157 | USA | N30 | 835 | _MGM TRANSFORMER COMPANY | 90040 | HT30A3B1SH-HK1360LN03R | 30 kVA three-phase transformer with 480V delta primary and 208Y/120 secondary. Aluminum windings, 150°C rise, K-13 rated with electrostatic shield. NEMA 3R indoor/outdoor enclosure (Size B), DOE compliant, 45 dB sound level. | PUR | 30 kVA three-phase transformer with 480V delta primary and 208Y/120 secondary. Aluminum windings, 150°C rise, K-13 rated with electrostatic shield. NEMA 3R indoor/outdoor enclosure (Size B), DOE compliant, 45 dB sound level. | EA | EA |  | FALSE |  | P | ALL
133757 | 14 | 1 | States | Champlin | Taylor Barrett | TRUE | 2026-06-01T00:00:00 | 2027-02-01T00:00:00 |  | 2 | 0 | 2 | 13223 | 26446 | 55316-3157 | USA | N30 | 835 | _MGM TRANSFORMER COMPANY | 90040 | HT225A3D2SH-HK1360LN001 | 225 kVA three-phase transformer with 480V delta primary and 480Y/277 secondary. Aluminum windings, 150°C rise, K-13 rated with electrostatic shield. NEMA 1 indoor enclosure (Size D), DOE compliant, 55 dB sound level. | PUR | 225 kVA three-phase transformer with 480V delta primary and 480Y/277 secondary. Aluminum windings, 150°C rise, K-13 rated with electrostatic shield. NEMA 1 indoor enclosure (Size D), DOE compliant, 55 dB sound level. | EA | EA |  | FALSE |  | P | ALL | DAYTON
133757 | 13 | 1 | States | Champlin | Taylor Barrett | TRUE | 2026-06-01T00:00:00 | 2027-02-01T00:00:00 |  | 2 | 0 | 2 | 4842 | 9684 | 55316-3157 | USA | N30 | 835 | _MGM TRANSFORMER COMPANY | 90040 | HT75A3B2SH-HK1360LN03R | 75 kVA three-phase transformer with 480V delta primary and 208Y/120 secondary. Aluminum windings, 150°C rise, K-13 rated with electrostatic shield. NEMA 3R indoor/outdoor enclosure (Size C), DOE compliant, 50 dB sound level. | PUR | 75 kVA three-phase transformer with 480V delta primary and 208Y/120 secondary. Aluminum windings, 150°C rise, K-13 rated with electrostatic shield. NEMA 3R indoor/outdoor enclosure (Size C), DOE compliant, 50 dB sound level. | EA | EA |  | FALSE |  | P | ALL
133757 | 12 | 1 | States | Champlin | Taylor Barrett | TRUE | 2026-06-01T00:00:00 | 2027-02-01T00:00:00 |  | 1 | 0 | 1 | 3951 | 3951 | 55316-3157 | USA | N30 | 835 | _MGM TRANSFORMER COMPANY | 90040 | HT45CZ3B2SH-HK1360LN03R | 45 kVA three-phase transformer with 415V delta primary and 208Y/120 secondary. Aluminum windings, 150°C rise, K-13 rated with electrostatic shield. NEMA 3R indoor/outdoor enclosure (Size B+), DOE compliant, 45 dB sound level. | PUR | 45 kVA three-phase transformer with 415V delta primary and 208Y/120 secondary. Aluminum windings, 150°C rise, K-13 rated with electrostatic shield. NEMA 3R indoor/outdoor enclosure (Size B+), DOE compliant, 45 dB sound level. | EA | EA |  | FALSE |  | P | ALL
133757 | 11 | 1 | States | Champlin | Taylor Barrett | TRUE | 2026-06-01T00:00:00 | 2027-02-01T00:00:00 |  | 2 | 0 | 2 | 3951 | 7902 | 55316-3157 | USA | N30 | 835 | _MGM TRANSFORMER COMPANY | 90040 | HT45A3B2SH-HK1360LN03R | 45 kVA three-phase transformer with 480V delta primary and 208Y/120 secondary. Aluminum windings, 150°C rise, K-13 rated with electrostatic shield. NEMA 3R indoor/outdoor enclosure (Size B+), DOE compliant, 45 dB sound level. | PUR | 45 kVA three-phase transformer with 480V delta primary and 208Y/120 secondary. Aluminum windings, 150°C rise, K-13 rated with electrostatic shield. NEMA 3R indoor/outdoor enclosure (Size B+), DOE compliant, 45 dB sound level. | EA | EA |  | FALSE |  | P | ALL
133702 | 6 | 1 | States | Champlin | Taylor Barrett | TRUE | 2026-05-28T00:00:00 | 2026-10-21T00:00:00 |  | 3 | 0 | 3 | 6609 | 19827 | 55316-3157 | USA | N30 | 835 | _MGM TRANSFORMER COMPANY | 90040 | HT45CZ3B2SH-HK1360LN03R | 45 kVA three-phase transformer with 415V delta primary and 208Y/120 secondary. Aluminum windings, 150°C rise, K-13 rated with electrostatic shield. NEMA 3R indoor/outdoor enclosure (Size B+), DOE compliant, 45 dB sound level. | PUR | 45 kVA three-phase transformer with 415V delta primary and 208Y/120 secondary. Aluminum windings, 150°C rise, K-13 rated with electrostatic shield. NEMA 3R indoor/outdoor enclosure (Size B+), DOE compliant, 45 dB sound level. | EA | EA |  | TRUE |  | P | ALL
133702 | 5 | 1 | States | Champlin | Taylor Barrett | TRUE | 2026-05-28T00:00:00 | 2026-10-21T00:00:00 |  | 3 | 0 | 3 | 15799 | 47397 | 55316-3157 | USA | N30 | 835 | _MGM TRANSFORMER COMPANY | 90040 | HT225A3D2SH-HK1360LN001 | 225 kVA three-phase transformer with 480V delta primary and 480Y/277 secondary. Aluminum windings, 150°C rise, K-13 rated with electrostatic shield. NEMA 1 indoor enclosure (Size D), DOE compliant, 55 dB sound level. | PUR | 225 kVA three-phase transformer with 480V delta primary and 480Y/277 secondary. Aluminum windings, 150°C rise, K-13 rated with electrostatic shield. NEMA 1 indoor enclosure (Size D), DOE compliant, 55 dB sound level. | EA | EA |  | TRUE |  | P | ALL | DAYTON
133702 | 4 | 1 | States | Champlin | Taylor Barrett | TRUE | 2026-05-28T00:00:00 | 2026-10-21T00:00:00 |  | 3 | 0 | 3 | 6609 | 19827 | 55316-3157 | USA | N30 | 835 | _MGM TRANSFORMER COMPANY | 90040 | HT45A3B2SH-HK1360LN03R | 45 kVA three-phase transformer with 480V delta primary and 208Y/120 secondary. Aluminum windings, 150°C rise, K-13 rated with electrostatic shield. NEMA 3R indoor/outdoor enclosure (Size B+), DOE compliant, 45 dB sound level. | PUR | 45 kVA three-phase transformer with 480V delta primary and 208Y/120 secondary. Aluminum windings, 150°C rise, K-13 rated with electrostatic shield. NEMA 3R indoor/outdoor enclosure (Size B+), DOE compliant, 45 dB sound level. | EA | EA |  | TRUE |  | P | ALL
133808 | 2 | 1 | States | Champlin | Taylor Barrett | TRUE | 2026-06-03T00:00:00 | 2026-10-19T00:00:00 | 2026-10-19T00:00:00 | 18 | 0 | 18 | 47639 | 857502 | 55316-3157 | USA | N30 | 835 | _MGM TRANSFORMER COMPANY | 90040 | AC370-V0358 | Phase: 3 Frequency: 60 Conductor: Copper C Rise: 150 High Voltage: 480D; 10kV BIL Low Voltage: 415Y/240; 10kV BIL Class: AA K Factor: K-13 Enclosure: No Enclosure High Voltage Taps - 2.5%, 2A2B HV Stub Up Bus LV Stub Up Bus (2) Electrostatic Shields Zmin = 5% InRush 5x Transformer rated for K factor of K-13 Neutral Terminal sized for 200% of line current capacity | PUR | Phase: 3 Frequency: 60 Conductor: Copper C Rise: 150 High Voltage: 480D; 10kV BIL Low Voltage: 415Y/240; 10kV BIL Class: AA K Factor: K-13 Enclosure: No Enclosure High Voltage Taps - 2.5%, 2A2B HV Stub Up Bus LV Stub Up Bus (2) Electrostatic Shields Zmin = 5% InRush 5x Transformer rated for K factor of K-13 Neutral Terminal sized for 200% of line current capacity | EA | EA |  | TRUE |  | P | PPD | 100
133703 | 6 | 1 | States | Champlin | Taylor Barrett | TRUE | 2026-05-28T00:00:00 | 2026-12-01T00:00:00 |  | 3 | 0 | 3 | 6609 | 19827 | 55316-3157 | USA | N30 | 835 | _MGM TRANSFORMER COMPANY | 90040 | HT45CZ3B2SH-HK1360LN03R | 45 kVA three-phase transformer with 415V delta primary and 208Y/120 secondary. Aluminum windings, 150°C rise, K-13 rated with electrostatic shield. NEMA 3R indoor/outdoor enclosure (Size B+), DOE compliant, 45 dB sound level. | PUR | 45 kVA three-phase transformer with 415V delta primary and 208Y/120 secondary. Aluminum windings, 150°C rise, K-13 rated with electrostatic shield. NEMA 3R indoor/outdoor enclosure (Size B+), DOE compliant, 45 dB sound level. | EA | EA |  | FALSE |  | P | ALL
133703 | 5 | 1 | States | Champlin | Taylor Barrett | TRUE | 2026-05-28T00:00:00 | 2026-12-01T00:00:00 |  | 3 | 0 | 3 | 15799 | 47397 | 55316-3157 | USA | N30 | 835 | _MGM TRANSFORMER COMPANY | 90040 | HT225A3D2SH-HK1360LN001 | 225 kVA three-phase transformer with 480V delta primary and 480Y/277 secondary. Aluminum windings, 150°C rise, K-13 rated with electrostatic shield. NEMA 1 indoor enclosure (Size D), DOE compliant, 55 dB sound level. | PUR | 225 kVA three-phase transformer with 480V delta primary and 480Y/277 secondary. Aluminum windings, 150°C rise, K-13 rated with electrostatic shield. NEMA 1 indoor enclosure (Size D), DOE compliant, 55 dB sound level. | EA | EA |  | FALSE |  | P | ALL | DAYTON
133703 | 4 | 1 | States | Champlin | Taylor Barrett | TRUE | 2026-05-28T00:00:00 | 2026-12-01T00:00:00 |  | 3 | 0 | 3 | 6609 | 19827 | 55316-3157 | USA | N30 | 835 | _MGM TRANSFORMER COMPANY | 90040 | HT45A3B2SH-HK1360LN03R | 45 kVA three-phase transformer with 480V delta primary and 208Y/120 secondary. Aluminum windings, 150°C rise, K-13 rated with electrostatic shield. NEMA 3R indoor/outdoor enclosure (Size B+), DOE compliant, 45 dB sound level. | PUR | 45 kVA three-phase transformer with 480V delta primary and 208Y/120 secondary. Aluminum windings, 150°C rise, K-13 rated with electrostatic shield. NEMA 3R indoor/outdoor enclosure (Size B+), DOE compliant, 45 dB sound level. | EA | EA |  | FALSE |  | P | ALL
133810 | 2 | 1 | States | Champlin | Taylor Barrett | TRUE | 2026-06-03T00:00:00 | 2026-07-24T00:00:00 |  | 16 | 0 | 16 | 47639 | 762224 | 55316-3157 | USA | N30 | 835 | _MGM TRANSFORMER COMPANY | 90040 | AC370-V0358 | Phase: 3 Frequency: 60 Conductor: Copper C Rise: 150 High Voltage: 480D; 10kV BIL Low Voltage: 415Y/240; 10kV BIL Class: AA K Factor: K-13 Enclosure: No Enclosure High Voltage Taps - 2.5%, 2A2B HV Stub Up Bus LV Stub Up Bus (2) Electrostatic Shields Zmin = 5% InRush 5x Transformer rated for K factor of K-13 Neutral Terminal sized for 200% of line current capacity | PUR | Phase: 3 Frequency: 60 Conductor: Copper C Rise: 150 High Voltage: 480D; 10kV BIL Low Voltage: 415Y/240; 10kV BIL Class: AA K Factor: K-13 Enclosure: No Enclosure High Voltage Taps - 2.5%, 2A2B HV Stub Up Bus LV Stub Up Bus (2) Electrostatic Shields Zmin = 5% InRush 5x Transformer rated for K factor of K-13 Neutral Terminal sized for 200% of line current capacity | EA | EA |  | FALSE |  | P | PPD | 100
134017 | 1 | 1 | States | Champlin | Taylor Barrett | TRUE | 2026-06-11T00:00:00 | 2026-07-27T00:00:00 |  | 38 | 0 | 38 | 43953 | 6680856 | 55316-3157 | USA | N30 | 835 | _MGM TRANSFORMER COMPANY | 90040 | AD370-WXXXX | 1250 kVA transformer Phase: 3 Frequency: 60Hz Conductor: Aluminum C Rise: 150 High Voltage: 480D: 10kV BIL Low Voltage: 480Y/277 x 415Y/240; 10kV BIL Class: AA K Factor: K-13 Enclosure: No Enclosure | PUR | 1250 kVA transformer Phase: 3 Frequency: 60Hz Conductor: Aluminum C Rise: 150 High Voltage: 480D: 10kV BIL Low Voltage: 480Y/277 x 415Y/240; 10kV BIL Class: AA K Factor: K-13 Enclosure: No Enclosure | EA | EA |  | FALSE |  | P | PPD | 100
134017 | 1 | 2 | States | Champlin | Taylor Barrett | TRUE | 2026-06-11T00:00:00 | 2026-08-25T00:00:00 |  | 38 | 0 | 38 | 43953 | 6680856 | 55316-3157 | USA | N30 | 835 | _MGM TRANSFORMER COMPANY | 90040 | AD370-WXXXX | 1250 kVA transformer Phase: 3 Frequency: 60Hz Conductor: Aluminum C Rise: 150 High Voltage: 480D: 10kV BIL Low Voltage: 480Y/277 x 415Y/240; 10kV BIL Class: AA K Factor: K-13 Enclosure: No Enclosure | PUR | 1250 kVA transformer Phase: 3 Frequency: 60Hz Conductor: Aluminum C Rise: 150 High Voltage: 480D: 10kV BIL Low Voltage: 480Y/277 x 415Y/240; 10kV BIL Class: AA K Factor: K-13 Enclosure: No Enclosure | EA | EA |  | FALSE |  | P | PPD | 100
134017 | 1 | 3 | States | Champlin | Taylor Barrett | TRUE | 2026-06-11T00:00:00 | 2026-09-24T00:00:00 |  | 38 | 0 | 38 | 43953 | 6680856 | 55316-3157 | USA | N30 | 835 | _MGM TRANSFORMER COMPANY | 90040 | AD370-WXXXX | 1250 kVA transformer Phase: 3 Frequency: 60Hz Conductor: Aluminum C Rise: 150 High Voltage: 480D: 10kV BIL Low Voltage: 480Y/277 x 415Y/240; 10kV BIL Class: AA K Factor: K-13 Enclosure: No Enclosure | PUR | 1250 kVA transformer Phase: 3 Frequency: 60Hz Conductor: Aluminum C Rise: 150 High Voltage: 480D: 10kV BIL Low Voltage: 480Y/277 x 415Y/240; 10kV BIL Class: AA K Factor: K-13 Enclosure: No Enclosure | EA | EA |  | FALSE |  | P | PPD | 100
134017 | 1 | 4 | States | Champlin | Taylor Barrett | TRUE | 2026-06-11T00:00:00 | 2026-10-26T00:00:00 |  | 38 | 0 | 38 | 43953 | 6680856 | 55316-3157 | USA | N30 | 835 | _MGM TRANSFORMER COMPANY | 90040 | AD370-WXXXX | 1250 kVA transformer Phase: 3 Frequency: 60Hz Conductor: Aluminum C Rise: 150 High Voltage: 480D: 10kV BIL Low Voltage: 480Y/277 x 415Y/240; 10kV BIL Class: AA K Factor: K-13 Enclosure: No Enclosure | PUR | 1250 kVA transformer Phase: 3 Frequency: 60Hz Conductor: Aluminum C Rise: 150 High Voltage: 480D: 10kV BIL Low Voltage: 480Y/277 x 415Y/240; 10kV BIL Class: AA K Factor: K-13 Enclosure: No Enclosure | EA | EA |  | FALSE |  | P | PPD | 100
133706 | 6 | 1 | States | Champlin | Taylor Barrett | TRUE | 2026-05-28T00:00:00 | 2026-11-23T00:00:00 |  | 4 | 0 | 4 | 6609 | 26436 | 55316-3157 | USA | N30 | 835 | _MGM TRANSFORMER COMPANY | 90040 | HT45CZ3B2SH-HK1360LN03R | 45 kVA three-phase transformer with 415V delta primary and 208Y/120 secondary. Aluminum windings, 150°C rise, K-13 rated with electrostatic shield. NEMA 3R indoor/outdoor enclosure (Size B+), DOE compliant, 45 dB sound level. | PUR | 45 kVA three-phase transformer with 415V delta primary and 208Y/120 secondary. Aluminum windings, 150°C rise, K-13 rated with electrostatic shield. NEMA 3R indoor/outdoor enclosure (Size B+), DOE compliant, 45 dB sound level. | EA | EA |  | TRUE |  | P | ALL
133706 | 5 | 1 | States | Champlin | Taylor Barrett | TRUE | 2026-05-28T00:00:00 | 2026-11-23T00:00:00 |  | 4 | 0 | 4 | 15799 | 63196 | 55316-3157 | USA | N30 | 835 | _MGM TRANSFORMER COMPANY | 90040 | HT225A3D2SH-HK1360LN001 | 225 kVA three-phase transformer with 480V delta primary and 480Y/277 secondary. Aluminum windings, 150°C rise, K-13 rated with electrostatic shield. NEMA 1 indoor enclosure (Size D), DOE compliant, 55 dB sound level. | PUR | 225 kVA three-phase transformer with 480V delta primary and 480Y/277 secondary. Aluminum windings, 150°C rise, K-13 rated with electrostatic shield. NEMA 1 indoor enclosure (Size D), DOE compliant, 55 dB sound level. | EA | EA |  | TRUE |  | P | ALL | DAYTON
133706 | 4 | 1 | States | Champlin | Taylor Barrett | TRUE | 2026-05-28T00:00:00 | 2026-11-23T00:00:00 |  | 4 | 0 | 4 | 6609 | 26436 | 55316-3157 | USA | N30 | 835 | _MGM TRANSFORMER COMPANY | 90040 | HT45A3B2SH-HK1360LN03R | 45 kVA three-phase transformer with 480V delta primary and 208Y/120 secondary. Aluminum windings, 150°C rise, K-13 rated with electrostatic shield. NEMA 3R indoor/outdoor enclosure (Size B+), DOE compliant, 45 dB sound level. | PUR | 45 kVA three-phase transformer with 480V delta primary and 208Y/120 secondary. Aluminum windings, 150°C rise, K-13 rated with electrostatic shield. NEMA 3R indoor/outdoor enclosure (Size B+), DOE compliant, 45 dB sound level. | EA | EA |  | TRUE |  | P | ALL
133756 | 6 | 1 | States | Champlin | Taylor Barrett | TRUE | 2026-06-01T00:00:00 | 2026-11-23T00:00:00 |  | 3 | 0 | 3 | 6609 | 19827 | 55316-3157 | USA | N30 | 835 | _MGM TRANSFORMER COMPANY | 90040 | HT45CZ3B2SH-HK1360LN03R | 45 kVA three-phase transformer with 415V delta primary and 208Y/120 secondary. Aluminum windings, 150°C rise, K-13 rated with electrostatic shield. NEMA 3R indoor/outdoor enclosure (Size B+), DOE compliant, 45 dB sound level. | PUR | 45 kVA three-phase transformer with 415V delta primary and 208Y/120 secondary. Aluminum windings, 150°C rise, K-13 rated with electrostatic shield. NEMA 3R indoor/outdoor enclosure (Size B+), DOE compliant, 45 dB sound level. | EA | EA |  | TRUE |  | P | ALL
133756 | 5 | 1 | States | Champlin | Taylor Barrett | TRUE | 2026-06-01T00:00:00 | 2026-11-23T00:00:00 |  | 3 | 0 | 3 | 15799 | 47397 | 55316-3157 | USA | N30 | 835 | _MGM TRANSFORMER COMPANY | 90040 | HT225A3D2SH-HK1360LN001 | 225 kVA three-phase transformer with 480V delta primary and 480Y/277 secondary. Aluminum windings, 150°C rise, K-13 rated with electrostatic shield. NEMA 1 indoor enclosure (Size D), DOE compliant, 55 dB sound level. | PUR | 225 kVA three-phase transformer with 480V delta primary and 480Y/277 secondary. Aluminum windings, 150°C rise, K-13 rated with electrostatic shield. NEMA 1 indoor enclosure (Size D), DOE compliant, 55 dB sound level. | EA | EA |  | TRUE |  | P | ALL | DAYTON
133756 | 4 | 1 | States | Champlin | Taylor Barrett | TRUE | 2026-06-01T00:00:00 | 2026-11-23T00:00:00 |  | 3 | 0 | 3 | 6609 | 19827 | 55316-3157 | USA | N30 | 835 | _MGM TRANSFORMER COMPANY | 90040 | HT45A3B2SH-HK1360LN03R | 45 kVA three-phase transformer with 480V delta primary and 208Y/120 secondary. Aluminum windings, 150°C rise, K-13 rated with electrostatic shield. NEMA 3R indoor/outdoor enclosure (Size B+), DOE compliant, 45 dB sound level. | PUR | 45 kVA three-phase transformer with 480V delta primary and 208Y/120 secondary. Aluminum windings, 150°C rise, K-13 rated with electrostatic shield. NEMA 3R indoor/outdoor enclosure (Size B+), DOE compliant, 45 dB sound level. | EA | EA |  | TRUE |  | P | ALL
134622 | 1 | 1 | States | Champlin | Taylor Barrett | TRUE | 2026-07-08T00:00:00 | 2026-09-24T00:00:00 |  | 6 | 0 | 6 | 47639 | 285834 | 55316-3157 | USA | N30 | 835 | _MGM TRANSFORMER COMPANY | 90040 | AC370-V0358 | Phase: 3 Frequency: 60 Conductor: Copper C Rise: 150 High Voltage: 480D; 10kV BIL Low Voltage: 415Y/240; 10kV BIL Class: AA K Factor: K-13 Enclosure: No Enclosure High Voltage Taps - 2.5%, 2A2B HV Stub Up Bus LV Stub Up Bus (2) Electrostatic Shields Zmin = 5% InRush 5x Transformer rated for K factor of K-13 Neutral Terminal sized for 200% of line current capacity | PUR | Phase: 3 Frequency: 60 Conductor: Copper C Rise: 150 High Voltage: 480D; 10kV BIL Low Voltage: 415Y/240; 10kV BIL Class: AA K Factor: K-13 Enclosure: No Enclosure High Voltage Taps - 2.5%, 2A2B HV Stub Up Bus LV Stub Up Bus (2) Electrostatic Shields Zmin = 5% InRush 5x Transformer rated for K factor of K-13 Neutral Terminal sized for 200% of line current capacity | EA | EA |  | FALSE |  | P | PPD | 100
133705 | 6 | 1 | States | Champlin | Taylor Barrett | TRUE | 2026-05-28T00:00:00 | 2026-10-23T00:00:00 |  | 4 | 0 | 4 | 6609 | 26436 | 55316-3157 | USA | N30 | 835 | _MGM TRANSFORMER COMPANY | 90040 | HT45CZ3B2SH-HK1360LN03R | 45 kVA three-phase transformer with 415V delta primary and 208Y/120 secondary. Aluminum windings, 150°C rise, K-13 rated with electrostatic shield. NEMA 3R indoor/outdoor enclosure (Size B+), DOE compliant, 45 dB sound level. | PUR | 45 kVA three-phase transformer with 415V delta primary and 208Y/120 secondary. Aluminum windings, 150°C rise, K-13 rated with electrostatic shield. NEMA 3R indoor/outdoor enclosure (Size B+), DOE compliant, 45 dB sound level. | EA | EA |  | TRUE |  | P | ALL
133705 | 5 | 1 | States | Champlin | Taylor Barrett | TRUE | 2026-05-28T00:00:00 | 2026-10-23T00:00:00 |  | 4 | 0 | 4 | 15799 | 63196 | 55316-3157 | USA | N30 | 835 | _MGM TRANSFORMER COMPANY | 90040 | HT225A3D2SH-HK1360LN001 | 225 kVA three-phase transformer with 480V delta primary and 480Y/277 secondary. Aluminum windings, 150°C rise, K-13 rated with electrostatic shield. NEMA 1 indoor enclosure (Size D), DOE compliant, 55 dB sound level. | PUR | 225 kVA three-phase transformer with 480V delta primary and 480Y/277 secondary. Aluminum windings, 150°C rise, K-13 rated with electrostatic shield. NEMA 1 indoor enclosure (Size D), DOE compliant, 55 dB sound level. | EA | EA |  | TRUE |  | P | ALL | DAYTON
133705 | 4 | 1 | States | Champlin | Taylor Barrett | TRUE | 2026-05-28T00:00:00 | 2026-10-23T00:00:00 |  | 4 | 0 | 4 | 6609 | 26436 | 55316-3157 | USA | N30 | 835 | _MGM TRANSFORMER COMPANY | 90040 | HT45A3B2SH-HK1360LN03R | 45 kVA three-phase transformer with 480V delta primary and 208Y/120 secondary. Aluminum windings, 150°C rise, K-13 rated with electrostatic shield. NEMA 3R indoor/outdoor enclosure (Size B+), DOE compliant, 45 dB sound level. | PUR | 45 kVA three-phase transformer with 480V delta primary and 208Y/120 secondary. Aluminum windings, 150°C rise, K-13 rated with electrostatic shield. NEMA 3R indoor/outdoor enclosure (Size B+), DOE compliant, 45 dB sound level. | EA | EA |  | TRUE |  | P | ALL
133809 | 2 | 1 | States | Champlin | Taylor Barrett | TRUE | 2026-06-03T00:00:00 | 2026-10-26T00:00:00 | 2026-10-26T00:00:00 | 16 | 0 | 16 | 47639 | 762224 | 55316-3157 | USA | N30 | 835 | _MGM TRANSFORMER COMPANY | 90040 | AC370-V0358 | Phase: 3 Frequency: 60 Conductor: Copper C Rise: 150 High Voltage: 480D; 10kV BIL Low Voltage: 415Y/240; 10kV BIL Class: AA K Factor: K-13 Enclosure: No Enclosure High Voltage Taps - 2.5%, 2A2B HV Stub Up Bus LV Stub Up Bus (2) Electrostatic Shields Zmin = 5% InRush 5x Transformer rated for K factor of K-13 Neutral Terminal sized for 200% of line current capacity | PUR | Phase: 3 Frequency: 60 Conductor: Copper C Rise: 150 High Voltage: 480D; 10kV BIL Low Voltage: 415Y/240; 10kV BIL Class: AA K Factor: K-13 Enclosure: No Enclosure High Voltage Taps - 2.5%, 2A2B HV Stub Up Bus LV Stub Up Bus (2) Electrostatic Shields Zmin = 5% InRush 5x Transformer rated for K factor of K-13 Neutral Terminal sized for 200% of line current capacity | EA | EA |  | TRUE |  | P | PPD | 100
133708 | 6 | 1 | States | Champlin | Taylor Barrett | TRUE | 2026-05-28T00:00:00 | 2026-10-21T00:00:00 |  | 4 | 0 | 4 | 6609 | 26436 | 55316-3157 | USA | N30 | 835 | _MGM TRANSFORMER COMPANY | 90040 | HT45CZ3B2SH-HK1360LN03R | 45 kVA three-phase transformer with 415V delta primary and 208Y/120 secondary. Aluminum windings, 150°C rise, K-13 rated with electrostatic shield. NEMA 3R indoor/outdoor enclosure (Size B+), DOE compliant, 45 dB sound level. | PUR | 45 kVA three-phase transformer with 415V delta primary and 208Y/120 secondary. Aluminum windings, 150°C rise, K-13 rated with electrostatic shield. NEMA 3R indoor/outdoor enclosure (Size B+), DOE compliant, 45 dB sound level. | EA | EA |  | TRUE |  | P | ALL
133708 | 5 | 1 | States | Champlin | Taylor Barrett | TRUE | 2026-05-28T00:00:00 | 2026-10-21T00:00:00 | 2026-10-21T00:00:00 | 4 | 0 | 4 | 15799 | 63196 | 55316-3157 | USA | N30 | 835 | _MGM TRANSFORMER COMPANY | 90040 | HT225A3D2SH-HK1360LN001 | 225 kVA three-phase transformer with 480V delta primary and 480Y/277 secondary. Aluminum windings, 150°C rise, K-13 rated with electrostatic shield. NEMA 1 indoor enclosure (Size D), DOE compliant, 55 dB sound level. | PUR | 225 kVA three-phase transformer with 480V delta primary and 480Y/277 secondary. Aluminum windings, 150°C rise, K-13 rated with electrostatic shield. NEMA 1 indoor enclosure (Size D), DOE compliant, 55 dB sound level. | EA | EA |  | TRUE |  | P | ALL | DAYTON
133708 | 4 | 1 | States | Champlin | Taylor Barrett | TRUE | 2026-05-28T00:00:00 | 2026-10-21T00:00:00 |  | 4 | 0 | 4 | 6609 | 26436 | 55316-3157 | USA | N30 | 835 | _MGM TRANSFORMER COMPANY | 90040 | HT45A3B2SH-HK1360LN03R | 45 kVA three-phase transformer with 480V delta primary and 208Y/120 secondary. Aluminum windings, 150°C rise, K-13 rated with electrostatic shield. NEMA 3R indoor/outdoor enclosure (Size B+), DOE compliant, 45 dB sound level. | PUR | 45 kVA three-phase transformer with 480V delta primary and 208Y/120 secondary. Aluminum windings, 150°C rise, K-13 rated with electrostatic shield. NEMA 3R indoor/outdoor enclosure (Size B+), DOE compliant, 45 dB sound level. | EA | EA |  | TRUE |  | P | ALL
134747 | 1 | 1 | States | Dayton | Taylor Barrett | TRUE | 2026-07-14T00:00:00 | 2026-07-14T00:00:00 |  | 2 | 0 | 2 | 1687 | 3374 | 55369-6417 | USA | N30 | 835 | _MGM TRANSFORMER COMPANY | 90040 | HS25C3B2-D16 | 25KVA, 1PH, 240/480 Primary, 120/240 Secondary, Aluminum winding | PUR | 25KVA, 1PH, 240/480 Primary, 120/240 Secondary, Aluminum winding | EA | EA |  | FALSE |  | P | PPD | DAYTON
134750 | 1 | 1 | States | Dayton | Taylor Barrett | TRUE | 2026-07-14T00:00:00 | 2026-07-27T00:00:00 |  | 1 | 0 | 1 | 1687 | 53984 | 55369-6417 | USA | N30 | 835 | _MGM TRANSFORMER COMPANY | 90040 | HS25C3B2-D16 | 25KVA, 1PH, 240/480 Primary, 120/240 Secondary, Aluminum winding | PUR | 25KVA, 1PH, 240/480 Primary, 120/240 Secondary, Aluminum winding | EA | EA |  | FALSE |  | P | PPD | DAYTON
134750 | 1 | 2 | States | Dayton | Taylor Barrett | TRUE | 2026-07-14T00:00:00 | 2026-07-27T00:00:00 |  | 1 | 0 | 1 | 1687 | 53984 | 55369-6417 | USA | N30 | 835 | _MGM TRANSFORMER COMPANY | 90040 | HS25C3B2-D16 | 25KVA, 1PH, 240/480 Primary, 120/240 Secondary, Aluminum winding | PUR | 25KVA, 1PH, 240/480 Primary, 120/240 Secondary, Aluminum winding | EA | EA |  | FALSE |  | P | PPD | DAYTON
134750 | 1 | 3 | States | Dayton | Taylor Barrett | TRUE | 2026-07-14T00:00:00 | 2026-07-27T00:00:00 |  | 1 | 0 | 1 | 1687 | 53984 | 55369-6417 | USA | N30 | 835 | _MGM TRANSFORMER COMPANY | 90040 | HS25C3B2-D16 | 25KVA, 1PH, 240/480 Primary, 120/240 Secondary, Aluminum winding | PUR | 25KVA, 1PH, 240/480 Primary, 120/240 Secondary, Aluminum winding | EA | EA |  | FALSE |  | P | PPD | DAYTON
134750 | 1 | 4 | States | Dayton | Taylor Barrett | TRUE | 2026-07-14T00:00:00 | 2026-07-27T00:00:00 |  | 1 | 0 | 1 | 1687 | 53984 | 55369-6417 | USA | N30 | 835 | _MGM TRANSFORMER COMPANY | 90040 | HS25C3B2-D16 | 25KVA, 1PH, 240/480 Primary, 120/240 Secondary, Aluminum winding | PUR | 25KVA, 1PH, 240/480 Primary, 120/240 Secondary, Aluminum winding | EA | EA |  | FALSE |  | P | PPD | DAYTON
134750 | 1 | 5 | States | Dayton | Taylor Barrett | TRUE | 2026-07-14T00:00:00 | 2026-07-27T00:00:00 |  | 1 | 0 | 1 | 1687 | 53984 | 55369-6417 | USA | N30 | 835 | _MGM TRANSFORMER COMPANY | 90040 | HS25C3B2-D16 | 25KVA, 1PH, 240/480 Primary, 120/240 Secondary, Aluminum winding | PUR | 25KVA, 1PH, 240/480 Primary, 120/240 Secondary, Aluminum winding | EA | EA |  | FALSE |  | P | PPD | DAYTON
134750 | 1 | 6 | States | Dayton | Taylor Barrett | TRUE | 2026-07-14T00:00:00 | 2026-07-27T00:00:00 |  | 1 | 0 | 1 | 1687 | 53984 | 55369-6417 | USA | N30 | 835 | _MGM TRANSFORMER COMPANY | 90040 | HS25C3B2-D16 | 25KVA, 1PH, 240/480 Primary, 120/240 Secondary, Aluminum winding | PUR | 25KVA, 1PH, 240/480 Primary, 120/240 Secondary, Aluminum winding | EA | EA |  | FALSE |  | P | PPD | DAYTON
134750 | 1 | 7 | States | Dayton | Taylor Barrett | TRUE | 2026-07-14T00:00:00 | 2026-07-27T00:00:00 |  | 1 | 0 | 1 | 1687 | 53984 | 55369-6417 | USA | N30 | 835 | _MGM TRANSFORMER COMPANY | 90040 | HS25C3B2-D16 | 25KVA, 1PH, 240/480 Primary, 120/240 Secondary, Aluminum winding | PUR | 25KVA, 1PH, 240/480 Primary, 120/240 Secondary, Aluminum winding | EA | EA |  | FALSE |  | P | PPD | DAYTON
134750 | 1 | 8 | States | Dayton | Taylor Barrett | TRUE | 2026-07-14T00:00:00 | 2026-08-25T00:00:00 |  | 1 | 0 | 1 | 1687 | 53984 | 55369-6417 | USA | N30 | 835 | _MGM TRANSFORMER COMPANY | 90040 | HS25C3B2-D16 | 25KVA, 1PH, 240/480 Primary, 120/240 Secondary, Aluminum winding | PUR | 25KVA, 1PH, 240/480 Primary, 120/240 Secondary, Aluminum winding | EA | EA |  | FALSE |  | P | PPD | DAYTON
134750 | 1 | 9 | States | Dayton | Taylor Barrett | TRUE | 2026-07-14T00:00:00 | 2026-08-25T00:00:00 |  | 1 | 0 | 1 | 1687 | 53984 | 55369-6417 | USA | N30 | 835 | _MGM TRANSFORMER COMPANY | 90040 | HS25C3B2-D16 | 25KVA, 1PH, 240/480 Primary, 120/240 Secondary, Aluminum winding | PUR | 25KVA, 1PH, 240/480 Primary, 120/240 Secondary, Aluminum winding | EA | EA |  | FALSE |  | P | PPD | DAYTON
134750 | 1 | 10 | States | Dayton | Taylor Barrett | TRUE | 2026-07-14T00:00:00 | 2026-08-25T00:00:00 |  | 1 | 0 | 1 | 1687 | 53984 | 55369-6417 | USA | N30 | 835 | _MGM TRANSFORMER COMPANY | 90040 | HS25C3B2-D16 | 25KVA, 1PH, 240/480 Primary, 120/240 Secondary, Aluminum winding | PUR | 25KVA, 1PH, 240/480 Primary, 120/240 Secondary, Aluminum winding | EA | EA |  | FALSE |  | P | PPD | DAYTON
134750 | 1 | 11 | States | Dayton | Taylor Barrett | TRUE | 2026-07-14T00:00:00 | 2026-08-25T00:00:00 |  | 1 | 0 | 1 | 1687 | 53984 | 55369-6417 | USA | N30 | 835 | _MGM TRANSFORMER COMPANY | 90040 | HS25C3B2-D16 | 25KVA, 1PH, 240/480 Primary, 120/240 Secondary, Aluminum winding | PUR | 25KVA, 1PH, 240/480 Primary, 120/240 Secondary, Aluminum winding | EA | EA |  | FALSE |  | P | PPD | DAYTON
134750 | 1 | 12 | States | Dayton | Taylor Barrett | TRUE | 2026-07-14T00:00:00 | 2026-08-25T00:00:00 |  | 1 | 0 | 1 | 1687 | 53984 | 55369-6417 | USA | N30 | 835 | _MGM TRANSFORMER COMPANY | 90040 | HS25C3B2-D16 | 25KVA, 1PH, 240/480 Primary, 120/240 Secondary, Aluminum winding | PUR | 25KVA, 1PH, 240/480 Primary, 120/240 Secondary, Aluminum winding | EA | EA |  | FALSE |  | P | PPD | DAYTON
134750 | 1 | 13 | States | Dayton | Taylor Barrett | TRUE | 2026-07-14T00:00:00 | 2026-08-25T00:00:00 |  | 1 | 0 | 1 | 1687 | 53984 | 55369-6417 | USA | N30 | 835 | _MGM TRANSFORMER COMPANY | 90040 | HS25C3B2-D16 | 25KVA, 1PH, 240/480 Primary, 120/240 Secondary, Aluminum winding | PUR | 25KVA, 1PH, 240/480 Primary, 120/240 Secondary, Aluminum winding | EA | EA |  | FALSE |  | P | PPD | DAYTON
134750 | 1 | 14 | States | Dayton | Taylor Barrett | TRUE | 2026-07-14T00:00:00 | 2026-08-25T00:00:00 |  | 1 | 0 | 1 | 1687 | 53984 | 55369-6417 | USA | N30 | 835 | _MGM TRANSFORMER COMPANY | 90040 | HS25C3B2-D16 | 25KVA, 1PH, 240/480 Primary, 120/240 Secondary, Aluminum winding | PUR | 25KVA, 1PH, 240/480 Primary, 120/240 Secondary, Aluminum winding | EA | EA |  | FALSE |  | P | PPD | DAYTON
134750 | 1 | 15 | States | Dayton | Taylor Barrett | TRUE | 2026-07-14T00:00:00 | 2026-08-25T00:00:00 |  | 1 | 0 | 1 | 1687 | 53984 | 55369-6417 | USA | N30 | 835 | _MGM TRANSFORMER COMPANY | 90040 | HS25C3B2-D16 | 25KVA, 1PH, 240/480 Primary, 120/240 Secondary, Aluminum winding | PUR | 25KVA, 1PH, 240/480 Primary, 120/240 Secondary, Aluminum winding | EA | EA |  | FALSE |  | P | PPD | DAYTON
134750 | 1 | 16 | States | Dayton | Taylor Barrett | TRUE | 2026-07-14T00:00:00 | 2026-08-25T00:00:00 |  | 1 | 0 | 1 | 1687 | 53984 | 55369-6417 | USA | N30 | 835 | _MGM TRANSFORMER COMPANY | 90040 | HS25C3B2-D16 | 25KVA, 1PH, 240/480 Primary, 120/240 Secondary, Aluminum winding | PUR | 25KVA, 1PH, 240/480 Primary, 120/240 Secondary, Aluminum winding | EA | EA |  | FALSE |  | P | PPD | DAYTON
134750 | 1 | 17 | States | Dayton | Taylor Barrett | TRUE | 2026-07-14T00:00:00 | 2026-08-25T00:00:00 |  | 1 | 0 | 1 | 1687 | 53984 | 55369-6417 | USA | N30 | 835 | _MGM TRANSFORMER COMPANY | 90040 | HS25C3B2-D16 | 25KVA, 1PH, 240/480 Primary, 120/240 Secondary, Aluminum winding | PUR | 25KVA, 1PH, 240/480 Primary, 120/240 Secondary, Aluminum winding | EA | EA |  | FALSE |  | P | PPD | DAYTON
134750 | 1 | 18 | States | Dayton | Taylor Barrett | TRUE | 2026-07-14T00:00:00 | 2026-09-24T00:00:00 |  | 1 | 0 | 1 | 1687 | 53984 | 55369-6417 | USA | N30 | 835 | _MGM TRANSFORMER COMPANY | 90040 | HS25C3B2-D16 | 25KVA, 1PH, 240/480 Primary, 120/240 Secondary, Aluminum winding | PUR | 25KVA, 1PH, 240/480 Primary, 120/240 Secondary, Aluminum winding | EA | EA |  | FALSE |  | P | PPD | DAYTON
134750 | 1 | 19 | States | Dayton | Taylor Barrett | TRUE | 2026-07-14T00:00:00 | 2026-09-24T00:00:00 |  | 1 | 0 | 1 | 1687 | 53984 | 55369-6417 | USA | N30 | 835 | _MGM TRANSFORMER COMPANY | 90040 | HS25C3B2-D16 | 25KVA, 1PH, 240/480 Primary, 120/240 Secondary, Aluminum winding | PUR | 25KVA, 1PH, 240/480 Primary, 120/240 Secondary, Aluminum winding | EA | EA |  | FALSE |  | P | PPD | DAYTON
134750 | 1 | 20 | States | Dayton | Taylor Barrett | TRUE | 2026-07-14T00:00:00 | 2026-09-24T00:00:00 |  | 1 | 0 | 1 | 1687 | 53984 | 55369-6417 | USA | N30 | 835 | _MGM TRANSFORMER COMPANY | 90040 | HS25C3B2-D16 | 25KVA, 1PH, 240/480 Primary, 120/240 Secondary, Aluminum winding | PUR | 25KVA, 1PH, 240/480 Primary, 120/240 Secondary, Aluminum winding | EA | EA |  | FALSE |  | P | PPD | DAYTON
134750 | 1 | 21 | States | Dayton | Taylor Barrett | TRUE | 2026-07-14T00:00:00 | 2026-09-24T00:00:00 |  | 1 | 0 | 1 | 1687 | 53984 | 55369-6417 | USA | N30 | 835 | _MGM TRANSFORMER COMPANY | 90040 | HS25C3B2-D16 | 25KVA, 1PH, 240/480 Primary, 120/240 Secondary, Aluminum winding | PUR | 25KVA, 1PH, 240/480 Primary, 120/240 Secondary, Aluminum winding | EA | EA |  | FALSE |  | P | PPD | DAYTON
134750 | 1 | 22 | States | Dayton | Taylor Barrett | TRUE | 2026-07-14T00:00:00 | 2026-09-24T00:00:00 |  | 1 | 0 | 1 | 1687 | 53984 | 55369-6417 | USA | N30 | 835 | _MGM TRANSFORMER COMPANY | 90040 | HS25C3B2-D16 | 25KVA, 1PH, 240/480 Primary, 120/240 Secondary, Aluminum winding | PUR | 25KVA, 1PH, 240/480 Primary, 120/240 Secondary, Aluminum winding | EA | EA |  | FALSE |  | P | PPD | DAYTON
134750 | 1 | 23 | States | Dayton | Taylor Barrett | TRUE | 2026-07-14T00:00:00 | 2026-09-24T00:00:00 |  | 1 | 0 | 1 | 1687 | 53984 | 55369-6417 | USA | N30 | 835 | _MGM TRANSFORMER COMPANY | 90040 | HS25C3B2-D16 | 25KVA, 1PH, 240/480 Primary, 120/240 Secondary, Aluminum winding | PUR | 25KVA, 1PH, 240/480 Primary, 120/240 Secondary, Aluminum winding | EA | EA |  | FALSE |  | P | PPD | DAYTON
134750 | 1 | 24 | States | Dayton | Taylor Barrett | TRUE | 2026-07-14T00:00:00 | 2026-09-24T00:00:00 |  | 1 | 0 | 1 | 1687 | 53984 | 55369-6417 | USA | N30 | 835 | _MGM TRANSFORMER COMPANY | 90040 | HS25C3B2-D16 | 25KVA, 1PH, 240/480 Primary, 120/240 Secondary, Aluminum winding | PUR | 25KVA, 1PH, 240/480 Primary, 120/240 Secondary, Aluminum winding | EA | EA |  | FALSE |  | P | PPD | DAYTON
134750 | 1 | 25 | States | Dayton | Taylor Barrett | TRUE | 2026-07-14T00:00:00 | 2026-09-24T00:00:00 |  | 1 | 0 | 1 | 1687 | 53984 | 55369-6417 | USA | N30 | 835 | _MGM TRANSFORMER COMPANY | 90040 | HS25C3B2-D16 | 25KVA, 1PH, 240/480 Primary, 120/240 Secondary, Aluminum winding | PUR | 25KVA, 1PH, 240/480 Primary, 120/240 Secondary, Aluminum winding | EA | EA |  | FALSE |  | P | PPD | DAYTON
134750 | 1 | 26 | States | Dayton | Taylor Barrett | TRUE | 2026-07-14T00:00:00 | 2026-09-24T00:00:00 |  | 1 | 0 | 1 | 1687 | 53984 | 55369-6417 | USA | N30 | 835 | _MGM TRANSFORMER COMPANY | 90040 | HS25C3B2-D16 | 25KVA, 1PH, 240/480 Primary, 120/240 Secondary, Aluminum winding | PUR | 25KVA, 1PH, 240/480 Primary, 120/240 Secondary, Aluminum winding | EA | EA |  | FALSE |  | P | PPD | DAYTON
134750 | 1 | 27 | States | Dayton | Taylor Barrett | TRUE | 2026-07-14T00:00:00 | 2026-09-24T00:00:00 |  | 1 | 0 | 1 | 1687 | 53984 | 55369-6417 | USA | N30 | 835 | _MGM TRANSFORMER COMPANY | 90040 | HS25C3B2-D16 | 25KVA, 1PH, 240/480 Primary, 120/240 Secondary, Aluminum winding | PUR | 25KVA, 1PH, 240/480 Primary, 120/240 Secondary, Aluminum winding | EA | EA |  | FALSE |  | P | PPD | DAYTON
134750 | 1 | 28 | States | Dayton | Taylor Barrett | TRUE | 2026-07-14T00:00:00 | 2026-09-24T00:00:00 |  | 1 | 0 | 1 | 1687 | 53984 | 55369-6417 | USA | N30 | 835 | _MGM TRANSFORMER COMPANY | 90040 | HS25C3B2-D16 | 25KVA, 1PH, 240/480 Primary, 120/240 Secondary, Aluminum winding | PUR | 25KVA, 1PH, 240/480 Primary, 120/240 Secondary, Aluminum winding | EA | EA |  | FALSE |  | P | PPD | DAYTON
134750 | 1 | 29 | States | Dayton | Taylor Barrett | TRUE | 2026-07-14T00:00:00 | 2026-09-24T00:00:00 |  | 1 | 0 | 1 | 1687 | 53984 | 55369-6417 | USA | N30 | 835 | _MGM TRANSFORMER COMPANY | 90040 | HS25C3B2-D16 | 25KVA, 1PH, 240/480 Primary, 120/240 Secondary, Aluminum winding | PUR | 25KVA, 1PH, 240/480 Primary, 120/240 Secondary, Aluminum winding | EA | EA |  | FALSE |  | P | PPD | DAYTON
134750 | 1 | 30 | States | Dayton | Taylor Barrett | TRUE | 2026-07-14T00:00:00 | 2026-09-24T00:00:00 |  | 1 | 0 | 1 | 1687 | 53984 | 55369-6417 | USA | N30 | 835 | _MGM TRANSFORMER COMPANY | 90040 | HS25C3B2-D16 | 25KVA, 1PH, 240/480 Primary, 120/240 Secondary, Aluminum winding | PUR | 25KVA, 1PH, 240/480 Primary, 120/240 Secondary, Aluminum winding | EA | EA |  | FALSE |  | P | PPD | DAYTON
134750 | 1 | 31 | States | Dayton | Taylor Barrett | TRUE | 2026-07-14T00:00:00 | 2026-09-24T00:00:00 |  | 1 | 0 | 1 | 1687 | 53984 | 55369-6417 | USA | N30 | 835 | _MGM TRANSFORMER COMPANY | 90040 | HS25C3B2-D16 | 25KVA, 1PH, 240/480 Primary, 120/240 Secondary, Aluminum winding | PUR | 25KVA, 1PH, 240/480 Primary, 120/240 Secondary, Aluminum winding | EA | EA |  | FALSE |  | P | PPD | DAYTON
134750 | 1 | 32 | States | Dayton | Taylor Barrett | TRUE | 2026-07-14T00:00:00 | 2026-09-24T00:00:00 |  | 1 | 0 | 1 | 1687 | 53984 | 55369-6417 | USA | N30 | 835 | _MGM TRANSFORMER COMPANY | 90040 | HS25C3B2-D16 | 25KVA, 1PH, 240/480 Primary, 120/240 Secondary, Aluminum winding | PUR | 25KVA, 1PH, 240/480 Primary, 120/240 Secondary, Aluminum winding | EA | EA |  | FALSE |  | P | PPD | DAYTON
133349 | 2 | 1 | States | Champlin | Taylor Barrett | TRUE | 2026-05-18T00:00:00 | 2026-11-04T00:00:00 |  | 18 | 0 | 18 | 47639 | 857502 | 55316-3157 | USA | N30 | 835 | _MGM TRANSFORMER COMPANY | 90040 | AC370-V0358 | Phase: 3 Frequency: 60 Conductor: Copper C Rise: 150 High Voltage: 480D; 10kV BIL Low Voltage: 415Y/240; 10kV BIL Class: AA K Factor: K-13 Enclosure: No Enclosure High Voltage Taps - 2.5%, 2A2B HV Stub Up Bus LV Stub Up Bus (2) Electrostatic Shields Zmin = 5% InRush 5x Transformer rated for K factor of K-13 Neutral Terminal sized for 200% of line current capacity | PUR | Phase: 3 Frequency: 60 Conductor: Copper C Rise: 150 High Voltage: 480D; 10kV BIL Low Voltage: 415Y/240; 10kV BIL Class: AA K Factor: K-13 Enclosure: No Enclosure High Voltage Taps - 2.5%, 2A2B HV Stub Up Bus LV Stub Up Bus (2) Electrostatic Shields Zmin = 5% InRush 5x Transformer rated for K factor of K-13 Neutral Terminal sized for 200% of line current capacity | EA | EA |  | TRUE |  | P | PPD | 100
133813 | 2 | 1 | States | Champlin | Taylor Barrett | TRUE | 2026-06-03T00:00:00 | 2026-08-25T00:00:00 |  | 16 | 0 | 16 | 47639 | 762224 | 55316-3157 | USA | N30 | 835 | _MGM TRANSFORMER COMPANY | 90040 | AC370-V0358 | Phase: 3 Frequency: 60 Conductor: Copper C Rise: 150 High Voltage: 480D; 10kV BIL Low Voltage: 415Y/240; 10kV BIL Class: AA K Factor: K-13 Enclosure: No Enclosure High Voltage Taps - 2.5%, 2A2B HV Stub Up Bus LV Stub Up Bus (2) Electrostatic Shields Zmin = 5% InRush 5x Transformer rated for K factor of K-13 Neutral Terminal sized for 200% of line current capacity | PUR | Phase: 3 Frequency: 60 Conductor: Copper C Rise: 150 High Voltage: 480D; 10kV BIL Low Voltage: 415Y/240; 10kV BIL Class: AA K Factor: K-13 Enclosure: No Enclosure High Voltage Taps - 2.5%, 2A2B HV Stub Up Bus LV Stub Up Bus (2) Electrostatic Shields Zmin = 5% InRush 5x Transformer rated for K factor of K-13 Neutral Terminal sized for 200% of line current capacity | EA | EA |  | FALSE |  | P | PPD | 100
133700 | 6 | 1 | States | Champlin | Taylor Barrett | TRUE | 2026-05-28T00:00:00 | 2026-11-01T00:00:00 |  | 3 | 0 | 3 | 3951 | 11853 | 55316-3157 | USA | N30 | 835 | _MGM TRANSFORMER COMPANY | 90040 | HT45CZ3B2SH-HK1360LN03R | 45 kVA three-phase transformer with 415V delta primary and 208Y/120 secondary. Aluminum windings, 150°C rise, K-13 rated with electrostatic shield. NEMA 3R indoor/outdoor enclosure (Size B+), DOE compliant, 45 dB sound level. | PUR | 45 kVA three-phase transformer with 415V delta primary and 208Y/120 secondary. Aluminum windings, 150°C rise, K-13 rated with electrostatic shield. NEMA 3R indoor/outdoor enclosure (Size B+), DOE compliant, 45 dB sound level. | EA | EA |  | TRUE |  | P | ALL
133700 | 5 | 1 | States | Champlin | Taylor Barrett | TRUE | 2026-05-28T00:00:00 | 2026-11-01T00:00:00 |  | 3 | 0 | 3 | 13223 | 39669 | 55316-3157 | USA | N30 | 835 | _MGM TRANSFORMER COMPANY | 90040 | HT225A3D2SH-HK1360LN001 | 225 kVA three-phase transformer with 480V delta primary and 480Y/277 secondary. Aluminum windings, 150°C rise, K-13 rated with electrostatic shield. NEMA 1 indoor enclosure (Size D), DOE compliant, 55 dB sound level. | PUR | 225 kVA three-phase transformer with 480V delta primary and 480Y/277 secondary. Aluminum windings, 150°C rise, K-13 rated with electrostatic shield. NEMA 1 indoor enclosure (Size D), DOE compliant, 55 dB sound level. | EA | EA |  | TRUE |  | P | ALL | DAYTON
133700 | 4 | 1 | States | Champlin | Taylor Barrett | TRUE | 2026-05-28T00:00:00 | 2026-11-01T00:00:00 |  | 3 | 0 | 3 | 3951 | 11853 | 55316-3157 | USA | N30 | 835 | _MGM TRANSFORMER COMPANY | 90040 | HT45A3B2SH-HK1360LN03R | 45 kVA three-phase transformer with 480V delta primary and 208Y/120 secondary. Aluminum windings, 150°C rise, K-13 rated with electrostatic shield. NEMA 3R indoor/outdoor enclosure (Size B+), DOE compliant, 45 dB sound level. | PUR | 45 kVA three-phase transformer with 480V delta primary and 208Y/120 secondary. Aluminum windings, 150°C rise, K-13 rated with electrostatic shield. NEMA 3R indoor/outdoor enclosure (Size B+), DOE compliant, 45 dB sound level. | EA | EA |  | TRUE |  | P | ALL
133709 | 6 | 1 | States | Champlin | Taylor Barrett | TRUE | 2026-05-28T00:00:00 | 2027-01-25T00:00:00 |  | 2 | 0 | 2 | 6609 | 13218 | 55316-3157 | USA | N30 | 835 | _MGM TRANSFORMER COMPANY | 90040 | HT45CZ3B2SH-HK1360LN03R | 45 kVA three-phase transformer with 415V delta primary and 208Y/120 secondary. Aluminum windings, 150°C rise, K-13 rated with electrostatic shield. NEMA 3R indoor/outdoor enclosure (Size B+), DOE compliant, 45 dB sound level. | PUR | 45 kVA three-phase transformer with 415V delta primary and 208Y/120 secondary. Aluminum windings, 150°C rise, K-13 rated with electrostatic shield. NEMA 3R indoor/outdoor enclosure (Size B+), DOE compliant, 45 dB sound level. | EA | EA |  | TRUE |  | P | ALL
133709 | 5 | 1 | States | Champlin | Taylor Barrett | TRUE | 2026-05-28T00:00:00 | 2027-01-25T00:00:00 |  | 2 | 0 | 2 | 15799 | 31598 | 55316-3157 | USA | N30 | 835 | _MGM TRANSFORMER COMPANY | 90040 | HT225A3D2SH-HK1360LN001 | 225 kVA three-phase transformer with 480V delta primary and 480Y/277 secondary. Aluminum windings, 150°C rise, K-13 rated with electrostatic shield. NEMA 1 indoor enclosure (Size D), DOE compliant, 55 dB sound level. | PUR | 225 kVA three-phase transformer with 480V delta primary and 480Y/277 secondary. Aluminum windings, 150°C rise, K-13 rated with electrostatic shield. NEMA 1 indoor enclosure (Size D), DOE compliant, 55 dB sound level. | EA | EA |  | TRUE |  | P | ALL | DAYTON
133709 | 4 | 1 | States | Champlin | Taylor Barrett | TRUE | 2026-05-28T00:00:00 | 2027-01-25T00:00:00 |  | 2 | 0 | 2 | 6609 | 13218 | 55316-3157 | USA | N30 | 835 | _MGM TRANSFORMER COMPANY | 90040 | HT45A3B2SH-HK1360LN03R | 45 kVA three-phase transformer with 480V delta primary and 208Y/120 secondary. Aluminum windings, 150°C rise, K-13 rated with electrostatic shield. NEMA 3R indoor/outdoor enclosure (Size B+), DOE compliant, 45 dB sound level. | PUR | 45 kVA three-phase transformer with 480V delta primary and 208Y/120 secondary. Aluminum windings, 150°C rise, K-13 rated with electrostatic shield. NEMA 3R indoor/outdoor enclosure (Size B+), DOE compliant, 45 dB sound level. | EA | EA |  | TRUE |  | P | ALL
133704 | 6 | 1 | States | Champlin | Taylor Barrett | TRUE | 2026-05-28T00:00:00 | 2026-09-01T00:00:00 |  | 4 | 0 | 4 | 6609 | 26436 | 55316-3157 | USA | N30 | 835 | _MGM TRANSFORMER COMPANY | 90040 | HT45CZ3B2SH-HK1360LN03R | 45 kVA three-phase transformer with 415V delta primary and 208Y/120 secondary. Aluminum windings, 150°C rise, K-13 rated with electrostatic shield. NEMA 3R indoor/outdoor enclosure (Size B+), DOE compliant, 45 dB sound level. | PUR | 45 kVA three-phase transformer with 415V delta primary and 208Y/120 secondary. Aluminum windings, 150°C rise, K-13 rated with electrostatic shield. NEMA 3R indoor/outdoor enclosure (Size B+), DOE compliant, 45 dB sound level. | EA | EA |  | FALSE |  | P | ALL
133704 | 5 | 1 | States | Champlin | Taylor Barrett | TRUE | 2026-05-28T00:00:00 | 2026-09-01T00:00:00 |  | 4 | 0 | 4 | 15799 | 63196 | 55316-3157 | USA | N30 | 835 | _MGM TRANSFORMER COMPANY | 90040 | HT225A3D2SH-HK1360LN001 | 225 kVA three-phase transformer with 480V delta primary and 480Y/277 secondary. Aluminum windings, 150°C rise, K-13 rated with electrostatic shield. NEMA 1 indoor enclosure (Size D), DOE compliant, 55 dB sound level. | PUR | 225 kVA three-phase transformer with 480V delta primary and 480Y/277 secondary. Aluminum windings, 150°C rise, K-13 rated with electrostatic shield. NEMA 1 indoor enclosure (Size D), DOE compliant, 55 dB sound level. | EA | EA |  | FALSE |  | P | ALL | DAYTON
133704 | 4 | 1 | States | Champlin | Taylor Barrett | TRUE | 2026-05-28T00:00:00 | 2026-09-01T00:00:00 |  | 4 | 0 | 4 | 6609 | 26436 | 55316-3157 | USA | N30 | 835 | _MGM TRANSFORMER COMPANY | 90040 | HT45A3B2SH-HK1360LN03R | 45 kVA three-phase transformer with 480V delta primary and 208Y/120 secondary. Aluminum windings, 150°C rise, K-13 rated with electrostatic shield. NEMA 3R indoor/outdoor enclosure (Size B+), DOE compliant, 45 dB sound level. | PUR | 45 kVA three-phase transformer with 480V delta primary and 208Y/120 secondary. Aluminum windings, 150°C rise, K-13 rated with electrostatic shield. NEMA 3R indoor/outdoor enclosure (Size B+), DOE compliant, 45 dB sound level. | EA | EA |  | FALSE |  | P | ALL
134624 | 1 | 1 | States | Champlin | Taylor Barrett | TRUE | 2026-07-08T00:00:00 | 2026-11-20T00:00:00 |  | 12 | 0 | 12 | 47639 | 571668 | 55316-3157 | USA | N30 | 835 | _MGM TRANSFORMER COMPANY | 90040 | AC370-V0358 | Phase: 3 Frequency: 60 Conductor: Copper C Rise: 150 High Voltage: 480D; 10kV BIL Low Voltage: 415Y/240; 10kV BIL Class: AA K Factor: K-13 Enclosure: No Enclosure High Voltage Taps - 2.5%, 2A2B HV Stub Up Bus LV Stub Up Bus (2) Electrostatic Shields Zmin = 5% InRush 5x Transformer rated for K factor of K-13 Neutral Terminal sized for 200% of line current capacity | PUR | Phase: 3 Frequency: 60 Conductor: Copper C Rise: 150 High Voltage: 480D; 10kV BIL Low Voltage: 415Y/240; 10kV BIL Class: AA K Factor: K-13 Enclosure: No Enclosure High Voltage Taps - 2.5%, 2A2B HV Stub Up Bus LV Stub Up Bus (2) Electrostatic Shields Zmin = 5% InRush 5x Transformer rated for K factor of K-13 Neutral Terminal sized for 200% of line current capacity | EA | EA |  | FALSE |  | P | PPD | 100
134623 | 1 | 1 | States | Champlin | Taylor Barrett | TRUE | 2026-07-08T00:00:00 | 2026-09-24T00:00:00 |  | 12 | 0 | 12 | 47639 | 571668 | 55316-3157 | USA | N30 | 835 | _MGM TRANSFORMER COMPANY | 90040 | AC370-V0358 | Phase: 3 Frequency: 60 Conductor: Copper C Rise: 150 High Voltage: 480D; 10kV BIL Low Voltage: 415Y/240; 10kV BIL Class: AA K Factor: K-13 Enclosure: No Enclosure High Voltage Taps - 2.5%, 2A2B HV Stub Up Bus LV Stub Up Bus (2) Electrostatic Shields Zmin = 5% InRush 5x Transformer rated for K factor of K-13 Neutral Terminal sized for 200% of line current capacity | PUR | Phase: 3 Frequency: 60 Conductor: Copper C Rise: 150 High Voltage: 480D; 10kV BIL Low Voltage: 415Y/240; 10kV BIL Class: AA K Factor: K-13 Enclosure: No Enclosure High Voltage Taps - 2.5%, 2A2B HV Stub Up Bus LV Stub Up Bus (2) Electrostatic Shields Zmin = 5% InRush 5x Transformer rated for K factor of K-13 Neutral Terminal sized for 200% of line current capacity | EA | EA |  | FALSE |  | P | PPD | 100
134621 | 1 | 1 | States | Champlin | Taylor Barrett | TRUE | 2026-07-08T00:00:00 | 2026-08-25T00:00:00 |  | 18 | 0 | 18 | 47639 | 857502 | 55316-3157 | USA | N30 | 835 | _MGM TRANSFORMER COMPANY | 90040 | AC370-V0358 | Phase: 3 Frequency: 60 Conductor: Copper C Rise: 150 High Voltage: 480D; 10kV BIL Low Voltage: 415Y/240; 10kV BIL Class: AA K Factor: K-13 Enclosure: No Enclosure High Voltage Taps - 2.5%, 2A2B HV Stub Up Bus LV Stub Up Bus (2) Electrostatic Shields Zmin = 5% InRush 5x Transformer rated for K factor of K-13 Neutral Terminal sized for 200% of line current capacity | PUR | Phase: 3 Frequency: 60 Conductor: Copper C Rise: 150 High Voltage: 480D; 10kV BIL Low Voltage: 415Y/240; 10kV BIL Class: AA K Factor: K-13 Enclosure: No Enclosure High Voltage Taps - 2.5%, 2A2B HV Stub Up Bus LV Stub Up Bus (2) Electrostatic Shields Zmin = 5% InRush 5x Transformer rated for K factor of K-13 Neutral Terminal sized for 200% of line current capacity | EA | EA |  | FALSE |  | P | PPD | 100
133701 | 6 | 1 | States | Champlin | Taylor Barrett | TRUE | 2026-05-28T00:00:00 | 2026-10-23T00:00:00 |  | 3 | 0 | 3 | 6609 | 19827 | 55316-3157 | USA | N30 | 835 | _MGM TRANSFORMER COMPANY | 90040 | HT45CZ3B2SH-HK1360LN03R | 45 kVA three-phase transformer with 415V delta primary and 208Y/120 secondary. Aluminum windings, 150°C rise, K-13 rated with electrostatic shield. NEMA 3R indoor/outdoor enclosure (Size B+), DOE compliant, 45 dB sound level. | PUR | 45 kVA three-phase transformer with 415V delta primary and 208Y/120 secondary. Aluminum windings, 150°C rise, K-13 rated with electrostatic shield. NEMA 3R indoor/outdoor enclosure (Size B+), DOE compliant, 45 dB sound level. | EA | EA |  | TRUE |  | P | ALL
133701 | 5 | 1 | States | Champlin | Taylor Barrett | TRUE | 2026-05-28T00:00:00 | 2026-10-23T00:00:00 |  | 3 | 0 | 3 | 15799 | 47397 | 55316-3157 | USA | N30 | 835 | _MGM TRANSFORMER COMPANY | 90040 | HT225A3D2SH-HK1360LN001 | 225 kVA three-phase transformer with 480V delta primary and 480Y/277 secondary. Aluminum windings, 150°C rise, K-13 rated with electrostatic shield. NEMA 1 indoor enclosure (Size D), DOE compliant, 55 dB sound level. | PUR | 225 kVA three-phase transformer with 480V delta primary and 480Y/277 secondary. Aluminum windings, 150°C rise, K-13 rated with electrostatic shield. NEMA 1 indoor enclosure (Size D), DOE compliant, 55 dB sound level. | EA | EA |  | TRUE |  | P | ALL | DAYTON
133701 | 4 | 1 | States | Champlin | Taylor Barrett | TRUE | 2026-05-28T00:00:00 | 2026-10-23T00:00:00 |  | 3 | 0 | 3 | 6609 | 19827 | 55316-3157 | USA | N30 | 835 | _MGM TRANSFORMER COMPANY | 90040 | HT45A3B2SH-HK1360LN03R | 45 kVA three-phase transformer with 480V delta primary and 208Y/120 secondary. Aluminum windings, 150°C rise, K-13 rated with electrostatic shield. NEMA 3R indoor/outdoor enclosure (Size B+), DOE compliant, 45 dB sound level. | PUR | 45 kVA three-phase transformer with 480V delta primary and 208Y/120 secondary. Aluminum windings, 150°C rise, K-13 rated with electrostatic shield. NEMA 3R indoor/outdoor enclosure (Size B+), DOE compliant, 45 dB sound level. | EA | EA |  | TRUE |  | P | ALL
133796 | 2 | 1 | States | Champlin | Taylor Barrett | TRUE | 2026-06-02T00:00:00 | 2026-11-16T00:00:00 | 2026-11-16T00:00:00 | 18 | 0 | 18 | 47639 | 857502 | 55316-3157 | USA | N30 | 835 | _MGM TRANSFORMER COMPANY | 90040 | AC370-V0358 | Phase: 3 Frequency: 60 Conductor: Copper C Rise: 150 High Voltage: 480D; 10kV BIL Low Voltage: 415Y/240; 10kV BIL Class: AA K Factor: K-13 Enclosure: No Enclosure High Voltage Taps - 2.5%, 2A2B HV Stub Up Bus LV Stub Up Bus (2) Electrostatic Shields Zmin = 5% InRush 5x Transformer rated for K factor of K-13 Neutral Terminal sized for 200% of line current capacity | PUR | Phase: 3 Frequency: 60 Conductor: Copper C Rise: 150 High Voltage: 480D; 10kV BIL Low Voltage: 415Y/240; 10kV BIL Class: AA K Factor: K-13 Enclosure: No Enclosure High Voltage Taps - 2.5%, 2A2B HV Stub Up Bus LV Stub Up Bus (2) Electrostatic Shields Zmin = 5% InRush 5x Transformer rated for K factor of K-13 Neutral Terminal sized for 200% of line current capacity | EA | EA |  | FALSE |  | P | PPD | 100
133793 | 2 | 1 | States | Champlin | Taylor Barrett | TRUE | 2026-06-02T00:00:00 | 2026-10-21T00:00:00 | 2026-10-21T00:00:00 | 18 | 0 | 18 | 47639 | 857502 | 55316-3157 | USA | N30 | 835 | _MGM TRANSFORMER COMPANY | 90040 | AC370-V0358 | Phase: 3 Frequency: 60 Conductor: Copper C Rise: 150 High Voltage: 480D; 10kV BIL Low Voltage: 415Y/240; 10kV BIL Class: AA K Factor: K-13 Enclosure: No Enclosure High Voltage Taps - 2.5%, 2A2B HV Stub Up Bus LV Stub Up Bus (2) Electrostatic Shields Zmin = 5% InRush 5x Transformer rated for K factor of K-13 Neutral Terminal sized for 200% of line current capacity | PUR | Phase: 3 Frequency: 60 Conductor: Copper C Rise: 150 High Voltage: 480D; 10kV BIL Low Voltage: 415Y/240; 10kV BIL Class: AA K Factor: K-13 Enclosure: No Enclosure High Voltage Taps - 2.5%, 2A2B HV Stub Up Bus LV Stub Up Bus (2) Electrostatic Shields Zmin = 5% InRush 5x Transformer rated for K factor of K-13 Neutral Terminal sized for 200% of line current capacity | EA | EA |  | TRUE |  | P | PPD | 100
133707 | 6 | 1 | States | Champlin | Taylor Barrett | TRUE | 2026-05-28T00:00:00 | 2026-10-21T00:00:00 |  | 4 | 0 | 4 | 6609 | 26436 | 55316-3157 | USA | N30 | 835 | _MGM TRANSFORMER COMPANY | 90040 | HT45CZ3B2SH-HK1360LN03R | 45 kVA three-phase transformer with 415V delta primary and 208Y/120 secondary. Aluminum windings, 150°C rise, K-13 rated with electrostatic shield. NEMA 3R indoor/outdoor enclosure (Size B+), DOE compliant, 45 dB sound level. | PUR | 45 kVA three-phase transformer with 415V delta primary and 208Y/120 secondary. Aluminum windings, 150°C rise, K-13 rated with electrostatic shield. NEMA 3R indoor/outdoor enclosure (Size B+), DOE compliant, 45 dB sound level. | EA | EA |  | TRUE |  | P | ALL
133707 | 5 | 1 | States | Champlin | Taylor Barrett | TRUE | 2026-05-28T00:00:00 | 2026-10-21T00:00:00 | 2026-10-21T00:00:00 | 4 | 0 | 4 | 15799 | 63196 | 55316-3157 | USA | N30 | 835 | _MGM TRANSFORMER COMPANY | 90040 | HT225A3D2SH-HK1360LN001 | 225 kVA three-phase transformer with 480V delta primary and 480Y/277 secondary. Aluminum windings, 150°C rise, K-13 rated with electrostatic shield. NEMA 1 indoor enclosure (Size D), DOE compliant, 55 dB sound level. | PUR | 225 kVA three-phase transformer with 480V delta primary and 480Y/277 secondary. Aluminum windings, 150°C rise, K-13 rated with electrostatic shield. NEMA 1 indoor enclosure (Size D), DOE compliant, 55 dB sound level. | EA | EA |  | TRUE |  | P | ALL | DAYTON
133707 | 4 | 1 | States | Champlin | Taylor Barrett | TRUE | 2026-05-28T00:00:00 | 2026-10-21T00:00:00 |  | 4 | 0 | 4 | 6609 | 26436 | 55316-3157 | USA | N30 | 835 | _MGM TRANSFORMER COMPANY | 90040 | HT45A3B2SH-HK1360LN03R | 45 kVA three-phase transformer with 480V delta primary and 208Y/120 secondary. Aluminum windings, 150°C rise, K-13 rated with electrostatic shield. NEMA 3R indoor/outdoor enclosure (Size B+), DOE compliant, 45 dB sound level. | PUR | 45 kVA three-phase transformer with 480V delta primary and 208Y/120 secondary. Aluminum windings, 150°C rise, K-13 rated with electrostatic shield. NEMA 3R indoor/outdoor enclosure (Size B+), DOE compliant, 45 dB sound level. | EA | EA |  | TRUE |  | P | ALL
134340 | 1 | 1 | States | Dayton | Taylor Barrett | TRUE | 2026-06-24T00:00:00 | 2026-09-24T00:00:00 | 2026-09-24T00:00:00 | 2 | 0 | 2 | 5866 | 11732 | 55369-6417 | USA | N30 | 835 | _MGM TRANSFORMER COMPANY | 90040 | HT125CZ3D2-HK 0160LN03R | 125KVA, 3PH, 415 Primary, 480/277 Secondary, Aluminum winding | PUR | 125KVA, 3PH, 415 Primary, 480/277 Secondary, Aluminum winding | EA | EA |  | TRUE |  | P | PPD | DAYTON
133812 | 2 | 1 | States | Champlin | Taylor Barrett | TRUE | 2026-06-03T00:00:00 | 2026-10-30T00:00:00 | 2026-10-30T00:00:00 | 16 | 0 | 16 | 47639 | 762224 | 55316-3157 | USA | N30 | 835 | _MGM TRANSFORMER COMPANY | 90040 | AC370-V0358 | Phase: 3 Frequency: 60 Conductor: Copper C Rise: 150 High Voltage: 480D; 10kV BIL Low Voltage: 415Y/240; 10kV BIL Class: AA K Factor: K-13 Enclosure: No Enclosure High Voltage Taps - 2.5%, 2A2B HV Stub Up Bus LV Stub Up Bus (2) Electrostatic Shields Zmin = 5% InRush 5x Transformer rated for K factor of K-13 Neutral Terminal sized for 200% of line current capacity | PUR | Phase: 3 Frequency: 60 Conductor: Copper C Rise: 150 High Voltage: 480D; 10kV BIL Low Voltage: 415Y/240; 10kV BIL Class: AA K Factor: K-13 Enclosure: No Enclosure High Voltage Taps - 2.5%, 2A2B HV Stub Up Bus LV Stub Up Bus (2) Electrostatic Shields Zmin = 5% InRush 5x Transformer rated for K factor of K-13 Neutral Terminal sized for 200% of line current capacity | EA | EA |  | TRUE |  | P | PPD | 100
133836 | 4 | 1 | States | Champlin | Taylor Barrett | TRUE | 2026-06-03T00:00:00 | 2026-10-21T00:00:00 |  | 4 | 0 | 4 | 6609 | 26436 | 55316-3157 | USA | N30 | 835 | _MGM TRANSFORMER COMPANY | 90040 | HT45A3B2SH-HK1360LN03R | 45 kVA three-phase transformer with 480V delta primary and 208Y/120 secondary. Aluminum windings, 150°C rise, K-13 rated with electrostatic shield. NEMA 3R indoor/outdoor enclosure (Size B+), DOE compliant, 45 dB sound level. | PUR | 45 kVA three-phase transformer with 480V delta primary and 208Y/120 secondary. Aluminum windings, 150°C rise, K-13 rated with electrostatic shield. NEMA 3R indoor/outdoor enclosure (Size B+), DOE compliant, 45 dB sound level. | EA | EA |  | TRUE |  | P | ALL
133836 | 5 | 1 | States | Champlin | Taylor Barrett | TRUE | 2026-06-03T00:00:00 | 2026-10-21T00:00:00 |  | 4 | 0 | 4 | 15799 | 63196 | 55316-3157 | USA | N30 | 835 | _MGM TRANSFORMER COMPANY | 90040 | HT225A3D2SH-HK1360LN001 | 225 kVA three-phase transformer with 480V delta primary and 480Y/277 secondary. Aluminum windings, 150°C rise, K-13 rated with electrostatic shield. NEMA 1 indoor enclosure (Size D), DOE compliant, 55 dB sound level. | PUR | 225 kVA three-phase transformer with 480V delta primary and 480Y/277 secondary. Aluminum windings, 150°C rise, K-13 rated with electrostatic shield. NEMA 1 indoor enclosure (Size D), DOE compliant, 55 dB sound level. | EA | EA |  | TRUE |  | P | ALL | DAYTON
133836 | 6 | 1 | States | Champlin | Taylor Barrett | TRUE | 2026-06-03T00:00:00 | 2026-10-21T00:00:00 |  | 4 | 0 | 4 | 6609 | 26436 | 55316-3157 | USA | N30 | 835 | _MGM TRANSFORMER COMPANY | 90040 | HT45CZ3B2SH-HK1360LN03R | 45 kVA three-phase transformer with 415V delta primary and 208Y/120 secondary. Aluminum windings, 150°C rise, K-13 rated with electrostatic shield. NEMA 3R indoor/outdoor enclosure (Size B+), DOE compliant, 45 dB sound level. | PUR | 45 kVA three-phase transformer with 415V delta primary and 208Y/120 secondary. Aluminum windings, 150°C rise, K-13 rated with electrostatic shield. NEMA 3R indoor/outdoor enclosure (Size B+), DOE compliant, 45 dB sound level. | EA | EA |  | TRUE |  | P | ALL
133348 | 2 | 1 | States | Champlin | Taylor Barrett | TRUE | 2026-05-18T00:00:00 | 2026-08-31T00:00:00 |  | 16 | 0 | 16 | 47639 | 762224 | 55316-3157 | USA | N30 | 835 | _MGM TRANSFORMER COMPANY | 90040 | AC370-V0358 | Phase: 3 Frequency: 60 Conductor: Copper C Rise: 150 High Voltage: 480D; 10kV BIL Low Voltage: 415Y/240; 10kV BIL Class: AA K Factor: K-13 Enclosure: No Enclosure High Voltage Taps - 2.5%, 2A2B HV Stub Up Bus LV Stub Up Bus (2) Electrostatic Shields Zmin = 5% InRush 5x Transformer rated for K factor of K-13 Neutral Terminal sized for 200% of line current capacity | PUR | Phase: 3 Frequency: 60 Conductor: Copper C Rise: 150 High Voltage: 480D; 10kV BIL Low Voltage: 415Y/240; 10kV BIL Class: AA K Factor: K-13 Enclosure: No Enclosure High Voltage Taps - 2.5%, 2A2B HV Stub Up Bus LV Stub Up Bus (2) Electrostatic Shields Zmin = 5% InRush 5x Transformer rated for K factor of K-13 Neutral Terminal sized for 200% of line current capacity | EA | EA |  | FALSE |  | P | PPD | 100
133798 | 2 | 1 | States | Champlin | Taylor Barrett | TRUE | 2026-06-02T00:00:00 | 2026-10-23T00:00:00 | 2026-10-23T00:00:00 | 16 | 0 | 16 | 47639 | 762224 | 55316-3157 | USA | N30 | 835 | _MGM TRANSFORMER COMPANY | 90040 | AC370-V0358 | Phase: 3 Frequency: 60 Conductor: Copper C Rise: 150 High Voltage: 480D; 10kV BIL Low Voltage: 415Y/240; 10kV BIL Class: AA K Factor: K-13 Enclosure: No Enclosure High Voltage Taps - 2.5%, 2A2B HV Stub Up Bus LV Stub Up Bus (2) Electrostatic Shields Zmin = 5% InRush 5x Transformer rated for K factor of K-13 Neutral Terminal sized for 200% of line current capacity | PUR | Phase: 3 Frequency: 60 Conductor: Copper C Rise: 150 High Voltage: 480D; 10kV BIL Low Voltage: 415Y/240; 10kV BIL Class: AA K Factor: K-13 Enclosure: No Enclosure High Voltage Taps - 2.5%, 2A2B HV Stub Up Bus LV Stub Up Bus (2) Electrostatic Shields Zmin = 5% InRush 5x Transformer rated for K factor of K-13 Neutral Terminal sized for 200% of line current capacity | EA | EA |  | TRUE |  | P | PPD | 100
134748 | 1 | 1 | States | Dayton | Taylor Barrett | TRUE | 2026-07-14T00:00:00 | 2026-07-14T00:00:00 |  | 1 | 0 | 1 | 1687 | 256424 | 55369-6417 | USA | N30 | 835 | _MGM TRANSFORMER COMPANY | 90040 | HS25C3B2-D16 | 25KVA, 1PH, 240/480 Primary, 120/240 Secondary, Aluminum winding | PUR | 25KVA, 1PH, 240/480 Primary, 120/240 Secondary, Aluminum winding | EA | EA |  | FALSE |  | P | PPD | DAYTON
134748 | 1 | 2 | States | Dayton | Taylor Barrett | TRUE | 2026-07-14T00:00:00 | 2026-07-14T00:00:00 |  | 1 | 0 | 1 | 1687 | 256424 | 55369-6417 | USA | N30 | 835 | _MGM TRANSFORMER COMPANY | 90040 | HS25C3B2-D16 | 25KVA, 1PH, 240/480 Primary, 120/240 Secondary, Aluminum winding | PUR | 25KVA, 1PH, 240/480 Primary, 120/240 Secondary, Aluminum winding | EA | EA |  | FALSE |  | P | PPD | DAYTON
134748 | 1 | 3 | States | Dayton | Taylor Barrett | TRUE | 2026-07-14T00:00:00 | 2026-12-04T00:00:00 |  | 1 | 0 | 1 | 1687 | 256424 | 55369-6417 | USA | N30 | 835 | _MGM TRANSFORMER COMPANY | 90040 | HS25C3B2-D16 | 25KVA, 1PH, 240/480 Primary, 120/240 Secondary, Aluminum winding | PUR | 25KVA, 1PH, 240/480 Primary, 120/240 Secondary, Aluminum winding | EA | EA |  | FALSE |  | P | PPD | DAYTON
134748 | 1 | 4 | States | Dayton | Taylor Barrett | TRUE | 2026-07-14T00:00:00 | 2026-12-04T00:00:00 |  | 1 | 0 | 1 | 1687 | 256424 | 55369-6417 | USA | N30 | 835 | _MGM TRANSFORMER COMPANY | 90040 | HS25C3B2-D16 | 25KVA, 1PH, 240/480 Primary, 120/240 Secondary, Aluminum winding | PUR | 25KVA, 1PH, 240/480 Primary, 120/240 Secondary, Aluminum winding | EA | EA |  | FALSE |  | P | PPD | DAYTON
134748 | 1 | 5 | States | Dayton | Taylor Barrett | TRUE | 2026-07-14T00:00:00 | 2026-12-04T00:00:00 |  | 1 | 0 | 1 | 1687 | 256424 | 55369-6417 | USA | N30 | 835 | _MGM TRANSFORMER COMPANY | 90040 | HS25C3B2-D16 | 25KVA, 1PH, 240/480 Primary, 120/240 Secondary, Aluminum winding | PUR | 25KVA, 1PH, 240/480 Primary, 120/240 Secondary, Aluminum winding | EA | EA |  | FALSE |  | P | PPD | DAYTON
134748 | 1 | 6 | States | Dayton | Taylor Barrett | TRUE | 2026-07-14T00:00:00 | 2026-12-04T00:00:00 |  | 1 | 0 | 1 | 1687 | 256424 | 55369-6417 | USA | N30 | 835 | _MGM TRANSFORMER COMPANY | 90040 | HS25C3B2-D16 | 25KVA, 1PH, 240/480 Primary, 120/240 Secondary, Aluminum winding | PUR | 25KVA, 1PH, 240/480 Primary, 120/240 Secondary, Aluminum winding | EA | EA |  | FALSE |  | P | PPD | DAYTON
134748 | 1 | 7 | States | Dayton | Taylor Barrett | TRUE | 2026-07-14T00:00:00 | 2026-07-14T00:00:00 |  | 1 | 0 | 1 | 1687 | 256424 | 55369-6417 | USA | N30 | 835 | _MGM TRANSFORMER COMPANY | 90040 | HS25C3B2-D16 | 25KVA, 1PH, 240/480 Primary, 120/240 Secondary, Aluminum winding | PUR | 25KVA, 1PH, 240/480 Primary, 120/240 Secondary, Aluminum winding | EA | EA |  | FALSE |  | P | PPD | DAYTON
134748 | 1 | 8 | States | Dayton | Taylor Barrett | TRUE | 2026-07-14T00:00:00 | 2026-07-14T00:00:00 |  | 1 | 0 | 1 | 1687 | 256424 | 55369-6417 | USA | N30 | 835 | _MGM TRANSFORMER COMPANY | 90040 | HS25C3B2-D16 | 25KVA, 1PH, 240/480 Primary, 120/240 Secondary, Aluminum winding | PUR | 25KVA, 1PH, 240/480 Primary, 120/240 Secondary, Aluminum winding | EA | EA |  | FALSE |  | P | PPD | DAYTON
134748 | 1 | 9 | States | Dayton | Taylor Barrett | TRUE | 2026-07-14T00:00:00 | 2026-07-14T00:00:00 |  | 1 | 0 | 1 | 1687 | 256424 | 55369-6417 | USA | N30 | 835 | _MGM TRANSFORMER COMPANY | 90040 | HS25C3B2-D16 | 25KVA, 1PH, 240/480 Primary, 120/240 Secondary, Aluminum winding | PUR | 25KVA, 1PH, 240/480 Primary, 120/240 Secondary, Aluminum winding | EA | EA |  | FALSE |  | P | PPD | DAYTON
134748 | 1 | 10 | States | Dayton | Taylor Barrett | TRUE | 2026-07-14T00:00:00 | 2026-07-14T00:00:00 |  | 1 | 0 | 1 | 1687 | 256424 | 55369-6417 | USA | N30 | 835 | _MGM TRANSFORMER COMPANY | 90040 | HS25C3B2-D16 | 25KVA, 1PH, 240/480 Primary, 120/240 Secondary, Aluminum winding | PUR | 25KVA, 1PH, 240/480 Primary, 120/240 Secondary, Aluminum winding | EA | EA |  | FALSE |  | P | PPD | DAYTON
134748 | 1 | 11 | States | Dayton | Taylor Barrett | TRUE | 2026-07-14T00:00:00 | 2026-07-14T00:00:00 |  | 1 | 0 | 1 | 1687 | 256424 | 55369-6417 | USA | N30 | 835 | _MGM TRANSFORMER COMPANY | 90040 | HS25C3B2-D16 | 25KVA, 1PH, 240/480 Primary, 120/240 Secondary, Aluminum winding | PUR | 25KVA, 1PH, 240/480 Primary, 120/240 Secondary, Aluminum winding | EA | EA |  | FALSE |  | P | PPD | DAYTON
134748 | 1 | 12 | States | Dayton | Taylor Barrett | TRUE | 2026-07-14T00:00:00 | 2026-07-14T00:00:00 |  | 1 | 0 | 1 | 1687 | 256424 | 55369-6417 | USA | N30 | 835 | _MGM TRANSFORMER COMPANY | 90040 | HS25C3B2-D16 | 25KVA, 1PH, 240/480 Primary, 120/240 Secondary, Aluminum winding | PUR | 25KVA, 1PH, 240/480 Primary, 120/240 Secondary, Aluminum winding | EA | EA |  | FALSE |  | P | PPD | DAYTON
134748 | 1 | 13 | States | Dayton | Taylor Barrett | TRUE | 2026-07-14T00:00:00 | 2026-07-14T00:00:00 |  | 1 | 0 | 1 | 1687 | 256424 | 55369-6417 | USA | N30 | 835 | _MGM TRANSFORMER COMPANY | 90040 | HS25C3B2-D16 | 25KVA, 1PH, 240/480 Primary, 120/240 Secondary, Aluminum winding | PUR | 25KVA, 1PH, 240/480 Primary, 120/240 Secondary, Aluminum winding | EA | EA |  | FALSE |  | P | PPD | DAYTON
134748 | 1 | 14 | States | Dayton | Taylor Barrett | TRUE | 2026-07-14T00:00:00 | 2026-07-14T00:00:00 |  | 1 | 0 | 1 | 1687 | 256424 | 55369-6417 | USA | N30 | 835 | _MGM TRANSFORMER COMPANY | 90040 | HS25C3B2-D16 | 25KVA, 1PH, 240/480 Primary, 120/240 Secondary, Aluminum winding | PUR | 25KVA, 1PH, 240/480 Primary, 120/240 Secondary, Aluminum winding | EA | EA |  | FALSE |  | P | PPD | DAYTON
134748 | 1 | 15 | States | Dayton | Taylor Barrett | TRUE | 2026-07-14T00:00:00 | 2026-07-14T00:00:00 |  | 1 | 0 | 1 | 1687 | 256424 | 55369-6417 | USA | N30 | 835 | _MGM TRANSFORMER COMPANY | 90040 | HS25C3B2-D16 | 25KVA, 1PH, 240/480 Primary, 120/240 Secondary, Aluminum winding | PUR | 25KVA, 1PH, 240/480 Primary, 120/240 Secondary, Aluminum winding | EA | EA |  | FALSE |  | P | PPD | DAYTON
134748 | 1 | 16 | States | Dayton | Taylor Barrett | TRUE | 2026-07-14T00:00:00 | 2026-07-14T00:00:00 |  | 1 | 0 | 1 | 1687 | 256424 | 55369-6417 | USA | N30 | 835 | _MGM TRANSFORMER COMPANY | 90040 | HS25C3B2-D16 | 25KVA, 1PH, 240/480 Primary, 120/240 Secondary, Aluminum winding | PUR | 25KVA, 1PH, 240/480 Primary, 120/240 Secondary, Aluminum winding | EA | EA |  | FALSE |  | P | PPD | DAYTON
134748 | 1 | 17 | States | Dayton | Taylor Barrett | TRUE | 2026-07-14T00:00:00 | 2026-07-14T00:00:00 |  | 1 | 0 | 1 | 1687 | 256424 | 55369-6417 | USA | N30 | 835 | _MGM TRANSFORMER COMPANY | 90040 | HS25C3B2-D16 | 25KVA, 1PH, 240/480 Primary, 120/240 Secondary, Aluminum winding | PUR | 25KVA, 1PH, 240/480 Primary, 120/240 Secondary, Aluminum winding | EA | EA |  | FALSE |  | P | PPD | DAYTON
134748 | 1 | 18 | States | Dayton | Taylor Barrett | TRUE | 2026-07-14T00:00:00 | 2026-07-14T00:00:00 |  | 1 | 0 | 1 | 1687 | 256424 | 55369-6417 | USA | N30 | 835 | _MGM TRANSFORMER COMPANY | 90040 | HS25C3B2-D16 | 25KVA, 1PH, 240/480 Primary, 120/240 Secondary, Aluminum winding | PUR | 25KVA, 1PH, 240/480 Primary, 120/240 Secondary, Aluminum winding | EA | EA |  | FALSE |  | P | PPD | DAYTON
134748 | 1 | 19 | States | Dayton | Taylor Barrett | TRUE | 2026-07-14T00:00:00 | 2026-07-27T00:00:00 |  | 1 | 0 | 1 | 1687 | 256424 | 55369-6417 | USA | N30 | 835 | _MGM TRANSFORMER COMPANY | 90040 | HS25C3B2-D16 | 25KVA, 1PH, 240/480 Primary, 120/240 Secondary, Aluminum winding | PUR | 25KVA, 1PH, 240/480 Primary, 120/240 Secondary, Aluminum winding | EA | EA |  | FALSE |  | P | PPD | DAYTON
134748 | 1 | 20 | States | Dayton | Taylor Barrett | TRUE | 2026-07-14T00:00:00 | 2026-07-27T00:00:00 |  | 1 | 0 | 1 | 1687 | 256424 | 55369-6417 | USA | N30 | 835 | _MGM TRANSFORMER COMPANY | 90040 | HS25C3B2-D16 | 25KVA, 1PH, 240/480 Primary, 120/240 Secondary, Aluminum winding | PUR | 25KVA, 1PH, 240/480 Primary, 120/240 Secondary, Aluminum winding | EA | EA |  | FALSE |  | P | PPD | DAYTON
134748 | 1 | 21 | States | Dayton | Taylor Barrett | TRUE | 2026-07-14T00:00:00 | 2026-07-27T00:00:00 |  | 1 | 0 | 1 | 1687 | 256424 | 55369-6417 | USA | N30 | 835 | _MGM TRANSFORMER COMPANY | 90040 | HS25C3B2-D16 | 25KVA, 1PH, 240/480 Primary, 120/240 Secondary, Aluminum winding | PUR | 25KVA, 1PH, 240/480 Primary, 120/240 Secondary, Aluminum winding | EA | EA |  | FALSE |  | P | PPD | DAYTON
134748 | 1 | 22 | States | Dayton | Taylor Barrett | TRUE | 2026-07-14T00:00:00 | 2026-07-27T00:00:00 |  | 1 | 0 | 1 | 1687 | 256424 | 55369-6417 | USA | N30 | 835 | _MGM TRANSFORMER COMPANY | 90040 | HS25C3B2-D16 | 25KVA, 1PH, 240/480 Primary, 120/240 Secondary, Aluminum winding | PUR | 25KVA, 1PH, 240/480 Primary, 120/240 Secondary, Aluminum winding | EA | EA |  | FALSE |  | P | PPD | DAYTON
134748 | 1 | 23 | States | Dayton | Taylor Barrett | TRUE | 2026-07-14T00:00:00 | 2026-07-27T00:00:00 |  | 1 | 0 | 1 | 1687 | 256424 | 55369-6417 | USA | N30 | 835 | _MGM TRANSFORMER COMPANY | 90040 | HS25C3B2-D16 | 25KVA, 1PH, 240/480 Primary, 120/240 Secondary, Aluminum winding | PUR | 25KVA, 1PH, 240/480 Primary, 120/240 Secondary, Aluminum winding | EA | EA |  | FALSE |  | P | PPD | DAYTON
134748 | 1 | 24 | States | Dayton | Taylor Barrett | TRUE | 2026-07-14T00:00:00 | 2026-07-27T00:00:00 |  | 1 | 0 | 1 | 1687 | 256424 | 55369-6417 | USA | N30 | 835 | _MGM TRANSFORMER COMPANY | 90040 | HS25C3B2-D16 | 25KVA, 1PH, 240/480 Primary, 120/240 Secondary, Aluminum winding | PUR | 25KVA, 1PH, 240/480 Primary, 120/240 Secondary, Aluminum winding | EA | EA |  | FALSE |  | P | PPD | DAYTON
134748 | 1 | 25 | States | Dayton | Taylor Barrett | TRUE | 2026-07-14T00:00:00 | 2026-07-27T00:00:00 |  | 1 | 0 | 1 | 1687 | 256424 | 55369-6417 | USA | N30 | 835 | _MGM TRANSFORMER COMPANY | 90040 | HS25C3B2-D16 | 25KVA, 1PH, 240/480 Primary, 120/240 Secondary, Aluminum winding | PUR | 25KVA, 1PH, 240/480 Primary, 120/240 Secondary, Aluminum winding | EA | EA |  | FALSE |  | P | PPD | DAYTON
134748 | 1 | 26 | States | Dayton | Taylor Barrett | TRUE | 2026-07-14T00:00:00 | 2026-07-27T00:00:00 |  | 1 | 0 | 1 | 1687 | 256424 | 55369-6417 | USA | N30 | 835 | _MGM TRANSFORMER COMPANY | 90040 | HS25C3B2-D16 | 25KVA, 1PH, 240/480 Primary, 120/240 Secondary, Aluminum winding | PUR | 25KVA, 1PH, 240/480 Primary, 120/240 Secondary, Aluminum winding | EA | EA |  | FALSE |  | P | PPD | DAYTON
134748 | 1 | 27 | States | Dayton | Taylor Barrett | TRUE | 2026-07-14T00:00:00 | 2026-07-27T00:00:00 |  | 1 | 0 | 1 | 1687 | 256424 | 55369-6417 | USA | N30 | 835 | _MGM TRANSFORMER COMPANY | 90040 | HS25C3B2-D16 | 25KVA, 1PH, 240/480 Primary, 120/240 Secondary, Aluminum winding | PUR | 25KVA, 1PH, 240/480 Primary, 120/240 Secondary, Aluminum winding | EA | EA |  | FALSE |  | P | PPD | DAYTON
134748 | 1 | 28 | States | Dayton | Taylor Barrett | TRUE | 2026-07-14T00:00:00 | 2026-07-27T00:00:00 |  | 1 | 0 | 1 | 1687 | 256424 | 55369-6417 | USA | N30 | 835 | _MGM TRANSFORMER COMPANY | 90040 | HS25C3B2-D16 | 25KVA, 1PH, 240/480 Primary, 120/240 Secondary, Aluminum winding | PUR | 25KVA, 1PH, 240/480 Primary, 120/240 Secondary, Aluminum winding | EA | EA |  | FALSE |  | P | PPD | DAYTON
134748 | 1 | 29 | States | Dayton | Taylor Barrett | TRUE | 2026-07-14T00:00:00 | 2026-07-27T00:00:00 |  | 1 | 0 | 1 | 1687 | 256424 | 55369-6417 | USA | N30 | 835 | _MGM TRANSFORMER COMPANY | 90040 | HS25C3B2-D16 | 25KVA, 1PH, 240/480 Primary, 120/240 Secondary, Aluminum winding | PUR | 25KVA, 1PH, 240/480 Primary, 120/240 Secondary, Aluminum winding | EA | EA |  | FALSE |  | P | PPD | DAYTON
134748 | 1 | 30 | States | Dayton | Taylor Barrett | TRUE | 2026-07-14T00:00:00 | 2026-07-27T00:00:00 |  | 1 | 0 | 1 | 1687 | 256424 | 55369-6417 | USA | N30 | 835 | _MGM TRANSFORMER COMPANY | 90040 | HS25C3B2-D16 | 25KVA, 1PH, 240/480 Primary, 120/240 Secondary, Aluminum winding | PUR | 25KVA, 1PH, 240/480 Primary, 120/240 Secondary, Aluminum winding | EA | EA |  | FALSE |  | P | PPD | DAYTON
134748 | 1 | 31 | States | Dayton | Taylor Barrett | TRUE | 2026-07-14T00:00:00 | 2026-07-27T00:00:00 |  | 1 | 0 | 1 | 1687 | 256424 | 55369-6417 | USA | N30 | 835 | _MGM TRANSFORMER COMPANY | 90040 | HS25C3B2-D16 | 25KVA, 1PH, 240/480 Primary, 120/240 Secondary, Aluminum winding | PUR | 25KVA, 1PH, 240/480 Primary, 120/240 Secondary, Aluminum winding | EA | EA |  | FALSE |  | P | PPD | DAYTON
134748 | 1 | 32 | States | Dayton | Taylor Barrett | TRUE | 2026-07-14T00:00:00 | 2026-07-27T00:00:00 |  | 1 | 0 | 1 | 1687 | 256424 | 55369-6417 | USA | N30 | 835 | _MGM TRANSFORMER COMPANY | 90040 | HS25C3B2-D16 | 25KVA, 1PH, 240/480 Primary, 120/240 Secondary, Aluminum winding | PUR | 25KVA, 1PH, 240/480 Primary, 120/240 Secondary, Aluminum winding | EA | EA |  | FALSE |  | P | PPD | DAYTON
134748 | 1 | 33 | States | Dayton | Taylor Barrett | TRUE | 2026-07-14T00:00:00 | 2026-07-27T00:00:00 |  | 1 | 0 | 1 | 1687 | 256424 | 55369-6417 | USA | N30 | 835 | _MGM TRANSFORMER COMPANY | 90040 | HS25C3B2-D16 | 25KVA, 1PH, 240/480 Primary, 120/240 Secondary, Aluminum winding | PUR | 25KVA, 1PH, 240/480 Primary, 120/240 Secondary, Aluminum winding | EA | EA |  | FALSE |  | P | PPD | DAYTON
134748 | 1 | 34 | States | Dayton | Taylor Barrett | TRUE | 2026-07-14T00:00:00 | 2026-07-27T00:00:00 |  | 1 | 0 | 1 | 1687 | 256424 | 55369-6417 | USA | N30 | 835 | _MGM TRANSFORMER COMPANY | 90040 | HS25C3B2-D16 | 25KVA, 1PH, 240/480 Primary, 120/240 Secondary, Aluminum winding | PUR | 25KVA, 1PH, 240/480 Primary, 120/240 Secondary, Aluminum winding | EA | EA |  | FALSE |  | P | PPD | DAYTON
134748 | 1 | 35 | States | Dayton | Taylor Barrett | TRUE | 2026-07-14T00:00:00 | 2026-07-27T00:00:00 |  | 1 | 0 | 1 | 1687 | 256424 | 55369-6417 | USA | N30 | 835 | _MGM TRANSFORMER COMPANY | 90040 | HS25C3B2-D16 | 25KVA, 1PH, 240/480 Primary, 120/240 Secondary, Aluminum winding | PUR | 25KVA, 1PH, 240/480 Primary, 120/240 Secondary, Aluminum winding | EA | EA |  | FALSE |  | P | PPD | DAYTON
134748 | 1 | 36 | States | Dayton | Taylor Barrett | TRUE | 2026-07-14T00:00:00 | 2026-07-27T00:00:00 |  | 1 | 0 | 1 | 1687 | 256424 | 55369-6417 | USA | N30 | 835 | _MGM TRANSFORMER COMPANY | 90040 | HS25C3B2-D16 | 25KVA, 1PH, 240/480 Primary, 120/240 Secondary, Aluminum winding | PUR | 25KVA, 1PH, 240/480 Primary, 120/240 Secondary, Aluminum winding | EA | EA |  | FALSE |  | P | PPD | DAYTON
134748 | 1 | 37 | States | Dayton | Taylor Barrett | TRUE | 2026-07-14T00:00:00 | 2026-07-27T00:00:00 |  | 1 | 0 | 1 | 1687 | 256424 | 55369-6417 | USA | N30 | 835 | _MGM TRANSFORMER COMPANY | 90040 | HS25C3B2-D16 | 25KVA, 1PH, 240/480 Primary, 120/240 Secondary, Aluminum winding | PUR | 25KVA, 1PH, 240/480 Primary, 120/240 Secondary, Aluminum winding | EA | EA |  | FALSE |  | P | PPD | DAYTON
134748 | 1 | 38 | States | Dayton | Taylor Barrett | TRUE | 2026-07-14T00:00:00 | 2026-07-27T00:00:00 |  | 1 | 0 | 1 | 1687 | 256424 | 55369-6417 | USA | N30 | 835 | _MGM TRANSFORMER COMPANY | 90040 | HS25C3B2-D16 | 25KVA, 1PH, 240/480 Primary, 120/240 Secondary, Aluminum winding | PUR | 25KVA, 1PH, 240/480 Primary, 120/240 Secondary, Aluminum winding | EA | EA |  | FALSE |  | P | PPD | DAYTON
134748 | 1 | 39 | States | Dayton | Taylor Barrett | TRUE | 2026-07-14T00:00:00 | 2026-07-27T00:00:00 |  | 1 | 0 | 1 | 1687 | 256424 | 55369-6417 | USA | N30 | 835 | _MGM TRANSFORMER COMPANY | 90040 | HS25C3B2-D16 | 25KVA, 1PH, 240/480 Primary, 120/240 Secondary, Aluminum winding | PUR | 25KVA, 1PH, 240/480 Primary, 120/240 Secondary, Aluminum winding | EA | EA |  | FALSE |  | P | PPD | DAYTON
134748 | 1 | 40 | States | Dayton | Taylor Barrett | TRUE | 2026-07-14T00:00:00 | 2026-07-27T00:00:00 |  | 1 | 0 | 1 | 1687 | 256424 | 55369-6417 | USA | N30 | 835 | _MGM TRANSFORMER COMPANY | 90040 | HS25C3B2-D16 | 25KVA, 1PH, 240/480 Primary, 120/240 Secondary, Aluminum winding | PUR | 25KVA, 1PH, 240/480 Primary, 120/240 Secondary, Aluminum winding | EA | EA |  | FALSE |  | P | PPD | DAYTON
134748 | 1 | 41 | States | Dayton | Taylor Barrett | TRUE | 2026-07-14T00:00:00 | 2026-07-27T00:00:00 |  | 1 | 0 | 1 | 1687 | 256424 | 55369-6417 | USA | N30 | 835 | _MGM TRANSFORMER COMPANY | 90040 | HS25C3B2-D16 | 25KVA, 1PH, 240/480 Primary, 120/240 Secondary, Aluminum winding | PUR | 25KVA, 1PH, 240/480 Primary, 120/240 Secondary, Aluminum winding | EA | EA |  | FALSE |  | P | PPD | DAYTON
134748 | 1 | 42 | States | Dayton | Taylor Barrett | TRUE | 2026-07-14T00:00:00 | 2026-08-25T00:00:00 |  | 1 | 0 | 1 | 1687 | 256424 | 55369-6417 | USA | N30 | 835 | _MGM TRANSFORMER COMPANY | 90040 | HS25C3B2-D16 | 25KVA, 1PH, 240/480 Primary, 120/240 Secondary, Aluminum winding | PUR | 25KVA, 1PH, 240/480 Primary, 120/240 Secondary, Aluminum winding | EA | EA |  | FALSE |  | P | PPD | DAYTON
134748 | 1 | 43 | States | Dayton | Taylor Barrett | TRUE | 2026-07-14T00:00:00 | 2026-08-25T00:00:00 |  | 1 | 0 | 1 | 1687 | 256424 | 55369-6417 | USA | N30 | 835 | _MGM TRANSFORMER COMPANY | 90040 | HS25C3B2-D16 | 25KVA, 1PH, 240/480 Primary, 120/240 Secondary, Aluminum winding | PUR | 25KVA, 1PH, 240/480 Primary, 120/240 Secondary, Aluminum winding | EA | EA |  | FALSE |  | P | PPD | DAYTON
134748 | 1 | 44 | States | Dayton | Taylor Barrett | TRUE | 2026-07-14T00:00:00 | 2026-08-25T00:00:00 |  | 1 | 0 | 1 | 1687 | 256424 | 55369-6417 | USA | N30 | 835 | _MGM TRANSFORMER COMPANY | 90040 | HS25C3B2-D16 | 25KVA, 1PH, 240/480 Primary, 120/240 Secondary, Aluminum winding | PUR | 25KVA, 1PH, 240/480 Primary, 120/240 Secondary, Aluminum winding | EA | EA |  | FALSE |  | P | PPD | DAYTON
134748 | 1 | 45 | States | Dayton | Taylor Barrett | TRUE | 2026-07-14T00:00:00 | 2026-08-25T00:00:00 |  | 1 | 0 | 1 | 1687 | 256424 | 55369-6417 | USA | N30 | 835 | _MGM TRANSFORMER COMPANY | 90040 | HS25C3B2-D16 | 25KVA, 1PH, 240/480 Primary, 120/240 Secondary, Aluminum winding | PUR | 25KVA, 1PH, 240/480 Primary, 120/240 Secondary, Aluminum winding | EA | EA |  | FALSE |  | P | PPD | DAYTON
134748 | 1 | 46 | States | Dayton | Taylor Barrett | TRUE | 2026-07-14T00:00:00 | 2026-08-25T00:00:00 |  | 1 | 0 | 1 | 1687 | 256424 | 55369-6417 | USA | N30 | 835 | _MGM TRANSFORMER COMPANY | 90040 | HS25C3B2-D16 | 25KVA, 1PH, 240/480 Primary, 120/240 Secondary, Aluminum winding | PUR | 25KVA, 1PH, 240/480 Primary, 120/240 Secondary, Aluminum winding | EA | EA |  | FALSE |  | P | PPD | DAYTON
134748 | 1 | 47 | States | Dayton | Taylor Barrett | TRUE | 2026-07-14T00:00:00 | 2026-08-25T00:00:00 |  | 1 | 0 | 1 | 1687 | 256424 | 55369-6417 | USA | N30 | 835 | _MGM TRANSFORMER COMPANY | 90040 | HS25C3B2-D16 | 25KVA, 1PH, 240/480 Primary, 120/240 Secondary, Aluminum winding | PUR | 25KVA, 1PH, 240/480 Primary, 120/240 Secondary, Aluminum winding | EA | EA |  | FALSE |  | P | PPD | DAYTON
134748 | 1 | 48 | States | Dayton | Taylor Barrett | TRUE | 2026-07-14T00:00:00 | 2026-08-25T00:00:00 |  | 1 | 0 | 1 | 1687 | 256424 | 55369-6417 | USA | N30 | 835 | _MGM TRANSFORMER COMPANY | 90040 | HS25C3B2-D16 | 25KVA, 1PH, 240/480 Primary, 120/240 Secondary, Aluminum winding | PUR | 25KVA, 1PH, 240/480 Primary, 120/240 Secondary, Aluminum winding | EA | EA |  | FALSE |  | P | PPD | DAYTON
134748 | 1 | 49 | States | Dayton | Taylor Barrett | TRUE | 2026-07-14T00:00:00 | 2026-08-25T00:00:00 |  | 1 | 0 | 1 | 1687 | 256424 | 55369-6417 | USA | N30 | 835 | _MGM TRANSFORMER COMPANY | 90040 | HS25C3B2-D16 | 25KVA, 1PH, 240/480 Primary, 120/240 Secondary, Aluminum winding | PUR | 25KVA, 1PH, 240/480 Primary, 120/240 Secondary, Aluminum winding | EA | EA |  | FALSE |  | P | PPD | DAYTON
134748 | 1 | 50 | States | Dayton | Taylor Barrett | TRUE | 2026-07-14T00:00:00 | 2026-08-25T00:00:00 |  | 1 | 0 | 1 | 1687 | 256424 | 55369-6417 | USA | N30 | 835 | _MGM TRANSFORMER COMPANY | 90040 | HS25C3B2-D16 | 25KVA, 1PH, 240/480 Primary, 120/240 Secondary, Aluminum winding | PUR | 25KVA, 1PH, 240/480 Primary, 120/240 Secondary, Aluminum winding | EA | EA |  | FALSE |  | P | PPD | DAYTON
134748 | 1 | 51 | States | Dayton | Taylor Barrett | TRUE | 2026-07-14T00:00:00 | 2026-08-25T00:00:00 |  | 1 | 0 | 1 | 1687 | 256424 | 55369-6417 | USA | N30 | 835 | _MGM TRANSFORMER COMPANY | 90040 | HS25C3B2-D16 | 25KVA, 1PH, 240/480 Primary, 120/240 Secondary, Aluminum winding | PUR | 25KVA, 1PH, 240/480 Primary, 120/240 Secondary, Aluminum winding | EA | EA |  | FALSE |  | P | PPD | DAYTON
134748 | 1 | 52 | States | Dayton | Taylor Barrett | TRUE | 2026-07-14T00:00:00 | 2026-08-25T00:00:00 |  | 1 | 0 | 1 | 1687 | 256424 | 55369-6417 | USA | N30 | 835 | _MGM TRANSFORMER COMPANY | 90040 | HS25C3B2-D16 | 25KVA, 1PH, 240/480 Primary, 120/240 Secondary, Aluminum winding | PUR | 25KVA, 1PH, 240/480 Primary, 120/240 Secondary, Aluminum winding | EA | EA |  | FALSE |  | P | PPD | DAYTON
134748 | 1 | 53 | States | Dayton | Taylor Barrett | TRUE | 2026-07-14T00:00:00 | 2026-08-25T00:00:00 |  | 1 | 0 | 1 | 1687 | 256424 | 55369-6417 | USA | N30 | 835 | _MGM TRANSFORMER COMPANY | 90040 | HS25C3B2-D16 | 25KVA, 1PH, 240/480 Primary, 120/240 Secondary, Aluminum winding | PUR | 25KVA, 1PH, 240/480 Primary, 120/240 Secondary, Aluminum winding | EA | EA |  | FALSE |  | P | PPD | DAYTON
134748 | 1 | 54 | States | Dayton | Taylor Barrett | TRUE | 2026-07-14T00:00:00 | 2026-08-25T00:00:00 |  | 1 | 0 | 1 | 1687 | 256424 | 55369-6417 | USA | N30 | 835 | _MGM TRANSFORMER COMPANY | 90040 | HS25C3B2-D16 | 25KVA, 1PH, 240/480 Primary, 120/240 Secondary, Aluminum winding | PUR | 25KVA, 1PH, 240/480 Primary, 120/240 Secondary, Aluminum winding | EA | EA |  | FALSE |  | P | PPD | DAYTON
134748 | 1 | 55 | States | Dayton | Taylor Barrett | TRUE | 2026-07-14T00:00:00 | 2026-08-25T00:00:00 |  | 1 | 0 | 1 | 1687 | 256424 | 55369-6417 | USA | N30 | 835 | _MGM TRANSFORMER COMPANY | 90040 | HS25C3B2-D16 | 25KVA, 1PH, 240/480 Primary, 120/240 Secondary, Aluminum winding | PUR | 25KVA, 1PH, 240/480 Primary, 120/240 Secondary, Aluminum winding | EA | EA |  | FALSE |  | P | PPD | DAYTON
134748 | 1 | 56 | States | Dayton | Taylor Barrett | TRUE | 2026-07-14T00:00:00 | 2026-08-25T00:00:00 |  | 1 | 0 | 1 | 1687 | 256424 | 55369-6417 | USA | N30 | 835 | _MGM TRANSFORMER COMPANY | 90040 | HS25C3B2-D16 | 25KVA, 1PH, 240/480 Primary, 120/240 Secondary, Aluminum winding | PUR | 25KVA, 1PH, 240/480 Primary, 120/240 Secondary, Aluminum winding | EA | EA |  | FALSE |  | P | PPD | DAYTON
134748 | 1 | 57 | States | Dayton | Taylor Barrett | TRUE | 2026-07-14T00:00:00 | 2026-08-25T00:00:00 |  | 1 | 0 | 1 | 1687 | 256424 | 55369-6417 | USA | N30 | 835 | _MGM TRANSFORMER COMPANY | 90040 | HS25C3B2-D16 | 25KVA, 1PH, 240/480 Primary, 120/240 Secondary, Aluminum winding | PUR | 25KVA, 1PH, 240/480 Primary, 120/240 Secondary, Aluminum winding | EA | EA |  | FALSE |  | P | PPD | DAYTON
134748 | 1 | 58 | States | Dayton | Taylor Barrett | TRUE | 2026-07-14T00:00:00 | 2026-08-25T00:00:00 |  | 1 | 0 | 1 | 1687 | 256424 | 55369-6417 | USA | N30 | 835 | _MGM TRANSFORMER COMPANY | 90040 | HS25C3B2-D16 | 25KVA, 1PH, 240/480 Primary, 120/240 Secondary, Aluminum winding | PUR | 25KVA, 1PH, 240/480 Primary, 120/240 Secondary, Aluminum winding | EA | EA |  | FALSE |  | P | PPD | DAYTON
134748 | 1 | 59 | States | Dayton | Taylor Barrett | TRUE | 2026-07-14T00:00:00 | 2026-08-25T00:00:00 |  | 1 | 0 | 1 | 1687 | 256424 | 55369-6417 | USA | N30 | 835 | _MGM TRANSFORMER COMPANY | 90040 | HS25C3B2-D16 | 25KVA, 1PH, 240/480 Primary, 120/240 Secondary, Aluminum winding | PUR | 25KVA, 1PH, 240/480 Primary, 120/240 Secondary, Aluminum winding | EA | EA |  | FALSE |  | P | PPD | DAYTON
134748 | 1 | 60 | States | Dayton | Taylor Barrett | TRUE | 2026-07-14T00:00:00 | 2026-08-25T00:00:00 |  | 1 | 0 | 1 | 1687 | 256424 | 55369-6417 | USA | N30 | 835 | _MGM TRANSFORMER COMPANY | 90040 | HS25C3B2-D16 | 25KVA, 1PH, 240/480 Primary, 120/240 Secondary, Aluminum winding | PUR | 25KVA, 1PH, 240/480 Primary, 120/240 Secondary, Aluminum winding | EA | EA |  | FALSE |  | P | PPD | DAYTON
134748 | 1 | 61 | States | Dayton | Taylor Barrett | TRUE | 2026-07-14T00:00:00 | 2026-08-25T00:00:00 |  | 1 | 0 | 1 | 1687 | 256424 | 55369-6417 | USA | N30 | 835 | _MGM TRANSFORMER COMPANY | 90040 | HS25C3B2-D16 | 25KVA, 1PH, 240/480 Primary, 120/240 Secondary, Aluminum winding | PUR | 25KVA, 1PH, 240/480 Primary, 120/240 Secondary, Aluminum winding | EA | EA |  | FALSE |  | P | PPD | DAYTON
134748 | 1 | 62 | States | Dayton | Taylor Barrett | TRUE | 2026-07-14T00:00:00 | 2026-08-25T00:00:00 |  | 1 | 0 | 1 | 1687 | 256424 | 55369-6417 | USA | N30 | 835 | _MGM TRANSFORMER COMPANY | 90040 | HS25C3B2-D16 | 25KVA, 1PH, 240/480 Primary, 120/240 Secondary, Aluminum winding | PUR | 25KVA, 1PH, 240/480 Primary, 120/240 Secondary, Aluminum winding | EA | EA |  | FALSE |  | P | PPD | DAYTON
134748 | 1 | 63 | States | Dayton | Taylor Barrett | TRUE | 2026-07-14T00:00:00 | 2026-08-25T00:00:00 |  | 1 | 0 | 1 | 1687 | 256424 | 55369-6417 | USA | N30 | 835 | _MGM TRANSFORMER COMPANY | 90040 | HS25C3B2-D16 | 25KVA, 1PH, 240/480 Primary, 120/240 Secondary, Aluminum winding | PUR | 25KVA, 1PH, 240/480 Primary, 120/240 Secondary, Aluminum winding | EA | EA |  | FALSE |  | P | PPD | DAYTON
134748 | 1 | 64 | States | Dayton | Taylor Barrett | TRUE | 2026-07-14T00:00:00 | 2026-08-25T00:00:00 |  | 1 | 0 | 1 | 1687 | 256424 | 55369-6417 | USA | N30 | 835 | _MGM TRANSFORMER COMPANY | 90040 | HS25C3B2-D16 | 25KVA, 1PH, 240/480 Primary, 120/240 Secondary, Aluminum winding | PUR | 25KVA, 1PH, 240/480 Primary, 120/240 Secondary, Aluminum winding | EA | EA |  | FALSE |  | P | PPD | DAYTON
134748 | 1 | 65 | States | Dayton | Taylor Barrett | TRUE | 2026-07-14T00:00:00 | 2026-08-25T00:00:00 |  | 1 | 0 | 1 | 1687 | 256424 | 55369-6417 | USA | N30 | 835 | _MGM TRANSFORMER COMPANY | 90040 | HS25C3B2-D16 | 25KVA, 1PH, 240/480 Primary, 120/240 Secondary, Aluminum winding | PUR | 25KVA, 1PH, 240/480 Primary, 120/240 Secondary, Aluminum winding | EA | EA |  | FALSE |  | P | PPD | DAYTON
134748 | 1 | 66 | States | Dayton | Taylor Barrett | TRUE | 2026-07-14T00:00:00 | 2026-08-25T00:00:00 |  | 1 | 0 | 1 | 1687 | 256424 | 55369-6417 | USA | N30 | 835 | _MGM TRANSFORMER COMPANY | 90040 | HS25C3B2-D16 | 25KVA, 1PH, 240/480 Primary, 120/240 Secondary, Aluminum winding | PUR | 25KVA, 1PH, 240/480 Primary, 120/240 Secondary, Aluminum winding | EA | EA |  | FALSE |  | P | PPD | DAYTON
134748 | 1 | 67 | States | Dayton | Taylor Barrett | TRUE | 2026-07-14T00:00:00 | 2026-09-24T00:00:00 |  | 1 | 0 | 1 | 1687 | 256424 | 55369-6417 | USA | N30 | 835 | _MGM TRANSFORMER COMPANY | 90040 | HS25C3B2-D16 | 25KVA, 1PH, 240/480 Primary, 120/240 Secondary, Aluminum winding | PUR | 25KVA, 1PH, 240/480 Primary, 120/240 Secondary, Aluminum winding | EA | EA |  | FALSE |  | P | PPD | DAYTON
134748 | 1 | 68 | States | Dayton | Taylor Barrett | TRUE | 2026-07-14T00:00:00 | 2026-09-24T00:00:00 |  | 1 | 0 | 1 | 1687 | 256424 | 55369-6417 | USA | N30 | 835 | _MGM TRANSFORMER COMPANY | 90040 | HS25C3B2-D16 | 25KVA, 1PH, 240/480 Primary, 120/240 Secondary, Aluminum winding | PUR | 25KVA, 1PH, 240/480 Primary, 120/240 Secondary, Aluminum winding | EA | EA |  | FALSE |  | P | PPD | DAYTON
134748 | 1 | 69 | States | Dayton | Taylor Barrett | TRUE | 2026-07-14T00:00:00 | 2026-09-24T00:00:00 |  | 1 | 0 | 1 | 1687 | 256424 | 55369-6417 | USA | N30 | 835 | _MGM TRANSFORMER COMPANY | 90040 | HS25C3B2-D16 | 25KVA, 1PH, 240/480 Primary, 120/240 Secondary, Aluminum winding | PUR | 25KVA, 1PH, 240/480 Primary, 120/240 Secondary, Aluminum winding | EA | EA |  | FALSE |  | P | PPD | DAYTON
134748 | 1 | 70 | States | Dayton | Taylor Barrett | TRUE | 2026-07-14T00:00:00 | 2026-09-24T00:00:00 |  | 1 | 0 | 1 | 1687 | 256424 | 55369-6417 | USA | N30 | 835 | _MGM TRANSFORMER COMPANY | 90040 | HS25C3B2-D16 | 25KVA, 1PH, 240/480 Primary, 120/240 Secondary, Aluminum winding | PUR | 25KVA, 1PH, 240/480 Primary, 120/240 Secondary, Aluminum winding | EA | EA |  | FALSE |  | P | PPD | DAYTON
134748 | 1 | 71 | States | Dayton | Taylor Barrett | TRUE | 2026-07-14T00:00:00 | 2026-09-24T00:00:00 |  | 1 | 0 | 1 | 1687 | 256424 | 55369-6417 | USA | N30 | 835 | _MGM TRANSFORMER COMPANY | 90040 | HS25C3B2-D16 | 25KVA, 1PH, 240/480 Primary, 120/240 Secondary, Aluminum winding | PUR | 25KVA, 1PH, 240/480 Primary, 120/240 Secondary, Aluminum winding | EA | EA |  | FALSE |  | P | PPD | DAYTON
134748 | 1 | 72 | States | Dayton | Taylor Barrett | TRUE | 2026-07-14T00:00:00 | 2026-09-24T00:00:00 |  | 1 | 0 | 1 | 1687 | 256424 | 55369-6417 | USA | N30 | 835 | _MGM TRANSFORMER COMPANY | 90040 | HS25C3B2-D16 | 25KVA, 1PH, 240/480 Primary, 120/240 Secondary, Aluminum winding | PUR | 25KVA, 1PH, 240/480 Primary, 120/240 Secondary, Aluminum winding | EA | EA |  | FALSE |  | P | PPD | DAYTON
134748 | 1 | 73 | States | Dayton | Taylor Barrett | TRUE | 2026-07-14T00:00:00 | 2026-09-24T00:00:00 |  | 1 | 0 | 1 | 1687 | 256424 | 55369-6417 | USA | N30 | 835 | _MGM TRANSFORMER COMPANY | 90040 | HS25C3B2-D16 | 25KVA, 1PH, 240/480 Primary, 120/240 Secondary, Aluminum winding | PUR | 25KVA, 1PH, 240/480 Primary, 120/240 Secondary, Aluminum winding | EA | EA |  | FALSE |  | P | PPD | DAYTON
134748 | 1 | 74 | States | Dayton | Taylor Barrett | TRUE | 2026-07-14T00:00:00 | 2026-09-24T00:00:00 |  | 1 | 0 | 1 | 1687 | 256424 | 55369-6417 | USA | N30 | 835 | _MGM TRANSFORMER COMPANY | 90040 | HS25C3B2-D16 | 25KVA, 1PH, 240/480 Primary, 120/240 Secondary, Aluminum winding | PUR | 25KVA, 1PH, 240/480 Primary, 120/240 Secondary, Aluminum winding | EA | EA |  | FALSE |  | P | PPD | DAYTON
134748 | 1 | 75 | States | Dayton | Taylor Barrett | TRUE | 2026-07-14T00:00:00 | 2026-09-24T00:00:00 |  | 1 | 0 | 1 | 1687 | 256424 | 55369-6417 | USA | N30 | 835 | _MGM TRANSFORMER COMPANY | 90040 | HS25C3B2-D16 | 25KVA, 1PH, 240/480 Primary, 120/240 Secondary, Aluminum winding | PUR | 25KVA, 1PH, 240/480 Primary, 120/240 Secondary, Aluminum winding | EA | EA |  | FALSE |  | P | PPD | DAYTON
134748 | 1 | 76 | States | Dayton | Taylor Barrett | TRUE | 2026-07-14T00:00:00 | 2026-09-24T00:00:00 |  | 1 | 0 | 1 | 1687 | 256424 | 55369-6417 | USA | N30 | 835 | _MGM TRANSFORMER COMPANY | 90040 | HS25C3B2-D16 | 25KVA, 1PH, 240/480 Primary, 120/240 Secondary, Aluminum winding | PUR | 25KVA, 1PH, 240/480 Primary, 120/240 Secondary, Aluminum winding | EA | EA |  | FALSE |  | P | PPD | DAYTON
134748 | 1 | 77 | States | Dayton | Taylor Barrett | TRUE | 2026-07-14T00:00:00 | 2026-09-24T00:00:00 |  | 1 | 0 | 1 | 1687 | 256424 | 55369-6417 | USA | N30 | 835 | _MGM TRANSFORMER COMPANY | 90040 | HS25C3B2-D16 | 25KVA, 1PH, 240/480 Primary, 120/240 Secondary, Aluminum winding | PUR | 25KVA, 1PH, 240/480 Primary, 120/240 Secondary, Aluminum winding | EA | EA |  | FALSE |  | P | PPD | DAYTON
134748 | 1 | 78 | States | Dayton | Taylor Barrett | TRUE | 2026-07-14T00:00:00 | 2026-09-24T00:00:00 |  | 1 | 0 | 1 | 1687 | 256424 | 55369-6417 | USA | N30 | 835 | _MGM TRANSFORMER COMPANY | 90040 | HS25C3B2-D16 | 25KVA, 1PH, 240/480 Primary, 120/240 Secondary, Aluminum winding | PUR | 25KVA, 1PH, 240/480 Primary, 120/240 Secondary, Aluminum winding | EA | EA |  | FALSE |  | P | PPD | DAYTON
134748 | 1 | 79 | States | Dayton | Taylor Barrett | TRUE | 2026-07-14T00:00:00 | 2026-09-24T00:00:00 |  | 1 | 0 | 1 | 1687 | 256424 | 55369-6417 | USA | N30 | 835 | _MGM TRANSFORMER COMPANY | 90040 | HS25C3B2-D16 | 25KVA, 1PH, 240/480 Primary, 120/240 Secondary, Aluminum winding | PUR | 25KVA, 1PH, 240/480 Primary, 120/240 Secondary, Aluminum winding | EA | EA |  | FALSE |  | P | PPD | DAYTON
134748 | 1 | 80 | States | Dayton | Taylor Barrett | TRUE | 2026-07-14T00:00:00 | 2026-09-24T00:00:00 |  | 1 | 0 | 1 | 1687 | 256424 | 55369-6417 | USA | N30 | 835 | _MGM TRANSFORMER COMPANY | 90040 | HS25C3B2-D16 | 25KVA, 1PH, 240/480 Primary, 120/240 Secondary, Aluminum winding | PUR | 25KVA, 1PH, 240/480 Primary, 120/240 Secondary, Aluminum winding | EA | EA |  | FALSE |  | P | PPD | DAYTON
134748 | 1 | 81 | States | Dayton | Taylor Barrett | TRUE | 2026-07-14T00:00:00 | 2026-09-24T00:00:00 |  | 1 | 0 | 1 | 1687 | 256424 | 55369-6417 | USA | N30 | 835 | _MGM TRANSFORMER COMPANY | 90040 | HS25C3B2-D16 | 25KVA, 1PH, 240/480 Primary, 120/240 Secondary, Aluminum winding | PUR | 25KVA, 1PH, 240/480 Primary, 120/240 Secondary, Aluminum winding | EA | EA |  | FALSE |  | P | PPD | DAYTON
134748 | 1 | 82 | States | Dayton | Taylor Barrett | TRUE | 2026-07-14T00:00:00 | 2026-09-24T00:00:00 |  | 1 | 0 | 1 | 1687 | 256424 | 55369-6417 | USA | N30 | 835 | _MGM TRANSFORMER COMPANY | 90040 | HS25C3B2-D16 | 25KVA, 1PH, 240/480 Primary, 120/240 Secondary, Aluminum winding | PUR | 25KVA, 1PH, 240/480 Primary, 120/240 Secondary, Aluminum winding | EA | EA |  | FALSE |  | P | PPD | DAYTON
134748 | 1 | 83 | States | Dayton | Taylor Barrett | TRUE | 2026-07-14T00:00:00 | 2026-09-24T00:00:00 |  | 1 | 0 | 1 | 1687 | 256424 | 55369-6417 | USA | N30 | 835 | _MGM TRANSFORMER COMPANY | 90040 | HS25C3B2-D16 | 25KVA, 1PH, 240/480 Primary, 120/240 Secondary, Aluminum winding | PUR | 25KVA, 1PH, 240/480 Primary, 120/240 Secondary, Aluminum winding | EA | EA |  | FALSE |  | P | PPD | DAYTON
134748 | 1 | 84 | States | Dayton | Taylor Barrett | TRUE | 2026-07-14T00:00:00 | 2026-09-24T00:00:00 |  | 1 | 0 | 1 | 1687 | 256424 | 55369-6417 | USA | N30 | 835 | _MGM TRANSFORMER COMPANY | 90040 | HS25C3B2-D16 | 25KVA, 1PH, 240/480 Primary, 120/240 Secondary, Aluminum winding | PUR | 25KVA, 1PH, 240/480 Primary, 120/240 Secondary, Aluminum winding | EA | EA |  | FALSE |  | P | PPD | DAYTON
134748 | 1 | 85 | States | Dayton | Taylor Barrett | TRUE | 2026-07-14T00:00:00 | 2026-09-24T00:00:00 |  | 1 | 0 | 1 | 1687 | 256424 | 55369-6417 | USA | N30 | 835 | _MGM TRANSFORMER COMPANY | 90040 | HS25C3B2-D16 | 25KVA, 1PH, 240/480 Primary, 120/240 Secondary, Aluminum winding | PUR | 25KVA, 1PH, 240/480 Primary, 120/240 Secondary, Aluminum winding | EA | EA |  | FALSE |  | P | PPD | DAYTON
134748 | 1 | 86 | States | Dayton | Taylor Barrett | TRUE | 2026-07-14T00:00:00 | 2026-09-24T00:00:00 |  | 1 | 0 | 1 | 1687 | 256424 | 55369-6417 | USA | N30 | 835 | _MGM TRANSFORMER COMPANY | 90040 | HS25C3B2-D16 | 25KVA, 1PH, 240/480 Primary, 120/240 Secondary, Aluminum winding | PUR | 25KVA, 1PH, 240/480 Primary, 120/240 Secondary, Aluminum winding | EA | EA |  | FALSE |  | P | PPD | DAYTON
134748 | 1 | 87 | States | Dayton | Taylor Barrett | TRUE | 2026-07-14T00:00:00 | 2026-09-24T00:00:00 |  | 1 | 0 | 1 | 1687 | 256424 | 55369-6417 | USA | N30 | 835 | _MGM TRANSFORMER COMPANY | 90040 | HS25C3B2-D16 | 25KVA, 1PH, 240/480 Primary, 120/240 Secondary, Aluminum winding | PUR | 25KVA, 1PH, 240/480 Primary, 120/240 Secondary, Aluminum winding | EA | EA |  | FALSE |  | P | PPD | DAYTON
134748 | 1 | 88 | States | Dayton | Taylor Barrett | TRUE | 2026-07-14T00:00:00 | 2026-09-24T00:00:00 |  | 1 | 0 | 1 | 1687 | 256424 | 55369-6417 | USA | N30 | 835 | _MGM TRANSFORMER COMPANY | 90040 | HS25C3B2-D16 | 25KVA, 1PH, 240/480 Primary, 120/240 Secondary, Aluminum winding | PUR | 25KVA, 1PH, 240/480 Primary, 120/240 Secondary, Aluminum winding | EA | EA |  | FALSE |  | P | PPD | DAYTON
134748 | 1 | 89 | States | Dayton | Taylor Barrett | TRUE | 2026-07-14T00:00:00 | 2026-09-24T00:00:00 |  | 1 | 0 | 1 | 1687 | 256424 | 55369-6417 | USA | N30 | 835 | _MGM TRANSFORMER COMPANY | 90040 | HS25C3B2-D16 | 25KVA, 1PH, 240/480 Primary, 120/240 Secondary, Aluminum winding | PUR | 25KVA, 1PH, 240/480 Primary, 120/240 Secondary, Aluminum winding | EA | EA |  | FALSE |  | P | PPD | DAYTON
134748 | 1 | 90 | States | Dayton | Taylor Barrett | TRUE | 2026-07-14T00:00:00 | 2026-09-24T00:00:00 |  | 1 | 0 | 1 | 1687 | 256424 | 55369-6417 | USA | N30 | 835 | _MGM TRANSFORMER COMPANY | 90040 | HS25C3B2-D16 | 25KVA, 1PH, 240/480 Primary, 120/240 Secondary, Aluminum winding | PUR | 25KVA, 1PH, 240/480 Primary, 120/240 Secondary, Aluminum winding | EA | EA |  | FALSE |  | P | PPD | DAYTON
134748 | 1 | 91 | States | Dayton | Taylor Barrett | TRUE | 2026-07-14T00:00:00 | 2026-09-24T00:00:00 |  | 1 | 0 | 1 | 1687 | 256424 | 55369-6417 | USA | N30 | 835 | _MGM TRANSFORMER COMPANY | 90040 | HS25C3B2-D16 | 25KVA, 1PH, 240/480 Primary, 120/240 Secondary, Aluminum winding | PUR | 25KVA, 1PH, 240/480 Primary, 120/240 Secondary, Aluminum winding | EA | EA |  | FALSE |  | P | PPD | DAYTON
134748 | 1 | 92 | States | Dayton | Taylor Barrett | TRUE | 2026-07-14T00:00:00 | 2026-09-24T00:00:00 |  | 1 | 0 | 1 | 1687 | 256424 | 55369-6417 | USA | N30 | 835 | _MGM TRANSFORMER COMPANY | 90040 | HS25C3B2-D16 | 25KVA, 1PH, 240/480 Primary, 120/240 Secondary, Aluminum winding | PUR | 25KVA, 1PH, 240/480 Primary, 120/240 Secondary, Aluminum winding | EA | EA |  | FALSE |  | P | PPD | DAYTON
134748 | 1 | 93 | States | Dayton | Taylor Barrett | TRUE | 2026-07-14T00:00:00 | 2026-09-24T00:00:00 |  | 1 | 0 | 1 | 1687 | 256424 | 55369-6417 | USA | N30 | 835 | _MGM TRANSFORMER COMPANY | 90040 | HS25C3B2-D16 | 25KVA, 1PH, 240/480 Primary, 120/240 Secondary, Aluminum winding | PUR | 25KVA, 1PH, 240/480 Primary, 120/240 Secondary, Aluminum winding | EA | EA |  | FALSE |  | P | PPD | DAYTON
134748 | 1 | 94 | States | Dayton | Taylor Barrett | TRUE | 2026-07-14T00:00:00 | 2026-09-24T00:00:00 |  | 1 | 0 | 1 | 1687 | 256424 | 55369-6417 | USA | N30 | 835 | _MGM TRANSFORMER COMPANY | 90040 | HS25C3B2-D16 | 25KVA, 1PH, 240/480 Primary, 120/240 Secondary, Aluminum winding | PUR | 25KVA, 1PH, 240/480 Primary, 120/240 Secondary, Aluminum winding | EA | EA |  | FALSE |  | P | PPD | DAYTON
134748 | 1 | 95 | States | Dayton | Taylor Barrett | TRUE | 2026-07-14T00:00:00 | 2026-10-26T00:00:00 |  | 1 | 0 | 1 | 1687 | 256424 | 55369-6417 | USA | N30 | 835 | _MGM TRANSFORMER COMPANY | 90040 | HS25C3B2-D16 | 25KVA, 1PH, 240/480 Primary, 120/240 Secondary, Aluminum winding | PUR | 25KVA, 1PH, 240/480 Primary, 120/240 Secondary, Aluminum winding | EA | EA |  | FALSE |  | P | PPD | DAYTON
134748 | 1 | 96 | States | Dayton | Taylor Barrett | TRUE | 2026-07-14T00:00:00 | 2026-10-26T00:00:00 |  | 1 | 0 | 1 | 1687 | 256424 | 55369-6417 | USA | N30 | 835 | _MGM TRANSFORMER COMPANY | 90040 | HS25C3B2-D16 | 25KVA, 1PH, 240/480 Primary, 120/240 Secondary, Aluminum winding | PUR | 25KVA, 1PH, 240/480 Primary, 120/240 Secondary, Aluminum winding | EA | EA |  | FALSE |  | P | PPD | DAYTON
134748 | 1 | 97 | States | Dayton | Taylor Barrett | TRUE | 2026-07-14T00:00:00 | 2026-10-26T00:00:00 |  | 1 | 0 | 1 | 1687 | 256424 | 55369-6417 | USA | N30 | 835 | _MGM TRANSFORMER COMPANY | 90040 | HS25C3B2-D16 | 25KVA, 1PH, 240/480 Primary, 120/240 Secondary, Aluminum winding | PUR | 25KVA, 1PH, 240/480 Primary, 120/240 Secondary, Aluminum winding | EA | EA |  | FALSE |  | P | PPD | DAYTON
134748 | 1 | 98 | States | Dayton | Taylor Barrett | TRUE | 2026-07-14T00:00:00 | 2026-10-26T00:00:00 |  | 1 | 0 | 1 | 1687 | 256424 | 55369-6417 | USA | N30 | 835 | _MGM TRANSFORMER COMPANY | 90040 | HS25C3B2-D16 | 25KVA, 1PH, 240/480 Primary, 120/240 Secondary, Aluminum winding | PUR | 25KVA, 1PH, 240/480 Primary, 120/240 Secondary, Aluminum winding | EA | EA |  | FALSE |  | P | PPD | DAYTON
134748 | 1 | 99 | States | Dayton | Taylor Barrett | TRUE | 2026-07-14T00:00:00 | 2026-10-26T00:00:00 |  | 1 | 0 | 1 | 1687 | 256424 | 55369-6417 | USA | N30 | 835 | _MGM TRANSFORMER COMPANY | 90040 | HS25C3B2-D16 | 25KVA, 1PH, 240/480 Primary, 120/240 Secondary, Aluminum winding | PUR | 25KVA, 1PH, 240/480 Primary, 120/240 Secondary, Aluminum winding | EA | EA |  | FALSE |  | P | PPD | DAYTON
134748 | 1 | 100 | States | Dayton | Taylor Barrett | TRUE | 2026-07-14T00:00:00 | 2026-10-26T00:00:00 |  | 1 | 0 | 1 | 1687 | 256424 | 55369-6417 | USA | N30 | 835 | _MGM TRANSFORMER COMPANY | 90040 | HS25C3B2-D16 | 25KVA, 1PH, 240/480 Primary, 120/240 Secondary, Aluminum winding | PUR | 25KVA, 1PH, 240/480 Primary, 120/240 Secondary, Aluminum winding | EA | EA |  | FALSE |  | P | PPD | DAYTON
134748 | 1 | 101 | States | Dayton | Taylor Barrett | TRUE | 2026-07-14T00:00:00 | 2026-10-26T00:00:00 |  | 1 | 0 | 1 | 1687 | 256424 | 55369-6417 | USA | N30 | 835 | _MGM TRANSFORMER COMPANY | 90040 | HS25C3B2-D16 | 25KVA, 1PH, 240/480 Primary, 120/240 Secondary, Aluminum winding | PUR | 25KVA, 1PH, 240/480 Primary, 120/240 Secondary, Aluminum winding | EA | EA |  | FALSE |  | P | PPD | DAYTON
134748 | 1 | 102 | States | Dayton | Taylor Barrett | TRUE | 2026-07-14T00:00:00 | 2026-10-26T00:00:00 |  | 1 | 0 | 1 | 1687 | 256424 | 55369-6417 | USA | N30 | 835 | _MGM TRANSFORMER COMPANY | 90040 | HS25C3B2-D16 | 25KVA, 1PH, 240/480 Primary, 120/240 Secondary, Aluminum winding | PUR | 25KVA, 1PH, 240/480 Primary, 120/240 Secondary, Aluminum winding | EA | EA |  | FALSE |  | P | PPD | DAYTON
134748 | 1 | 103 | States | Dayton | Taylor Barrett | TRUE | 2026-07-14T00:00:00 | 2026-10-26T00:00:00 |  | 1 | 0 | 1 | 1687 | 256424 | 55369-6417 | USA | N30 | 835 | _MGM TRANSFORMER COMPANY | 90040 | HS25C3B2-D16 | 25KVA, 1PH, 240/480 Primary, 120/240 Secondary, Aluminum winding | PUR | 25KVA, 1PH, 240/480 Primary, 120/240 Secondary, Aluminum winding | EA | EA |  | FALSE |  | P | PPD | DAYTON
134748 | 1 | 104 | States | Dayton | Taylor Barrett | TRUE | 2026-07-14T00:00:00 | 2026-10-26T00:00:00 |  | 1 | 0 | 1 | 1687 | 256424 | 55369-6417 | USA | N30 | 835 | _MGM TRANSFORMER COMPANY | 90040 | HS25C3B2-D16 | 25KVA, 1PH, 240/480 Primary, 120/240 Secondary, Aluminum winding | PUR | 25KVA, 1PH, 240/480 Primary, 120/240 Secondary, Aluminum winding | EA | EA |  | FALSE |  | P | PPD | DAYTON
134748 | 1 | 105 | States | Dayton | Taylor Barrett | TRUE | 2026-07-14T00:00:00 | 2026-10-26T00:00:00 |  | 1 | 0 | 1 | 1687 | 256424 | 55369-6417 | USA | N30 | 835 | _MGM TRANSFORMER COMPANY | 90040 | HS25C3B2-D16 | 25KVA, 1PH, 240/480 Primary, 120/240 Secondary, Aluminum winding | PUR | 25KVA, 1PH, 240/480 Primary, 120/240 Secondary, Aluminum winding | EA | EA |  | FALSE |  | P | PPD | DAYTON
134748 | 1 | 106 | States | Dayton | Taylor Barrett | TRUE | 2026-07-14T00:00:00 | 2026-10-26T00:00:00 |  | 1 | 0 | 1 | 1687 | 256424 | 55369-6417 | USA | N30 | 835 | _MGM TRANSFORMER COMPANY | 90040 | HS25C3B2-D16 | 25KVA, 1PH, 240/480 Primary, 120/240 Secondary, Aluminum winding | PUR | 25KVA, 1PH, 240/480 Primary, 120/240 Secondary, Aluminum winding | EA | EA |  | FALSE |  | P | PPD | DAYTON
134748 | 1 | 107 | States | Dayton | Taylor Barrett | TRUE | 2026-07-14T00:00:00 | 2026-10-26T00:00:00 |  | 1 | 0 | 1 | 1687 | 256424 | 55369-6417 | USA | N30 | 835 | _MGM TRANSFORMER COMPANY | 90040 | HS25C3B2-D16 | 25KVA, 1PH, 240/480 Primary, 120/240 Secondary, Aluminum winding | PUR | 25KVA, 1PH, 240/480 Primary, 120/240 Secondary, Aluminum winding | EA | EA |  | FALSE |  | P | PPD | DAYTON
134748 | 1 | 108 | States | Dayton | Taylor Barrett | TRUE | 2026-07-14T00:00:00 | 2026-10-26T00:00:00 |  | 1 | 0 | 1 | 1687 | 256424 | 55369-6417 | USA | N30 | 835 | _MGM TRANSFORMER COMPANY | 90040 | HS25C3B2-D16 | 25KVA, 1PH, 240/480 Primary, 120/240 Secondary, Aluminum winding | PUR | 25KVA, 1PH, 240/480 Primary, 120/240 Secondary, Aluminum winding | EA | EA |  | FALSE |  | P | PPD | DAYTON
134748 | 1 | 109 | States | Dayton | Taylor Barrett | TRUE | 2026-07-14T00:00:00 | 2026-10-26T00:00:00 |  | 1 | 0 | 1 | 1687 | 256424 | 55369-6417 | USA | N30 | 835 | _MGM TRANSFORMER COMPANY | 90040 | HS25C3B2-D16 | 25KVA, 1PH, 240/480 Primary, 120/240 Secondary, Aluminum winding | PUR | 25KVA, 1PH, 240/480 Primary, 120/240 Secondary, Aluminum winding | EA | EA |  | FALSE |  | P | PPD | DAYTON
134748 | 1 | 110 | States | Dayton | Taylor Barrett | TRUE | 2026-07-14T00:00:00 | 2026-10-26T00:00:00 |  | 1 | 0 | 1 | 1687 | 256424 | 55369-6417 | USA | N30 | 835 | _MGM TRANSFORMER COMPANY | 90040 | HS25C3B2-D16 | 25KVA, 1PH, 240/480 Primary, 120/240 Secondary, Aluminum winding | PUR | 25KVA, 1PH, 240/480 Primary, 120/240 Secondary, Aluminum winding | EA | EA |  | FALSE |  | P | PPD | DAYTON
134748 | 1 | 111 | States | Dayton | Taylor Barrett | TRUE | 2026-07-14T00:00:00 | 2026-10-26T00:00:00 |  | 1 | 0 | 1 | 1687 | 256424 | 55369-6417 | USA | N30 | 835 | _MGM TRANSFORMER COMPANY | 90040 | HS25C3B2-D16 | 25KVA, 1PH, 240/480 Primary, 120/240 Secondary, Aluminum winding | PUR | 25KVA, 1PH, 240/480 Primary, 120/240 Secondary, Aluminum winding | EA | EA |  | FALSE |  | P | PPD | DAYTON
134748 | 1 | 112 | States | Dayton | Taylor Barrett | TRUE | 2026-07-14T00:00:00 | 2026-10-26T00:00:00 |  | 1 | 0 | 1 | 1687 | 256424 | 55369-6417 | USA | N30 | 835 | _MGM TRANSFORMER COMPANY | 90040 | HS25C3B2-D16 | 25KVA, 1PH, 240/480 Primary, 120/240 Secondary, Aluminum winding | PUR | 25KVA, 1PH, 240/480 Primary, 120/240 Secondary, Aluminum winding | EA | EA |  | FALSE |  | P | PPD | DAYTON
134748 | 1 | 113 | States | Dayton | Taylor Barrett | TRUE | 2026-07-14T00:00:00 | 2026-10-26T00:00:00 |  | 1 | 0 | 1 | 1687 | 256424 | 55369-6417 | USA | N30 | 835 | _MGM TRANSFORMER COMPANY | 90040 | HS25C3B2-D16 | 25KVA, 1PH, 240/480 Primary, 120/240 Secondary, Aluminum winding | PUR | 25KVA, 1PH, 240/480 Primary, 120/240 Secondary, Aluminum winding | EA | EA |  | FALSE |  | P | PPD | DAYTON
134748 | 1 | 114 | States | Dayton | Taylor Barrett | TRUE | 2026-07-14T00:00:00 | 2026-10-26T00:00:00 |  | 1 | 0 | 1 | 1687 | 256424 | 55369-6417 | USA | N30 | 835 | _MGM TRANSFORMER COMPANY | 90040 | HS25C3B2-D16 | 25KVA, 1PH, 240/480 Primary, 120/240 Secondary, Aluminum winding | PUR | 25KVA, 1PH, 240/480 Primary, 120/240 Secondary, Aluminum winding | EA | EA |  | FALSE |  | P | PPD | DAYTON
134748 | 1 | 115 | States | Dayton | Taylor Barrett | TRUE | 2026-07-14T00:00:00 | 2026-10-26T00:00:00 |  | 1 | 0 | 1 | 1687 | 256424 | 55369-6417 | USA | N30 | 835 | _MGM TRANSFORMER COMPANY | 90040 | HS25C3B2-D16 | 25KVA, 1PH, 240/480 Primary, 120/240 Secondary, Aluminum winding | PUR | 25KVA, 1PH, 240/480 Primary, 120/240 Secondary, Aluminum winding | EA | EA |  | FALSE |  | P | PPD | DAYTON
134748 | 1 | 116 | States | Dayton | Taylor Barrett | TRUE | 2026-07-14T00:00:00 | 2026-10-26T00:00:00 |  | 1 | 0 | 1 | 1687 | 256424 | 55369-6417 | USA | N30 | 835 | _MGM TRANSFORMER COMPANY | 90040 | HS25C3B2-D16 | 25KVA, 1PH, 240/480 Primary, 120/240 Secondary, Aluminum winding | PUR | 25KVA, 1PH, 240/480 Primary, 120/240 Secondary, Aluminum winding | EA | EA |  | FALSE |  | P | PPD | DAYTON
134748 | 1 | 117 | States | Dayton | Taylor Barrett | TRUE | 2026-07-14T00:00:00 | 2026-10-26T00:00:00 |  | 1 | 0 | 1 | 1687 | 256424 | 55369-6417 | USA | N30 | 835 | _MGM TRANSFORMER COMPANY | 90040 | HS25C3B2-D16 | 25KVA, 1PH, 240/480 Primary, 120/240 Secondary, Aluminum winding | PUR | 25KVA, 1PH, 240/480 Primary, 120/240 Secondary, Aluminum winding | EA | EA |  | FALSE |  | P | PPD | DAYTON
134748 | 1 | 118 | States | Dayton | Taylor Barrett | TRUE | 2026-07-14T00:00:00 | 2026-10-26T00:00:00 |  | 1 | 0 | 1 | 1687 | 256424 | 55369-6417 | USA | N30 | 835 | _MGM TRANSFORMER COMPANY | 90040 | HS25C3B2-D16 | 25KVA, 1PH, 240/480 Primary, 120/240 Secondary, Aluminum winding | PUR | 25KVA, 1PH, 240/480 Primary, 120/240 Secondary, Aluminum winding | EA | EA |  | FALSE |  | P | PPD | DAYTON
134748 | 1 | 119 | States | Dayton | Taylor Barrett | TRUE | 2026-07-14T00:00:00 | 2026-10-26T00:00:00 |  | 1 | 0 | 1 | 1687 | 256424 | 55369-6417 | USA | N30 | 835 | _MGM TRANSFORMER COMPANY | 90040 | HS25C3B2-D16 | 25KVA, 1PH, 240/480 Primary, 120/240 Secondary, Aluminum winding | PUR | 25KVA, 1PH, 240/480 Primary, 120/240 Secondary, Aluminum winding | EA | EA |  | FALSE |  | P | PPD | DAYTON
134748 | 1 | 120 | States | Dayton | Taylor Barrett | TRUE | 2026-07-14T00:00:00 | 2026-10-26T00:00:00 |  | 1 | 0 | 1 | 1687 | 256424 | 55369-6417 | USA | N30 | 835 | _MGM TRANSFORMER COMPANY | 90040 | HS25C3B2-D16 | 25KVA, 1PH, 240/480 Primary, 120/240 Secondary, Aluminum winding | PUR | 25KVA, 1PH, 240/480 Primary, 120/240 Secondary, Aluminum winding | EA | EA |  | FALSE |  | P | PPD | DAYTON
134748 | 1 | 121 | States | Dayton | Taylor Barrett | TRUE | 2026-07-14T00:00:00 | 2026-10-26T00:00:00 |  | 1 | 0 | 1 | 1687 | 256424 | 55369-6417 | USA | N30 | 835 | _MGM TRANSFORMER COMPANY | 90040 | HS25C3B2-D16 | 25KVA, 1PH, 240/480 Primary, 120/240 Secondary, Aluminum winding | PUR | 25KVA, 1PH, 240/480 Primary, 120/240 Secondary, Aluminum winding | EA | EA |  | FALSE |  | P | PPD | DAYTON
134748 | 1 | 122 | States | Dayton | Taylor Barrett | TRUE | 2026-07-14T00:00:00 | 2026-10-26T00:00:00 |  | 1 | 0 | 1 | 1687 | 256424 | 55369-6417 | USA | N30 | 835 | _MGM TRANSFORMER COMPANY | 90040 | HS25C3B2-D16 | 25KVA, 1PH, 240/480 Primary, 120/240 Secondary, Aluminum winding | PUR | 25KVA, 1PH, 240/480 Primary, 120/240 Secondary, Aluminum winding | EA | EA |  | FALSE |  | P | PPD | DAYTON
134748 | 1 | 123 | States | Dayton | Taylor Barrett | TRUE | 2026-07-14T00:00:00 | 2026-10-26T00:00:00 |  | 1 | 0 | 1 | 1687 | 256424 | 55369-6417 | USA | N30 | 835 | _MGM TRANSFORMER COMPANY | 90040 | HS25C3B2-D16 | 25KVA, 1PH, 240/480 Primary, 120/240 Secondary, Aluminum winding | PUR | 25KVA, 1PH, 240/480 Primary, 120/240 Secondary, Aluminum winding | EA | EA |  | FALSE |  | P | PPD | DAYTON
134748 | 1 | 124 | States | Dayton | Taylor Barrett | TRUE | 2026-07-14T00:00:00 | 2026-10-26T00:00:00 |  | 1 | 0 | 1 | 1687 | 256424 | 55369-6417 | USA | N30 | 835 | _MGM TRANSFORMER COMPANY | 90040 | HS25C3B2-D16 | 25KVA, 1PH, 240/480 Primary, 120/240 Secondary, Aluminum winding | PUR | 25KVA, 1PH, 240/480 Primary, 120/240 Secondary, Aluminum winding | EA | EA |  | FALSE |  | P | PPD | DAYTON
134748 | 1 | 125 | States | Dayton | Taylor Barrett | TRUE | 2026-07-14T00:00:00 | 2026-10-26T00:00:00 |  | 1 | 0 | 1 | 1687 | 256424 | 55369-6417 | USA | N30 | 835 | _MGM TRANSFORMER COMPANY | 90040 | HS25C3B2-D16 | 25KVA, 1PH, 240/480 Primary, 120/240 Secondary, Aluminum winding | PUR | 25KVA, 1PH, 240/480 Primary, 120/240 Secondary, Aluminum winding | EA | EA |  | FALSE |  | P | PPD | DAYTON
134748 | 1 | 126 | States | Dayton | Taylor Barrett | TRUE | 2026-07-14T00:00:00 | 2026-10-26T00:00:00 |  | 1 | 0 | 1 | 1687 | 256424 | 55369-6417 | USA | N30 | 835 | _MGM TRANSFORMER COMPANY | 90040 | HS25C3B2-D16 | 25KVA, 1PH, 240/480 Primary, 120/240 Secondary, Aluminum winding | PUR | 25KVA, 1PH, 240/480 Primary, 120/240 Secondary, Aluminum winding | EA | EA |  | FALSE |  | P | PPD | DAYTON
134748 | 1 | 127 | States | Dayton | Taylor Barrett | TRUE | 2026-07-14T00:00:00 | 2026-10-26T00:00:00 |  | 1 | 0 | 1 | 1687 | 256424 | 55369-6417 | USA | N30 | 835 | _MGM TRANSFORMER COMPANY | 90040 | HS25C3B2-D16 | 25KVA, 1PH, 240/480 Primary, 120/240 Secondary, Aluminum winding | PUR | 25KVA, 1PH, 240/480 Primary, 120/240 Secondary, Aluminum winding | EA | EA |  | FALSE |  | P | PPD | DAYTON
134748 | 1 | 128 | States | Dayton | Taylor Barrett | TRUE | 2026-07-14T00:00:00 | 2026-10-26T00:00:00 |  | 1 | 0 | 1 | 1687 | 256424 | 55369-6417 | USA | N30 | 835 | _MGM TRANSFORMER COMPANY | 90040 | HS25C3B2-D16 | 25KVA, 1PH, 240/480 Primary, 120/240 Secondary, Aluminum winding | PUR | 25KVA, 1PH, 240/480 Primary, 120/240 Secondary, Aluminum winding | EA | EA |  | FALSE |  | P | PPD | DAYTON
134748 | 1 | 129 | States | Dayton | Taylor Barrett | TRUE | 2026-07-14T00:00:00 | 2026-10-26T00:00:00 |  | 1 | 0 | 1 | 1687 | 256424 | 55369-6417 | USA | N30 | 835 | _MGM TRANSFORMER COMPANY | 90040 | HS25C3B2-D16 | 25KVA, 1PH, 240/480 Primary, 120/240 Secondary, Aluminum winding | PUR | 25KVA, 1PH, 240/480 Primary, 120/240 Secondary, Aluminum winding | EA | EA |  | FALSE |  | P | PPD | DAYTON
134748 | 1 | 130 | States | Dayton | Taylor Barrett | TRUE | 2026-07-14T00:00:00 | 2026-10-26T00:00:00 |  | 1 | 0 | 1 | 1687 | 256424 | 55369-6417 | USA | N30 | 835 | _MGM TRANSFORMER COMPANY | 90040 | HS25C3B2-D16 | 25KVA, 1PH, 240/480 Primary, 120/240 Secondary, Aluminum winding | PUR | 25KVA, 1PH, 240/480 Primary, 120/240 Secondary, Aluminum winding | EA | EA |  | FALSE |  | P | PPD | DAYTON
134748 | 1 | 131 | States | Dayton | Taylor Barrett | TRUE | 2026-07-14T00:00:00 | 2026-10-26T00:00:00 |  | 1 | 0 | 1 | 1687 | 256424 | 55369-6417 | USA | N30 | 835 | _MGM TRANSFORMER COMPANY | 90040 | HS25C3B2-D16 | 25KVA, 1PH, 240/480 Primary, 120/240 Secondary, Aluminum winding | PUR | 25KVA, 1PH, 240/480 Primary, 120/240 Secondary, Aluminum winding | EA | EA |  | FALSE |  | P | PPD | DAYTON
134748 | 1 | 132 | States | Dayton | Taylor Barrett | TRUE | 2026-07-14T00:00:00 | 2026-10-26T00:00:00 |  | 1 | 0 | 1 | 1687 | 256424 | 55369-6417 | USA | N30 | 835 | _MGM TRANSFORMER COMPANY | 90040 | HS25C3B2-D16 | 25KVA, 1PH, 240/480 Primary, 120/240 Secondary, Aluminum winding | PUR | 25KVA, 1PH, 240/480 Primary, 120/240 Secondary, Aluminum winding | EA | EA |  | FALSE |  | P | PPD | DAYTON
134748 | 1 | 133 | States | Dayton | Taylor Barrett | TRUE | 2026-07-14T00:00:00 | 2026-10-26T00:00:00 |  | 1 | 0 | 1 | 1687 | 256424 | 55369-6417 | USA | N30 | 835 | _MGM TRANSFORMER COMPANY | 90040 | HS25C3B2-D16 | 25KVA, 1PH, 240/480 Primary, 120/240 Secondary, Aluminum winding | PUR | 25KVA, 1PH, 240/480 Primary, 120/240 Secondary, Aluminum winding | EA | EA |  | FALSE |  | P | PPD | DAYTON
134748 | 1 | 134 | States | Dayton | Taylor Barrett | TRUE | 2026-07-14T00:00:00 | 2026-10-26T00:00:00 |  | 1 | 0 | 1 | 1687 | 256424 | 55369-6417 | USA | N30 | 835 | _MGM TRANSFORMER COMPANY | 90040 | HS25C3B2-D16 | 25KVA, 1PH, 240/480 Primary, 120/240 Secondary, Aluminum winding | PUR | 25KVA, 1PH, 240/480 Primary, 120/240 Secondary, Aluminum winding | EA | EA |  | FALSE |  | P | PPD | DAYTON
134748 | 1 | 135 | States | Dayton | Taylor Barrett | TRUE | 2026-07-14T00:00:00 | 2026-10-26T00:00:00 |  | 1 | 0 | 1 | 1687 | 256424 | 55369-6417 | USA | N30 | 835 | _MGM TRANSFORMER COMPANY | 90040 | HS25C3B2-D16 | 25KVA, 1PH, 240/480 Primary, 120/240 Secondary, Aluminum winding | PUR | 25KVA, 1PH, 240/480 Primary, 120/240 Secondary, Aluminum winding | EA | EA |  | FALSE |  | P | PPD | DAYTON
134748 | 1 | 136 | States | Dayton | Taylor Barrett | TRUE | 2026-07-14T00:00:00 | 2026-10-26T00:00:00 |  | 1 | 0 | 1 | 1687 | 256424 | 55369-6417 | USA | N30 | 835 | _MGM TRANSFORMER COMPANY | 90040 | HS25C3B2-D16 | 25KVA, 1PH, 240/480 Primary, 120/240 Secondary, Aluminum winding | PUR | 25KVA, 1PH, 240/480 Primary, 120/240 Secondary, Aluminum winding | EA | EA |  | FALSE |  | P | PPD | DAYTON
134748 | 1 | 137 | States | Dayton | Taylor Barrett | TRUE | 2026-07-14T00:00:00 | 2026-10-26T00:00:00 |  | 1 | 0 | 1 | 1687 | 256424 | 55369-6417 | USA | N30 | 835 | _MGM TRANSFORMER COMPANY | 90040 | HS25C3B2-D16 | 25KVA, 1PH, 240/480 Primary, 120/240 Secondary, Aluminum winding | PUR | 25KVA, 1PH, 240/480 Primary, 120/240 Secondary, Aluminum winding | EA | EA |  | FALSE |  | P | PPD | DAYTON
134748 | 1 | 138 | States | Dayton | Taylor Barrett | TRUE | 2026-07-14T00:00:00 | 2026-10-26T00:00:00 |  | 1 | 0 | 1 | 1687 | 256424 | 55369-6417 | USA | N30 | 835 | _MGM TRANSFORMER COMPANY | 90040 | HS25C3B2-D16 | 25KVA, 1PH, 240/480 Primary, 120/240 Secondary, Aluminum winding | PUR | 25KVA, 1PH, 240/480 Primary, 120/240 Secondary, Aluminum winding | EA | EA |  | FALSE |  | P | PPD | DAYTON
134748 | 1 | 139 | States | Dayton | Taylor Barrett | TRUE | 2026-07-14T00:00:00 | 2026-10-26T00:00:00 |  | 1 | 0 | 1 | 1687 | 256424 | 55369-6417 | USA | N30 | 835 | _MGM TRANSFORMER COMPANY | 90040 | HS25C3B2-D16 | 25KVA, 1PH, 240/480 Primary, 120/240 Secondary, Aluminum winding | PUR | 25KVA, 1PH, 240/480 Primary, 120/240 Secondary, Aluminum winding | EA | EA |  | FALSE |  | P | PPD | DAYTON
134748 | 1 | 140 | States | Dayton | Taylor Barrett | TRUE | 2026-07-14T00:00:00 | 2026-11-20T00:00:00 |  | 1 | 0 | 1 | 1687 | 256424 | 55369-6417 | USA | N30 | 835 | _MGM TRANSFORMER COMPANY | 90040 | HS25C3B2-D16 | 25KVA, 1PH, 240/480 Primary, 120/240 Secondary, Aluminum winding | PUR | 25KVA, 1PH, 240/480 Primary, 120/240 Secondary, Aluminum winding | EA | EA |  | FALSE |  | P | PPD | DAYTON
134748 | 1 | 141 | States | Dayton | Taylor Barrett | TRUE | 2026-07-14T00:00:00 | 2026-11-20T00:00:00 |  | 1 | 0 | 1 | 1687 | 256424 | 55369-6417 | USA | N30 | 835 | _MGM TRANSFORMER COMPANY | 90040 | HS25C3B2-D16 | 25KVA, 1PH, 240/480 Primary, 120/240 Secondary, Aluminum winding | PUR | 25KVA, 1PH, 240/480 Primary, 120/240 Secondary, Aluminum winding | EA | EA |  | FALSE |  | P | PPD | DAYTON
134748 | 1 | 142 | States | Dayton | Taylor Barrett | TRUE | 2026-07-14T00:00:00 | 2026-11-20T00:00:00 |  | 1 | 0 | 1 | 1687 | 256424 | 55369-6417 | USA | N30 | 835 | _MGM TRANSFORMER COMPANY | 90040 | HS25C3B2-D16 | 25KVA, 1PH, 240/480 Primary, 120/240 Secondary, Aluminum winding | PUR | 25KVA, 1PH, 240/480 Primary, 120/240 Secondary, Aluminum winding | EA | EA |  | FALSE |  | P | PPD | DAYTON
134748 | 1 | 143 | States | Dayton | Taylor Barrett | TRUE | 2026-07-14T00:00:00 | 2026-11-20T00:00:00 |  | 1 | 0 | 1 | 1687 | 256424 | 55369-6417 | USA | N30 | 835 | _MGM TRANSFORMER COMPANY | 90040 | HS25C3B2-D16 | 25KVA, 1PH, 240/480 Primary, 120/240 Secondary, Aluminum winding | PUR | 25KVA, 1PH, 240/480 Primary, 120/240 Secondary, Aluminum winding | EA | EA |  | FALSE |  | P | PPD | DAYTON
134748 | 1 | 144 | States | Dayton | Taylor Barrett | TRUE | 2026-07-14T00:00:00 | 2026-11-20T00:00:00 |  | 1 | 0 | 1 | 1687 | 256424 | 55369-6417 | USA | N30 | 835 | _MGM TRANSFORMER COMPANY | 90040 | HS25C3B2-D16 | 25KVA, 1PH, 240/480 Primary, 120/240 Secondary, Aluminum winding | PUR | 25KVA, 1PH, 240/480 Primary, 120/240 Secondary, Aluminum winding | EA | EA |  | FALSE |  | P | PPD | DAYTON
134748 | 1 | 145 | States | Dayton | Taylor Barrett | TRUE | 2026-07-14T00:00:00 | 2026-11-20T00:00:00 |  | 1 | 0 | 1 | 1687 | 256424 | 55369-6417 | USA | N30 | 835 | _MGM TRANSFORMER COMPANY | 90040 | HS25C3B2-D16 | 25KVA, 1PH, 240/480 Primary, 120/240 Secondary, Aluminum winding | PUR | 25KVA, 1PH, 240/480 Primary, 120/240 Secondary, Aluminum winding | EA | EA |  | FALSE |  | P | PPD | DAYTON
134748 | 1 | 146 | States | Dayton | Taylor Barrett | TRUE | 2026-07-14T00:00:00 | 2026-11-20T00:00:00 |  | 1 | 0 | 1 | 1687 | 256424 | 55369-6417 | USA | N30 | 835 | _MGM TRANSFORMER COMPANY | 90040 | HS25C3B2-D16 | 25KVA, 1PH, 240/480 Primary, 120/240 Secondary, Aluminum winding | PUR | 25KVA, 1PH, 240/480 Primary, 120/240 Secondary, Aluminum winding | EA | EA |  | FALSE |  | P | PPD | DAYTON
134748 | 1 | 147 | States | Dayton | Taylor Barrett | TRUE | 2026-07-14T00:00:00 | 2026-11-20T00:00:00 |  | 1 | 0 | 1 | 1687 | 256424 | 55369-6417 | USA | N30 | 835 | _MGM TRANSFORMER COMPANY | 90040 | HS25C3B2-D16 | 25KVA, 1PH, 240/480 Primary, 120/240 Secondary, Aluminum winding | PUR | 25KVA, 1PH, 240/480 Primary, 120/240 Secondary, Aluminum winding | EA | EA |  | FALSE |  | P | PPD | DAYTON
134748 | 1 | 148 | States | Dayton | Taylor Barrett | TRUE | 2026-07-14T00:00:00 | 2026-11-20T00:00:00 |  | 1 | 0 | 1 | 1687 | 256424 | 55369-6417 | USA | N30 | 835 | _MGM TRANSFORMER COMPANY | 90040 | HS25C3B2-D16 | 25KVA, 1PH, 240/480 Primary, 120/240 Secondary, Aluminum winding | PUR | 25KVA, 1PH, 240/480 Primary, 120/240 Secondary, Aluminum winding | EA | EA |  | FALSE |  | P | PPD | DAYTON
134748 | 1 | 149 | States | Dayton | Taylor Barrett | TRUE | 2026-07-14T00:00:00 | 2026-11-20T00:00:00 |  | 1 | 0 | 1 | 1687 | 256424 | 55369-6417 | USA | N30 | 835 | _MGM TRANSFORMER COMPANY | 90040 | HS25C3B2-D16 | 25KVA, 1PH, 240/480 Primary, 120/240 Secondary, Aluminum winding | PUR | 25KVA, 1PH, 240/480 Primary, 120/240 Secondary, Aluminum winding | EA | EA |  | FALSE |  | P | PPD | DAYTON
134748 | 1 | 150 | States | Dayton | Taylor Barrett | TRUE | 2026-07-14T00:00:00 | 2026-11-20T00:00:00 |  | 1 | 0 | 1 | 1687 | 256424 | 55369-6417 | USA | N30 | 835 | _MGM TRANSFORMER COMPANY | 90040 | HS25C3B2-D16 | 25KVA, 1PH, 240/480 Primary, 120/240 Secondary, Aluminum winding | PUR | 25KVA, 1PH, 240/480 Primary, 120/240 Secondary, Aluminum winding | EA | EA |  | FALSE |  | P | PPD | DAYTON
134748 | 1 | 151 | States | Dayton | Taylor Barrett | TRUE | 2026-07-14T00:00:00 | 2026-11-20T00:00:00 |  | 1 | 0 | 1 | 1687 | 256424 | 55369-6417 | USA | N30 | 835 | _MGM TRANSFORMER COMPANY | 90040 | HS25C3B2-D16 | 25KVA, 1PH, 240/480 Primary, 120/240 Secondary, Aluminum winding | PUR | 25KVA, 1PH, 240/480 Primary, 120/240 Secondary, Aluminum winding | EA | EA |  | FALSE |  | P | PPD | DAYTON
134748 | 1 | 152 | States | Dayton | Taylor Barrett | TRUE | 2026-07-14T00:00:00 | 2026-07-01T00:00:00 |  | 1 | 0 | 1 | 1687 | 256424 | 55369-6417 | USA | N30 | 835 | _MGM TRANSFORMER COMPANY | 90040 | HS25C3B2-D16 | 25KVA, 1PH, 240/480 Primary, 120/240 Secondary, Aluminum winding | PUR | 25KVA, 1PH, 240/480 Primary, 120/240 Secondary, Aluminum winding | EA | EA |  | FALSE |  | P | PPD | DAYTON
134625 | 1 | 1 | States | Champlin | Taylor Barrett | TRUE | 2026-07-08T00:00:00 | 2026-11-20T00:00:00 |  | 6 | 0 | 6 | 47639 | 285834 | 55316-3157 | USA | N30 | 835 | _MGM TRANSFORMER COMPANY | 90040 | AC370-V0358 | Phase: 3 Frequency: 60 Conductor: Copper C Rise: 150 High Voltage: 480D; 10kV BIL Low Voltage: 415Y/240; 10kV BIL Class: AA K Factor: K-13 Enclosure: No Enclosure High Voltage Taps - 2.5%, 2A2B HV Stub Up Bus LV Stub Up Bus (2) Electrostatic Shields Zmin = 5% InRush 5x Transformer rated for K factor of K-13 Neutral Terminal sized for 200% of line current capacity | PUR | Phase: 3 Frequency: 60 Conductor: Copper C Rise: 150 High Voltage: 480D; 10kV BIL Low Voltage: 415Y/240; 10kV BIL Class: AA K Factor: K-13 Enclosure: No Enclosure High Voltage Taps - 2.5%, 2A2B HV Stub Up Bus LV Stub Up Bus (2) Electrostatic Shields Zmin = 5% InRush 5x Transformer rated for K factor of K-13 Neutral Terminal sized for 200% of line current capacity | EA | EA |  | FALSE |  | P | PPD | 100
133196 | 1 | 1 | States | Egan | Taylor Barrett | TRUE | 2026-05-12T00:00:00 | 2026-07-27T00:00:00 |  | 19 | 0 | 19 | 1687 | 219310 | 55944 | USA | N30 | 835 | _MGM TRANSFORMER COMPANY | 90040 | HS25C3B2-D16 | 25KVA, 1PH, 240/480 Primary, 120/240 Secondary, Aluminum winding | PUR | 25KVA, 1PH, 240/480 Primary, 120/240 Secondary, Aluminum winding | EA | EA |  | FALSE |  | P | PPD | DAYTON
133196 | 1 | 2 | States | Egan | Taylor Barrett | TRUE | 2026-05-12T00:00:00 | 2026-08-25T00:00:00 |  | 25 | 0 | 25 | 1687 | 219310 | 55944 | USA | N30 | 835 | _MGM TRANSFORMER COMPANY | 90040 | HS25C3B2-D16 | 25KVA, 1PH, 240/480 Primary, 120/240 Secondary, Aluminum winding | PUR | 25KVA, 1PH, 240/480 Primary, 120/240 Secondary, Aluminum winding | EA | EA |  | FALSE |  | P | PPD | DAYTON
133196 | 1 | 3 | States | Egan | Taylor Barrett | TRUE | 2026-05-12T00:00:00 | 2026-09-24T00:00:00 |  | 28 | 0 | 28 | 1687 | 219310 | 55944 | USA | N30 | 835 | _MGM TRANSFORMER COMPANY | 90040 | HS25C3B2-D16 | 25KVA, 1PH, 240/480 Primary, 120/240 Secondary, Aluminum winding | PUR | 25KVA, 1PH, 240/480 Primary, 120/240 Secondary, Aluminum winding | EA | EA |  | FALSE |  | P | PPD | DAYTON
133196 | 1 | 4 | States | Egan | Taylor Barrett | TRUE | 2026-05-12T00:00:00 | 2026-10-26T00:00:00 |  | 45 | 0 | 45 | 1687 | 219310 | 55944 | USA | N30 | 835 | _MGM TRANSFORMER COMPANY | 90040 | HS25C3B2-D16 | 25KVA, 1PH, 240/480 Primary, 120/240 Secondary, Aluminum winding | PUR | 25KVA, 1PH, 240/480 Primary, 120/240 Secondary, Aluminum winding | EA | EA |  | FALSE |  | P | PPD | DAYTON
133196 | 1 | 5 | States | Egan | Taylor Barrett | TRUE | 2026-05-12T00:00:00 | 2026-11-20T00:00:00 |  | 12 | 0 | 12 | 1687 | 219310 | 55944 | USA | N30 | 835 | _MGM TRANSFORMER COMPANY | 90040 | HS25C3B2-D16 | 25KVA, 1PH, 240/480 Primary, 120/240 Secondary, Aluminum winding | PUR | 25KVA, 1PH, 240/480 Primary, 120/240 Secondary, Aluminum winding | EA | EA |  | FALSE |  | P | PPD | DAYTON
133196 | 1 | 6 | States | Egan | Taylor Barrett | TRUE | 2026-05-12T00:00:00 | 2026-06-24T00:00:00 |  | 1 | 0 | 1 | 1687 | 219310 | 55944 | USA | N30 | 835 | _MGM TRANSFORMER COMPANY | 90040 | HS25C3B2-D16 | 25KVA, 1PH, 240/480 Primary, 120/240 Secondary, Aluminum winding | PUR | 25KVA, 1PH, 240/480 Primary, 120/240 Secondary, Aluminum winding | EA | EA |  | FALSE |  | P | PPD | DAYTON
133196 | 2 | 1 | States | Egan | Taylor Barrett | TRUE | 2026-05-12T00:00:00 | 2026-07-27T00:00:00 |  | 6 | 0 | 6 | 1851 | 62934 | 55944 | USA | N30 | 835 | _MGM TRANSFORMER COMPANY | 90040 | HT30A3K2-D16 | 30KVA, 1PH, 480 Primary, 120/240 Secondary, Aluminum winding | PUR | 30KVA, 3PH, 480 Primary, 120/240 Secondary, Aluminum winding | EA | EA |  | FALSE |  | P | PPD | DAYTON
133196 | 2 | 2 | States | Egan | Taylor Barrett | TRUE | 2026-05-12T00:00:00 | 2026-08-25T00:00:00 |  | 10 | 0 | 10 | 1851 | 62934 | 55944 | USA | N30 | 835 | _MGM TRANSFORMER COMPANY | 90040 | HT30A3K2-D16 | 30KVA, 1PH, 480 Primary, 120/240 Secondary, Aluminum winding | PUR | 30KVA, 3PH, 480 Primary, 120/240 Secondary, Aluminum winding | EA | EA |  | FALSE |  | P | PPD | DAYTON
133196 | 2 | 3 | States | Egan | Taylor Barrett | TRUE | 2026-05-12T00:00:00 | 2026-09-24T00:00:00 |  | 17 | 0 | 17 | 1851 | 62934 | 55944 | USA | N30 | 835 | _MGM TRANSFORMER COMPANY | 90040 | HT30A3K2-D16 | 30KVA, 1PH, 480 Primary, 120/240 Secondary, Aluminum winding | PUR | 30KVA, 3PH, 480 Primary, 120/240 Secondary, Aluminum winding | EA | EA |  | FALSE |  | P | PPD | DAYTON
133196 | 2 | 4 | States | Egan | Taylor Barrett | TRUE | 2026-05-12T00:00:00 | 2026-07-27T00:00:00 |  | 1 | 0 | 1 | 1851 | 62934 | 55944 | USA | N30 | 835 | _MGM TRANSFORMER COMPANY | 90040 | HT30A3K2-D16 | 30KVA, 1PH, 480 Primary, 120/240 Secondary, Aluminum winding | PUR | 30KVA, 3PH, 480 Primary, 120/240 Secondary, Aluminum winding | EA | EA |  | FALSE |  | P | PPD | DAYTON
133196 | 3 | 1 | States | Egan | Taylor Barrett | TRUE | 2026-05-12T00:00:00 | 2026-07-27T00:00:00 |  | 6 | 0 | 6 | 56352 | 1915968 | 55944 | USA | N30 | 835 | _MGM TRANSFORMER COMPANY | 90040 | Q36528 | 750KVA, 3PH, 4160 Primary, 480/277 Secondary, Aluminum winding | PUR | (A) 1200 kVA Dry General Purpose Phase: 3 Frequency: 60 Conductor: Aluminum C Rise: 150 High Voltage: 4160D; 30kV BIL Low Voltage: 480GrdY/277; 10kV BIL Class: AA K Factor: K-1 Enclosure: NEMA 1 | EA | EA |  | FALSE |  | P | PPD | DAYTON
133196 | 3 | 2 | States | Egan | Taylor Barrett | TRUE | 2026-05-12T00:00:00 | 2026-08-25T00:00:00 |  | 10 | 0 | 10 | 56352 | 1915968 | 55944 | USA | N30 | 835 | _MGM TRANSFORMER COMPANY | 90040 | Q36528 | 750KVA, 3PH, 4160 Primary, 480/277 Secondary, Aluminum winding | PUR | (A) 1200 kVA Dry General Purpose Phase: 3 Frequency: 60 Conductor: Aluminum C Rise: 150 High Voltage: 4160D; 30kV BIL Low Voltage: 480GrdY/277; 10kV BIL Class: AA K Factor: K-1 Enclosure: NEMA 1 | EA | EA |  | FALSE |  | P | PPD | DAYTON
133196 | 3 | 3 | States | Egan | Taylor Barrett | TRUE | 2026-05-12T00:00:00 | 2026-09-24T00:00:00 |  | 17 | 0 | 17 | 56352 | 1915968 | 55944 | USA | N30 | 835 | _MGM TRANSFORMER COMPANY | 90040 | Q36528 | 750KVA, 3PH, 4160 Primary, 480/277 Secondary, Aluminum winding | PUR | (A) 1200 kVA Dry General Purpose Phase: 3 Frequency: 60 Conductor: Aluminum C Rise: 150 High Voltage: 4160D; 30kV BIL Low Voltage: 480GrdY/277; 10kV BIL Class: AA K Factor: K-1 Enclosure: NEMA 1 | EA | EA |  | FALSE |  | P | PPD | DAYTON
133196 | 3 | 4 | States | Egan | Taylor Barrett | TRUE | 2026-05-12T00:00:00 | 2026-07-27T00:00:00 |  | 1 | 0 | 1 | 56352 | 1915968 | 55944 | USA | N30 | 835 | _MGM TRANSFORMER COMPANY | 90040 | Q36528 | 750KVA, 3PH, 4160 Primary, 480/277 Secondary, Aluminum winding | PUR | (A) 1200 kVA Dry General Purpose Phase: 3 Frequency: 60 Conductor: Aluminum C Rise: 150 High Voltage: 4160D; 30kV BIL Low Voltage: 480GrdY/277; 10kV BIL Class: AA K Factor: K-1 Enclosure: NEMA 1 | EA | EA |  | FALSE |  | P | PPD | DAYTON
134689 | 2 | 1 | States | Champlin | Megan Swymeler | TRUE | 2026-07-13T00:00:00 | 2026-09-08T00:00:00 |  | 1 | 0 | 1 | 5109 | 5109 | 55316-3157 | USA | N60 | 973 | Power Conditioning Computer Services Inc | 55428 | XU2K0LLXXRCC | APC SmartUPS Industrial 2000VA/1800W, 120VAC In/Out RM Pure sine wave output, LCD for real-time status updates and UPS control, Integrated network management, Rack form factor 120V input/output 2000VA/1800kW Input: Hard Wired Output: Hard Wired Dimensions (H"xW"xD"): 3.5 (2U) x 17.008 x 10.2, | PUR | APC SmartUPS Industrial 2000VA/1800W, 120VAC In/Out RM Pure sine wave output, LCD for real-time status updates and UPS control, Integrated network management, Rack form factor 120V input/output 2000VA/1800kW Input: Hard Wired Output: Hard Wired Dimensions (H"xW"xD"): 3.5 (2U) x 17.008 x 10.2, | EA | EA |  | FALSE |  | P | PPD | 100
134689 | 1 | 1 | States | Champlin | Megan Swymeler | TRUE | 2026-07-13T00:00:00 | 2026-09-08T00:00:00 |  | 1 | 0 | 1 | 410 | 410 | 55316-3157 | USA | N60 | 973 | Power Conditioning Computer Services Inc | 55428 | XHXXS7A8F | SBS75 Cabinet Accessory 12ft 12' CABLE from ups to Batteries (4) Battery Cables with Hardware (1) SecureUPS Battery Cable with (4) Battery Connections (1) Battery Temperature Sensor cable | PUR | SBS75 Cabinet Accessory 12ft 12' CABLE from ups to Batteries (4) Battery Cables with Hardware (1) SecureUPS Battery Cable with (4) Battery Connections (1) Battery Temperature Sensor cable | EA | EA |  | FALSE |  | P | PPD | 100
133900 | 1 | 1 | States | Champlin | Megan Swymeler | TRUE | 2026-06-08T00:00:00 | 2026-08-17T00:00:00 | 2026-08-12T00:00:00 | 4 | 0 | 4 | 1482 | 5928 | 55316-3157 | USA | N60 | 973 | Power Conditioning Computer Services Inc | 55428 | XB050XX1XS | SmartUPS Industrial Battery 50Ah 12VDC Extended Temperature Shelf Mount External battery pack (4) Blocks Per String | PUR | SmartUPS Industrial Battery 50Ah 12VDC Extended Temperature Shelf Mount External battery pack (4) Blocks Per String | EA | EA |  | TRUE |  | P | PPD | 100
134607 | 1 | 1 | States | Dayton | Megan Swymeler | TRUE | 2026-07-08T00:00:00 | 2026-07-22T00:00:00 | 2026-07-22T00:00:00 | 4 | 0 | 4 | 65 | 260 | 55369-6417 | USA | N30 | 1010 | POWELL ELECTRICAL SYSTEMS INC | 75284-3823 | 0144D2154P005 | pv interunit bus support 1200 polyester | PUR | pv interunit bus support 1200 polyester | EA | EA | TX | TRUE |  | P | PPD | DAYTON
133026 | 2 | 1 | States | Dayton | Andrew Olson | TRUE | 2026-05-06T00:00:00 | 2026-08-28T00:00:00 | 2026-07-10T00:00:00 | 24 | 0 | 24 | 10500 | 252000 | 55369-6417 | USA | N30 | 1180 | SURE POWER INC | 19078 | E13CF9SSX ATEV1130016FMT1SSXXXXXX1 | Battery Charger, EnerSys EVO 130V, Sure Power | PUR | Battery Charger, EnerSys EVO 130V, Sure Power | EA | EA |  | TRUE |  | P | PPD | DAYTON
134276 | 1 | 1 | States | Dayton | Megan Swymeler | TRUE | 2026-06-22T00:00:00 | 2026-08-05T00:00:00 | 2026-08-05T00:00:00 | 1 | 0 | 1 | 260 | 11180 | 55369-6417 | USA | N30 | 1201 | TIMMERMAN FINISHING INC | 55421 | Manual Door - Left Hand Swing | DOOR PAINTING | PUR | DOOR PAINTING | EA | EA |  | TRUE |  | P | PPD | DAYTON
134276 | 1 | 2 | States | Dayton | Megan Swymeler | TRUE | 2026-06-22T00:00:00 | 2026-08-05T00:00:00 | 2026-08-05T00:00:00 | 1 | 0 | 1 | 260 | 11180 | 55369-6417 | USA | N30 | 1201 | TIMMERMAN FINISHING INC | 55421 | Manual Door - Left Hand Swing | DOOR PAINTING | PUR | DOOR PAINTING | EA | EA |  | TRUE |  | P | PPD | DAYTON
134276 | 1 | 3 | States | Dayton | Megan Swymeler | TRUE | 2026-06-22T00:00:00 | 2026-08-05T00:00:00 | 2026-08-05T00:00:00 | 1 | 0 | 1 | 260 | 11180 | 55369-6417 | USA | N30 | 1201 | TIMMERMAN FINISHING INC | 55421 | Manual Door - Left Hand Swing | DOOR PAINTING | PUR | DOOR PAINTING | EA | EA |  | TRUE |  | P | PPD | DAYTON
134276 | 1 | 4 | States | Dayton | Megan Swymeler | TRUE | 2026-06-22T00:00:00 | 2026-08-12T00:00:00 | 2026-08-12T00:00:00 | 1 | 0 | 1 | 260 | 11180 | 55369-6417 | USA | N30 | 1201 | TIMMERMAN FINISHING INC | 55421 | Manual Door - Left Hand Swing | DOOR PAINTING | PUR | DOOR PAINTING | EA | EA |  | TRUE |  | P | PPD | DAYTON
134276 | 1 | 5 | States | Dayton | Megan Swymeler | TRUE | 2026-06-22T00:00:00 | 2026-08-12T00:00:00 | 2026-08-12T00:00:00 | 1 | 0 | 1 | 260 | 11180 | 55369-6417 | USA | N30 | 1201 | TIMMERMAN FINISHING INC | 55421 | Manual Door - Left Hand Swing | DOOR PAINTING | PUR | DOOR PAINTING | EA | EA |  | TRUE |  | P | PPD | DAYTON
134276 | 1 | 6 | States | Dayton | Megan Swymeler | TRUE | 2026-06-22T00:00:00 | 2026-08-12T00:00:00 | 2026-08-12T00:00:00 | 1 | 0 | 1 | 260 | 11180 | 55369-6417 | USA | N30 | 1201 | TIMMERMAN FINISHING INC | 55421 | Manual Door - Left Hand Swing | DOOR PAINTING | PUR | DOOR PAINTING | EA | EA |  | TRUE |  | P | PPD | DAYTON
134276 | 1 | 7 | States | Dayton | Megan Swymeler | TRUE | 2026-06-22T00:00:00 | 2026-08-12T00:00:00 | 2026-08-12T00:00:00 | 1 | 0 | 1 | 260 | 11180 | 55369-6417 | USA | N30 | 1201 | TIMMERMAN FINISHING INC | 55421 | Manual Door - Left Hand Swing | DOOR PAINTING | PUR | DOOR PAINTING | EA | EA |  | TRUE |  | P | PPD | DAYTON
134276 | 1 | 8 | States | Dayton | Megan Swymeler | TRUE | 2026-06-22T00:00:00 | 2026-08-19T00:00:00 | 2026-08-19T00:00:00 | 1 | 0 | 1 | 260 | 11180 | 55369-6417 | USA | N30 | 1201 | TIMMERMAN FINISHING INC | 55421 | Manual Door - Left Hand Swing | DOOR PAINTING | PUR | DOOR PAINTING | EA | EA |  | TRUE |  | P | PPD | DAYTON
134276 | 1 | 9 | States | Dayton | Megan Swymeler | TRUE | 2026-06-22T00:00:00 | 2026-08-19T00:00:00 | 2026-08-19T00:00:00 | 1 | 0 | 1 | 260 | 11180 | 55369-6417 | USA | N30 | 1201 | TIMMERMAN FINISHING INC | 55421 | Manual Door - Left Hand Swing | DOOR PAINTING | PUR | DOOR PAINTING | EA | EA |  | TRUE |  | P | PPD | DAYTON
134276 | 1 | 10 | States | Dayton | Megan Swymeler | TRUE | 2026-06-22T00:00:00 | 2026-08-19T00:00:00 | 2026-08-19T00:00:00 | 1 | 0 | 1 | 260 | 11180 | 55369-6417 | USA | N30 | 1201 | TIMMERMAN FINISHING INC | 55421 | Manual Door - Left Hand Swing | DOOR PAINTING | PUR | DOOR PAINTING | EA | EA |  | TRUE |  | P | PPD | DAYTON
134276 | 1 | 11 | States | Dayton | Megan Swymeler | TRUE | 2026-06-22T00:00:00 | 2026-08-19T00:00:00 | 2026-08-19T00:00:00 | 1 | 0 | 1 | 260 | 11180 | 55369-6417 | USA | N30 | 1201 | TIMMERMAN FINISHING INC | 55421 | Manual Door - Left Hand Swing | DOOR PAINTING | PUR | DOOR PAINTING | EA | EA |  | TRUE |  | P | PPD | DAYTON
134276 | 1 | 12 | States | Dayton | Megan Swymeler | TRUE | 2026-06-22T00:00:00 | 2026-08-26T00:00:00 | 2026-08-26T00:00:00 | 1 | 0 | 1 | 260 | 11180 | 55369-6417 | USA | N30 | 1201 | TIMMERMAN FINISHING INC | 55421 | Manual Door - Left Hand Swing | DOOR PAINTING | PUR | DOOR PAINTING | EA | EA |  | TRUE |  | P | PPD | DAYTON
134276 | 1 | 13 | States | Dayton | Megan Swymeler | TRUE | 2026-06-22T00:00:00 | 2026-08-26T00:00:00 | 2026-08-26T00:00:00 | 1 | 0 | 1 | 260 | 11180 | 55369-6417 | USA | N30 | 1201 | TIMMERMAN FINISHING INC | 55421 | Manual Door - Left Hand Swing | DOOR PAINTING | PUR | DOOR PAINTING | EA | EA |  | TRUE |  | P | PPD | DAYTON
134276 | 1 | 14 | States | Dayton | Megan Swymeler | TRUE | 2026-06-22T00:00:00 | 2026-08-26T00:00:00 | 2026-08-26T00:00:00 | 1 | 0 | 1 | 260 | 11180 | 55369-6417 | USA | N30 | 1201 | TIMMERMAN FINISHING INC | 55421 | Manual Door - Left Hand Swing | DOOR PAINTING | PUR | DOOR PAINTING | EA | EA |  | TRUE |  | P | PPD | DAYTON
134276 | 1 | 15 | States | Dayton | Megan Swymeler | TRUE | 2026-06-22T00:00:00 | 2026-08-26T00:00:00 | 2026-08-26T00:00:00 | 1 | 0 | 1 | 260 | 11180 | 55369-6417 | USA | N30 | 1201 | TIMMERMAN FINISHING INC | 55421 | Manual Door - Left Hand Swing | DOOR PAINTING | PUR | DOOR PAINTING | EA | EA |  | TRUE |  | P | PPD | DAYTON
134276 | 1 | 16 | States | Dayton | Megan Swymeler | TRUE | 2026-06-22T00:00:00 | 2026-09-02T00:00:00 | 2026-09-02T00:00:00 | 1 | 0 | 1 | 260 | 11180 | 55369-6417 | USA | N30 | 1201 | TIMMERMAN FINISHING INC | 55421 | Manual Door - Left Hand Swing | DOOR PAINTING | PUR | DOOR PAINTING | EA | EA |  | TRUE |  | P | PPD | DAYTON
134276 | 1 | 17 | States | Dayton | Megan Swymeler | TRUE | 2026-06-22T00:00:00 | 2026-09-02T00:00:00 | 2026-09-02T00:00:00 | 1 | 0 | 1 | 260 | 11180 | 55369-6417 | USA | N30 | 1201 | TIMMERMAN FINISHING INC | 55421 | Manual Door - Left Hand Swing | DOOR PAINTING | PUR | DOOR PAINTING | EA | EA |  | TRUE |  | P | PPD | DAYTON
134276 | 1 | 18 | States | Dayton | Megan Swymeler | TRUE | 2026-06-22T00:00:00 | 2026-09-02T00:00:00 | 2026-09-02T00:00:00 | 1 | 0 | 1 | 260 | 11180 | 55369-6417 | USA | N30 | 1201 | TIMMERMAN FINISHING INC | 55421 | Manual Door - Left Hand Swing | DOOR PAINTING | PUR | DOOR PAINTING | EA | EA |  | TRUE |  | P | PPD | DAYTON
134276 | 1 | 19 | States | Dayton | Megan Swymeler | TRUE | 2026-06-22T00:00:00 | 2026-09-02T00:00:00 | 2026-09-02T00:00:00 | 1 | 0 | 1 | 260 | 11180 | 55369-6417 | USA | N30 | 1201 | TIMMERMAN FINISHING INC | 55421 | Manual Door - Left Hand Swing | DOOR PAINTING | PUR | DOOR PAINTING | EA | EA |  | TRUE |  | P | PPD | DAYTON
134276 | 1 | 20 | States | Dayton | Megan Swymeler | TRUE | 2026-06-22T00:00:00 | 2026-09-09T00:00:00 | 2026-09-09T00:00:00 | 1 | 0 | 1 | 260 | 11180 | 55369-6417 | USA | N30 | 1201 | TIMMERMAN FINISHING INC | 55421 | Manual Door - Left Hand Swing | DOOR PAINTING | PUR | DOOR PAINTING | EA | EA |  | TRUE |  | P | PPD | DAYTON
134276 | 1 | 21 | States | Dayton | Megan Swymeler | TRUE | 2026-06-22T00:00:00 | 2026-09-09T00:00:00 | 2026-09-09T00:00:00 | 1 | 0 | 1 | 260 | 11180 | 55369-6417 | USA | N30 | 1201 | TIMMERMAN FINISHING INC | 55421 | Manual Door - Left Hand Swing | DOOR PAINTING | PUR | DOOR PAINTING | EA | EA |  | TRUE |  | P | PPD | DAYTON
134276 | 1 | 22 | States | Dayton | Megan Swymeler | TRUE | 2026-06-22T00:00:00 | 2026-09-09T00:00:00 | 2026-09-09T00:00:00 | 1 | 0 | 1 | 260 | 11180 | 55369-6417 | USA | N30 | 1201 | TIMMERMAN FINISHING INC | 55421 | Manual Door - Left Hand Swing | DOOR PAINTING | PUR | DOOR PAINTING | EA | EA |  | TRUE |  | P | PPD | DAYTON
134276 | 1 | 23 | States | Dayton | Megan Swymeler | TRUE | 2026-06-22T00:00:00 | 2026-09-09T00:00:00 | 2026-09-09T00:00:00 | 1 | 0 | 1 | 260 | 11180 | 55369-6417 | USA | N30 | 1201 | TIMMERMAN FINISHING INC | 55421 | Manual Door - Left Hand Swing | DOOR PAINTING | PUR | DOOR PAINTING | EA | EA |  | TRUE |  | P | PPD | DAYTON
134276 | 1 | 24 | States | Dayton | Megan Swymeler | TRUE | 2026-06-22T00:00:00 | 2026-09-16T00:00:00 | 2026-09-16T00:00:00 | 1 | 0 | 1 | 260 | 11180 | 55369-6417 | USA | N30 | 1201 | TIMMERMAN FINISHING INC | 55421 | Manual Door - Left Hand Swing | DOOR PAINTING | PUR | DOOR PAINTING | EA | EA |  | TRUE |  | P | PPD | DAYTON
134276 | 1 | 25 | States | Dayton | Megan Swymeler | TRUE | 2026-06-22T00:00:00 | 2026-09-16T00:00:00 | 2026-09-16T00:00:00 | 1 | 0 | 1 | 260 | 11180 | 55369-6417 | USA | N30 | 1201 | TIMMERMAN FINISHING INC | 55421 | Manual Door - Left Hand Swing | DOOR PAINTING | PUR | DOOR PAINTING | EA | EA |  | TRUE |  | P | PPD | DAYTON
134276 | 1 | 26 | States | Dayton | Megan Swymeler | TRUE | 2026-06-22T00:00:00 | 2026-09-16T00:00:00 | 2026-09-16T00:00:00 | 1 | 0 | 1 | 260 | 11180 | 55369-6417 | USA | N30 | 1201 | TIMMERMAN FINISHING INC | 55421 | Manual Door - Left Hand Swing | DOOR PAINTING | PUR | DOOR PAINTING | EA | EA |  | TRUE |  | P | PPD | DAYTON
134276 | 1 | 27 | States | Dayton | Megan Swymeler | TRUE | 2026-06-22T00:00:00 | 2026-09-16T00:00:00 | 2026-09-16T00:00:00 | 1 | 0 | 1 | 260 | 11180 | 55369-6417 | USA | N30 | 1201 | TIMMERMAN FINISHING INC | 55421 | Manual Door - Left Hand Swing | DOOR PAINTING | PUR | DOOR PAINTING | EA | EA |  | TRUE |  | P | PPD | DAYTON
134276 | 1 | 28 | States | Dayton | Megan Swymeler | TRUE | 2026-06-22T00:00:00 | 2026-09-23T00:00:00 | 2026-09-23T00:00:00 | 1 | 0 | 1 | 260 | 11180 | 55369-6417 | USA | N30 | 1201 | TIMMERMAN FINISHING INC | 55421 | Manual Door - Left Hand Swing | DOOR PAINTING | PUR | DOOR PAINTING | EA | EA |  | TRUE |  | P | PPD | DAYTON
134276 | 1 | 29 | States | Dayton | Megan Swymeler | TRUE | 2026-06-22T00:00:00 | 2026-09-23T00:00:00 | 2026-09-23T00:00:00 | 1 | 0 | 1 | 260 | 11180 | 55369-6417 | USA | N30 | 1201 | TIMMERMAN FINISHING INC | 55421 | Manual Door - Left Hand Swing | DOOR PAINTING | PUR | DOOR PAINTING | EA | EA |  | TRUE |  | P | PPD | DAYTON
134276 | 1 | 30 | States | Dayton | Megan Swymeler | TRUE | 2026-06-22T00:00:00 | 2026-09-23T00:00:00 | 2026-09-23T00:00:00 | 1 | 0 | 1 | 260 | 11180 | 55369-6417 | USA | N30 | 1201 | TIMMERMAN FINISHING INC | 55421 | Manual Door - Left Hand Swing | DOOR PAINTING | PUR | DOOR PAINTING | EA | EA |  | TRUE |  | P | PPD | DAYTON
134276 | 1 | 31 | States | Dayton | Megan Swymeler | TRUE | 2026-06-22T00:00:00 | 2026-09-23T00:00:00 | 2026-09-23T00:00:00 | 1 | 0 | 1 | 260 | 11180 | 55369-6417 | USA | N30 | 1201 | TIMMERMAN FINISHING INC | 55421 | Manual Door - Left Hand Swing | DOOR PAINTING | PUR | DOOR PAINTING | EA | EA |  | TRUE |  | P | PPD | DAYTON
134276 | 1 | 32 | States | Dayton | Megan Swymeler | TRUE | 2026-06-22T00:00:00 | 2026-09-30T00:00:00 | 2026-09-30T00:00:00 | 1 | 0 | 1 | 260 | 11180 | 55369-6417 | USA | N30 | 1201 | TIMMERMAN FINISHING INC | 55421 | Manual Door - Left Hand Swing | DOOR PAINTING | PUR | DOOR PAINTING | EA | EA |  | TRUE |  | P | PPD | DAYTON
134276 | 1 | 33 | States | Dayton | Megan Swymeler | TRUE | 2026-06-22T00:00:00 | 2026-09-30T00:00:00 | 2026-09-30T00:00:00 | 1 | 0 | 1 | 260 | 11180 | 55369-6417 | USA | N30 | 1201 | TIMMERMAN FINISHING INC | 55421 | Manual Door - Left Hand Swing | DOOR PAINTING | PUR | DOOR PAINTING | EA | EA |  | TRUE |  | P | PPD | DAYTON
134276 | 1 | 34 | States | Dayton | Megan Swymeler | TRUE | 2026-06-22T00:00:00 | 2026-09-30T00:00:00 | 2026-09-30T00:00:00 | 1 | 0 | 1 | 260 | 11180 | 55369-6417 | USA | N30 | 1201 | TIMMERMAN FINISHING INC | 55421 | Manual Door - Left Hand Swing | DOOR PAINTING | PUR | DOOR PAINTING | EA | EA |  | TRUE |  | P | PPD | DAYTON
134276 | 1 | 35 | States | Dayton | Megan Swymeler | TRUE | 2026-06-22T00:00:00 | 2026-09-30T00:00:00 | 2026-09-30T00:00:00 | 1 | 0 | 1 | 260 | 11180 | 55369-6417 | USA | N30 | 1201 | TIMMERMAN FINISHING INC | 55421 | Manual Door - Left Hand Swing | DOOR PAINTING | PUR | DOOR PAINTING | EA | EA |  | TRUE |  | P | PPD | DAYTON
134276 | 1 | 36 | States | Dayton | Megan Swymeler | TRUE | 2026-06-22T00:00:00 | 2026-09-30T00:00:00 | 2026-09-30T00:00:00 | 1 | 0 | 1 | 260 | 11180 | 55369-6417 | USA | N30 | 1201 | TIMMERMAN FINISHING INC | 55421 | Manual Door - Left Hand Swing | DOOR PAINTING | PUR | DOOR PAINTING | EA | EA |  | TRUE |  | P | PPD | DAYTON
134276 | 1 | 37 | States | Dayton | Megan Swymeler | TRUE | 2026-06-22T00:00:00 | 2026-09-30T00:00:00 | 2026-09-30T00:00:00 | 1 | 0 | 1 | 260 | 11180 | 55369-6417 | USA | N30 | 1201 | TIMMERMAN FINISHING INC | 55421 | Manual Door - Left Hand Swing | DOOR PAINTING | PUR | DOOR PAINTING | EA | EA |  | TRUE |  | P | PPD | DAYTON
134276 | 1 | 38 | States | Dayton | Megan Swymeler | TRUE | 2026-06-22T00:00:00 | 2026-10-07T00:00:00 | 2026-10-07T00:00:00 | 1 | 0 | 1 | 260 | 11180 | 55369-6417 | USA | N30 | 1201 | TIMMERMAN FINISHING INC | 55421 | Manual Door - Left Hand Swing | DOOR PAINTING | PUR | DOOR PAINTING | EA | EA |  | TRUE |  | P | PPD | DAYTON
134276 | 1 | 39 | States | Dayton | Megan Swymeler | TRUE | 2026-06-22T00:00:00 | 2026-10-07T00:00:00 | 2026-10-07T00:00:00 | 1 | 0 | 1 | 260 | 11180 | 55369-6417 | USA | N30 | 1201 | TIMMERMAN FINISHING INC | 55421 | Manual Door - Left Hand Swing | DOOR PAINTING | PUR | DOOR PAINTING | EA | EA |  | TRUE |  | P | PPD | DAYTON
134276 | 1 | 40 | States | Dayton | Megan Swymeler | TRUE | 2026-06-22T00:00:00 | 2026-10-07T00:00:00 | 2026-10-07T00:00:00 | 1 | 0 | 1 | 260 | 11180 | 55369-6417 | USA | N30 | 1201 | TIMMERMAN FINISHING INC | 55421 | Manual Door - Left Hand Swing | DOOR PAINTING | PUR | DOOR PAINTING | EA | EA |  | TRUE |  | P | PPD | DAYTON
134276 | 1 | 41 | States | Dayton | Megan Swymeler | TRUE | 2026-06-22T00:00:00 | 2026-10-07T00:00:00 | 2026-10-07T00:00:00 | 1 | 0 | 1 | 260 | 11180 | 55369-6417 | USA | N30 | 1201 | TIMMERMAN FINISHING INC | 55421 | Manual Door - Left Hand Swing | DOOR PAINTING | PUR | DOOR PAINTING | EA | EA |  | TRUE |  | P | PPD | DAYTON
134276 | 1 | 42 | States | Dayton | Megan Swymeler | TRUE | 2026-06-22T00:00:00 | 2026-10-07T00:00:00 | 2026-10-07T00:00:00 | 1 | 0 | 1 | 260 | 11180 | 55369-6417 | USA | N30 | 1201 | TIMMERMAN FINISHING INC | 55421 | Manual Door - Left Hand Swing | DOOR PAINTING | PUR | DOOR PAINTING | EA | EA |  | TRUE |  | P | PPD | DAYTON
134276 | 1 | 43 | States | Dayton | Megan Swymeler | TRUE | 2026-06-22T00:00:00 | 2026-10-07T00:00:00 | 2026-10-07T00:00:00 | 1 | 0 | 1 | 260 | 11180 | 55369-6417 | USA | N30 | 1201 | TIMMERMAN FINISHING INC | 55421 | Manual Door - Left Hand Swing | DOOR PAINTING | PUR | DOOR PAINTING | EA | EA |  | TRUE |  | P | PPD | DAYTON
134276 | 2 | 1 | States | Dayton | Megan Swymeler | TRUE | 2026-06-22T00:00:00 | 2026-08-05T00:00:00 | 2026-08-05T00:00:00 | 1 | 0 | 1 | 260 | 11180 | 55369-6417 | USA | N30 | 1201 | TIMMERMAN FINISHING INC | 55421 | Manual Door - Right Hand Swing | DOOR PAINTING | PUR | DOOR PAINTING | EA | EA |  | TRUE |  | P | PPD | DAYTON
134276 | 2 | 2 | States | Dayton | Megan Swymeler | TRUE | 2026-06-22T00:00:00 | 2026-08-05T00:00:00 | 2026-08-05T00:00:00 | 1 | 0 | 1 | 260 | 11180 | 55369-6417 | USA | N30 | 1201 | TIMMERMAN FINISHING INC | 55421 | Manual Door - Right Hand Swing | DOOR PAINTING | PUR | DOOR PAINTING | EA | EA |  | TRUE |  | P | PPD | DAYTON
134276 | 2 | 3 | States | Dayton | Megan Swymeler | TRUE | 2026-06-22T00:00:00 | 2026-08-05T00:00:00 | 2026-08-05T00:00:00 | 1 | 0 | 1 | 260 | 11180 | 55369-6417 | USA | N30 | 1201 | TIMMERMAN FINISHING INC | 55421 | Manual Door - Right Hand Swing | DOOR PAINTING | PUR | DOOR PAINTING | EA | EA |  | TRUE |  | P | PPD | DAYTON
134276 | 2 | 4 | States | Dayton | Megan Swymeler | TRUE | 2026-06-22T00:00:00 | 2026-08-12T00:00:00 | 2026-08-12T00:00:00 | 1 | 0 | 1 | 260 | 11180 | 55369-6417 | USA | N30 | 1201 | TIMMERMAN FINISHING INC | 55421 | Manual Door - Right Hand Swing | DOOR PAINTING | PUR | DOOR PAINTING | EA | EA |  | TRUE |  | P | PPD | DAYTON
134276 | 2 | 5 | States | Dayton | Megan Swymeler | TRUE | 2026-06-22T00:00:00 | 2026-08-12T00:00:00 | 2026-08-12T00:00:00 | 1 | 0 | 1 | 260 | 11180 | 55369-6417 | USA | N30 | 1201 | TIMMERMAN FINISHING INC | 55421 | Manual Door - Right Hand Swing | DOOR PAINTING | PUR | DOOR PAINTING | EA | EA |  | TRUE |  | P | PPD | DAYTON
134276 | 2 | 6 | States | Dayton | Megan Swymeler | TRUE | 2026-06-22T00:00:00 | 2026-08-12T00:00:00 | 2026-08-12T00:00:00 | 1 | 0 | 1 | 260 | 11180 | 55369-6417 | USA | N30 | 1201 | TIMMERMAN FINISHING INC | 55421 | Manual Door - Right Hand Swing | DOOR PAINTING | PUR | DOOR PAINTING | EA | EA |  | TRUE |  | P | PPD | DAYTON
134276 | 2 | 7 | States | Dayton | Megan Swymeler | TRUE | 2026-06-22T00:00:00 | 2026-08-12T00:00:00 | 2026-08-12T00:00:00 | 1 | 0 | 1 | 260 | 11180 | 55369-6417 | USA | N30 | 1201 | TIMMERMAN FINISHING INC | 55421 | Manual Door - Right Hand Swing | DOOR PAINTING | PUR | DOOR PAINTING | EA | EA |  | TRUE |  | P | PPD | DAYTON
134276 | 2 | 8 | States | Dayton | Megan Swymeler | TRUE | 2026-06-22T00:00:00 | 2026-08-19T00:00:00 | 2026-08-19T00:00:00 | 1 | 0 | 1 | 260 | 11180 | 55369-6417 | USA | N30 | 1201 | TIMMERMAN FINISHING INC | 55421 | Manual Door - Right Hand Swing | DOOR PAINTING | PUR | DOOR PAINTING | EA | EA |  | TRUE |  | P | PPD | DAYTON
134276 | 2 | 9 | States | Dayton | Megan Swymeler | TRUE | 2026-06-22T00:00:00 | 2026-08-19T00:00:00 | 2026-08-19T00:00:00 | 1 | 0 | 1 | 260 | 11180 | 55369-6417 | USA | N30 | 1201 | TIMMERMAN FINISHING INC | 55421 | Manual Door - Right Hand Swing | DOOR PAINTING | PUR | DOOR PAINTING | EA | EA |  | TRUE |  | P | PPD | DAYTON
134276 | 2 | 10 | States | Dayton | Megan Swymeler | TRUE | 2026-06-22T00:00:00 | 2026-08-19T00:00:00 | 2026-08-19T00:00:00 | 1 | 0 | 1 | 260 | 11180 | 55369-6417 | USA | N30 | 1201 | TIMMERMAN FINISHING INC | 55421 | Manual Door - Right Hand Swing | DOOR PAINTING | PUR | DOOR PAINTING | EA | EA |  | TRUE |  | P | PPD | DAYTON
134276 | 2 | 11 | States | Dayton | Megan Swymeler | TRUE | 2026-06-22T00:00:00 | 2026-08-19T00:00:00 | 2026-08-19T00:00:00 | 1 | 0 | 1 | 260 | 11180 | 55369-6417 | USA | N30 | 1201 | TIMMERMAN FINISHING INC | 55421 | Manual Door - Right Hand Swing | DOOR PAINTING | PUR | DOOR PAINTING | EA | EA |  | TRUE |  | P | PPD | DAYTON
134276 | 2 | 12 | States | Dayton | Megan Swymeler | TRUE | 2026-06-22T00:00:00 | 2026-08-26T00:00:00 | 2026-08-26T00:00:00 | 1 | 0 | 1 | 260 | 11180 | 55369-6417 | USA | N30 | 1201 | TIMMERMAN FINISHING INC | 55421 | Manual Door - Right Hand Swing | DOOR PAINTING | PUR | DOOR PAINTING | EA | EA |  | TRUE |  | P | PPD | DAYTON
134276 | 2 | 13 | States | Dayton | Megan Swymeler | TRUE | 2026-06-22T00:00:00 | 2026-08-26T00:00:00 | 2026-08-26T00:00:00 | 1 | 0 | 1 | 260 | 11180 | 55369-6417 | USA | N30 | 1201 | TIMMERMAN FINISHING INC | 55421 | Manual Door - Right Hand Swing | DOOR PAINTING | PUR | DOOR PAINTING | EA | EA |  | TRUE |  | P | PPD | DAYTON
134276 | 2 | 14 | States | Dayton | Megan Swymeler | TRUE | 2026-06-22T00:00:00 | 2026-08-26T00:00:00 | 2026-08-26T00:00:00 | 1 | 0 | 1 | 260 | 11180 | 55369-6417 | USA | N30 | 1201 | TIMMERMAN FINISHING INC | 55421 | Manual Door - Right Hand Swing | DOOR PAINTING | PUR | DOOR PAINTING | EA | EA |  | TRUE |  | P | PPD | DAYTON
134276 | 2 | 15 | States | Dayton | Megan Swymeler | TRUE | 2026-06-22T00:00:00 | 2026-08-26T00:00:00 | 2026-08-26T00:00:00 | 1 | 0 | 1 | 260 | 11180 | 55369-6417 | USA | N30 | 1201 | TIMMERMAN FINISHING INC | 55421 | Manual Door - Right Hand Swing | DOOR PAINTING | PUR | DOOR PAINTING | EA | EA |  | TRUE |  | P | PPD | DAYTON
134276 | 2 | 16 | States | Dayton | Megan Swymeler | TRUE | 2026-06-22T00:00:00 | 2026-09-02T00:00:00 | 2026-09-02T00:00:00 | 1 | 0 | 1 | 260 | 11180 | 55369-6417 | USA | N30 | 1201 | TIMMERMAN FINISHING INC | 55421 | Manual Door - Right Hand Swing | DOOR PAINTING | PUR | DOOR PAINTING | EA | EA |  | TRUE |  | P | PPD | DAYTON
134276 | 2 | 17 | States | Dayton | Megan Swymeler | TRUE | 2026-06-22T00:00:00 | 2026-09-02T00:00:00 | 2026-09-02T00:00:00 | 1 | 0 | 1 | 260 | 11180 | 55369-6417 | USA | N30 | 1201 | TIMMERMAN FINISHING INC | 55421 | Manual Door - Right Hand Swing | DOOR PAINTING | PUR | DOOR PAINTING | EA | EA |  | TRUE |  | P | PPD | DAYTON
134276 | 2 | 18 | States | Dayton | Megan Swymeler | TRUE | 2026-06-22T00:00:00 | 2026-09-02T00:00:00 | 2026-09-02T00:00:00 | 1 | 0 | 1 | 260 | 11180 | 55369-6417 | USA | N30 | 1201 | TIMMERMAN FINISHING INC | 55421 | Manual Door - Right Hand Swing | DOOR PAINTING | PUR | DOOR PAINTING | EA | EA |  | TRUE |  | P | PPD | DAYTON
134276 | 2 | 19 | States | Dayton | Megan Swymeler | TRUE | 2026-06-22T00:00:00 | 2026-09-02T00:00:00 | 2026-09-02T00:00:00 | 1 | 0 | 1 | 260 | 11180 | 55369-6417 | USA | N30 | 1201 | TIMMERMAN FINISHING INC | 55421 | Manual Door - Right Hand Swing | DOOR PAINTING | PUR | DOOR PAINTING | EA | EA |  | TRUE |  | P | PPD | DAYTON
134276 | 2 | 20 | States | Dayton | Megan Swymeler | TRUE | 2026-06-22T00:00:00 | 2026-09-09T00:00:00 | 2026-09-09T00:00:00 | 1 | 0 | 1 | 260 | 11180 | 55369-6417 | USA | N30 | 1201 | TIMMERMAN FINISHING INC | 55421 | Manual Door - Right Hand Swing | DOOR PAINTING | PUR | DOOR PAINTING | EA | EA |  | TRUE |  | P | PPD | DAYTON
134276 | 2 | 21 | States | Dayton | Megan Swymeler | TRUE | 2026-06-22T00:00:00 | 2026-09-09T00:00:00 | 2026-09-09T00:00:00 | 1 | 0 | 1 | 260 | 11180 | 55369-6417 | USA | N30 | 1201 | TIMMERMAN FINISHING INC | 55421 | Manual Door - Right Hand Swing | DOOR PAINTING | PUR | DOOR PAINTING | EA | EA |  | TRUE |  | P | PPD | DAYTON
134276 | 2 | 22 | States | Dayton | Megan Swymeler | TRUE | 2026-06-22T00:00:00 | 2026-09-09T00:00:00 | 2026-09-09T00:00:00 | 1 | 0 | 1 | 260 | 11180 | 55369-6417 | USA | N30 | 1201 | TIMMERMAN FINISHING INC | 55421 | Manual Door - Right Hand Swing | DOOR PAINTING | PUR | DOOR PAINTING | EA | EA |  | TRUE |  | P | PPD | DAYTON
134276 | 2 | 23 | States | Dayton | Megan Swymeler | TRUE | 2026-06-22T00:00:00 | 2026-09-09T00:00:00 | 2026-09-09T00:00:00 | 1 | 0 | 1 | 260 | 11180 | 55369-6417 | USA | N30 | 1201 | TIMMERMAN FINISHING INC | 55421 | Manual Door - Right Hand Swing | DOOR PAINTING | PUR | DOOR PAINTING | EA | EA |  | TRUE |  | P | PPD | DAYTON
134276 | 2 | 24 | States | Dayton | Megan Swymeler | TRUE | 2026-06-22T00:00:00 | 2026-09-16T00:00:00 | 2026-09-16T00:00:00 | 1 | 0 | 1 | 260 | 11180 | 55369-6417 | USA | N30 | 1201 | TIMMERMAN FINISHING INC | 55421 | Manual Door - Right Hand Swing | DOOR PAINTING | PUR | DOOR PAINTING | EA | EA |  | TRUE |  | P | PPD | DAYTON
134276 | 2 | 25 | States | Dayton | Megan Swymeler | TRUE | 2026-06-22T00:00:00 | 2026-09-16T00:00:00 | 2026-09-16T00:00:00 | 1 | 0 | 1 | 260 | 11180 | 55369-6417 | USA | N30 | 1201 | TIMMERMAN FINISHING INC | 55421 | Manual Door - Right Hand Swing | DOOR PAINTING | PUR | DOOR PAINTING | EA | EA |  | TRUE |  | P | PPD | DAYTON
134276 | 2 | 26 | States | Dayton | Megan Swymeler | TRUE | 2026-06-22T00:00:00 | 2026-09-16T00:00:00 | 2026-09-16T00:00:00 | 1 | 0 | 1 | 260 | 11180 | 55369-6417 | USA | N30 | 1201 | TIMMERMAN FINISHING INC | 55421 | Manual Door - Right Hand Swing | DOOR PAINTING | PUR | DOOR PAINTING | EA | EA |  | TRUE |  | P | PPD | DAYTON
134276 | 2 | 27 | States | Dayton | Megan Swymeler | TRUE | 2026-06-22T00:00:00 | 2026-09-16T00:00:00 | 2026-09-16T00:00:00 | 1 | 0 | 1 | 260 | 11180 | 55369-6417 | USA | N30 | 1201 | TIMMERMAN FINISHING INC | 55421 | Manual Door - Right Hand Swing | DOOR PAINTING | PUR | DOOR PAINTING | EA | EA |  | TRUE |  | P | PPD | DAYTON
134276 | 2 | 28 | States | Dayton | Megan Swymeler | TRUE | 2026-06-22T00:00:00 | 2026-09-23T00:00:00 | 2026-09-23T00:00:00 | 1 | 0 | 1 | 260 | 11180 | 55369-6417 | USA | N30 | 1201 | TIMMERMAN FINISHING INC | 55421 | Manual Door - Right Hand Swing | DOOR PAINTING | PUR | DOOR PAINTING | EA | EA |  | TRUE |  | P | PPD | DAYTON
134276 | 2 | 29 | States | Dayton | Megan Swymeler | TRUE | 2026-06-22T00:00:00 | 2026-09-23T00:00:00 | 2026-09-23T00:00:00 | 1 | 0 | 1 | 260 | 11180 | 55369-6417 | USA | N30 | 1201 | TIMMERMAN FINISHING INC | 55421 | Manual Door - Right Hand Swing | DOOR PAINTING | PUR | DOOR PAINTING | EA | EA |  | TRUE |  | P | PPD | DAYTON
134276 | 2 | 30 | States | Dayton | Megan Swymeler | TRUE | 2026-06-22T00:00:00 | 2026-09-23T00:00:00 | 2026-09-23T00:00:00 | 1 | 0 | 1 | 260 | 11180 | 55369-6417 | USA | N30 | 1201 | TIMMERMAN FINISHING INC | 55421 | Manual Door - Right Hand Swing | DOOR PAINTING | PUR | DOOR PAINTING | EA | EA |  | TRUE |  | P | PPD | DAYTON
134276 | 2 | 31 | States | Dayton | Megan Swymeler | TRUE | 2026-06-22T00:00:00 | 2026-09-23T00:00:00 | 2026-09-23T00:00:00 | 1 | 0 | 1 | 260 | 11180 | 55369-6417 | USA | N30 | 1201 | TIMMERMAN FINISHING INC | 55421 | Manual Door - Right Hand Swing | DOOR PAINTING | PUR | DOOR PAINTING | EA | EA |  | TRUE |  | P | PPD | DAYTON
134276 | 2 | 32 | States | Dayton | Megan Swymeler | TRUE | 2026-06-22T00:00:00 | 2026-09-30T00:00:00 | 2026-09-30T00:00:00 | 1 | 0 | 1 | 260 | 11180 | 55369-6417 | USA | N30 | 1201 | TIMMERMAN FINISHING INC | 55421 | Manual Door - Right Hand Swing | DOOR PAINTING | PUR | DOOR PAINTING | EA | EA |  | TRUE |  | P | PPD | DAYTON
134276 | 2 | 33 | States | Dayton | Megan Swymeler | TRUE | 2026-06-22T00:00:00 | 2026-09-30T00:00:00 | 2026-09-30T00:00:00 | 1 | 0 | 1 | 260 | 11180 | 55369-6417 | USA | N30 | 1201 | TIMMERMAN FINISHING INC | 55421 | Manual Door - Right Hand Swing | DOOR PAINTING | PUR | DOOR PAINTING | EA | EA |  | TRUE |  | P | PPD | DAYTON
134276 | 2 | 34 | States | Dayton | Megan Swymeler | TRUE | 2026-06-22T00:00:00 | 2026-09-30T00:00:00 | 2026-09-30T00:00:00 | 1 | 0 | 1 | 260 | 11180 | 55369-6417 | USA | N30 | 1201 | TIMMERMAN FINISHING INC | 55421 | Manual Door - Right Hand Swing | DOOR PAINTING | PUR | DOOR PAINTING | EA | EA |  | TRUE |  | P | PPD | DAYTON
134276 | 2 | 35 | States | Dayton | Megan Swymeler | TRUE | 2026-06-22T00:00:00 | 2026-09-30T00:00:00 | 2026-09-30T00:00:00 | 1 | 0 | 1 | 260 | 11180 | 55369-6417 | USA | N30 | 1201 | TIMMERMAN FINISHING INC | 55421 | Manual Door - Right Hand Swing | DOOR PAINTING | PUR | DOOR PAINTING | EA | EA |  | TRUE |  | P | PPD | DAYTON
134276 | 2 | 36 | States | Dayton | Megan Swymeler | TRUE | 2026-06-22T00:00:00 | 2026-09-30T00:00:00 | 2026-09-30T00:00:00 | 1 | 0 | 1 | 260 | 11180 | 55369-6417 | USA | N30 | 1201 | TIMMERMAN FINISHING INC | 55421 | Manual Door - Right Hand Swing | DOOR PAINTING | PUR | DOOR PAINTING | EA | EA |  | TRUE |  | P | PPD | DAYTON
134276 | 2 | 37 | States | Dayton | Megan Swymeler | TRUE | 2026-06-22T00:00:00 | 2026-10-07T00:00:00 | 2026-10-07T00:00:00 | 1 | 0 | 1 | 260 | 11180 | 55369-6417 | USA | N30 | 1201 | TIMMERMAN FINISHING INC | 55421 | Manual Door - Right Hand Swing | DOOR PAINTING | PUR | DOOR PAINTING | EA | EA |  | TRUE |  | P | PPD | DAYTON
134276 | 2 | 38 | States | Dayton | Megan Swymeler | TRUE | 2026-06-22T00:00:00 | 2026-10-07T00:00:00 | 2026-10-07T00:00:00 | 1 | 0 | 1 | 260 | 11180 | 55369-6417 | USA | N30 | 1201 | TIMMERMAN FINISHING INC | 55421 | Manual Door - Right Hand Swing | DOOR PAINTING | PUR | DOOR PAINTING | EA | EA |  | TRUE |  | P | PPD | DAYTON
134276 | 2 | 39 | States | Dayton | Megan Swymeler | TRUE | 2026-06-22T00:00:00 | 2026-10-07T00:00:00 | 2026-10-07T00:00:00 | 1 | 0 | 1 | 260 | 11180 | 55369-6417 | USA | N30 | 1201 | TIMMERMAN FINISHING INC | 55421 | Manual Door - Right Hand Swing | DOOR PAINTING | PUR | DOOR PAINTING | EA | EA |  | TRUE |  | P | PPD | DAYTON
134276 | 2 | 40 | States | Dayton | Megan Swymeler | TRUE | 2026-06-22T00:00:00 | 2026-10-07T00:00:00 | 2026-10-07T00:00:00 | 1 | 0 | 1 | 260 | 11180 | 55369-6417 | USA | N30 | 1201 | TIMMERMAN FINISHING INC | 55421 | Manual Door - Right Hand Swing | DOOR PAINTING | PUR | DOOR PAINTING | EA | EA |  | TRUE |  | P | PPD | DAYTON
134276 | 2 | 41 | States | Dayton | Megan Swymeler | TRUE | 2026-06-22T00:00:00 | 2026-10-07T00:00:00 | 2026-10-07T00:00:00 | 1 | 0 | 1 | 260 | 11180 | 55369-6417 | USA | N30 | 1201 | TIMMERMAN FINISHING INC | 55421 | Manual Door - Right Hand Swing | DOOR PAINTING | PUR | DOOR PAINTING | EA | EA |  | TRUE |  | P | PPD | DAYTON
134276 | 2 | 42 | States | Dayton | Megan Swymeler | TRUE | 2026-06-22T00:00:00 | 2026-10-07T00:00:00 | 2026-10-07T00:00:00 | 1 | 0 | 1 | 260 | 11180 | 55369-6417 | USA | N30 | 1201 | TIMMERMAN FINISHING INC | 55421 | Manual Door - Right Hand Swing | DOOR PAINTING | PUR | DOOR PAINTING | EA | EA |  | TRUE |  | P | PPD | DAYTON
134276 | 2 | 43 | States | Dayton | Megan Swymeler | TRUE | 2026-06-22T00:00:00 | 2026-10-07T00:00:00 | 2026-10-07T00:00:00 | 1 | 0 | 1 | 260 | 11180 | 55369-6417 | USA | N30 | 1201 | TIMMERMAN FINISHING INC | 55421 | Manual Door - Right Hand Swing | DOOR PAINTING | PUR | DOOR PAINTING | EA | EA |  | TRUE |  | P | PPD | DAYTON
134276 | 3 | 1 | States | Dayton | Megan Swymeler | TRUE | 2026-06-22T00:00:00 | 2026-08-05T00:00:00 | 2026-08-05T00:00:00 | 1 | 0 | 1 | 250 | 10750 | 55369-6417 | USA | N30 | 1201 | TIMMERMAN FINISHING INC | 55421 | Powered Door - Left Hand Swing | DOOR PAINTING | PUR | DOOR PAINTING | EA | EA |  | TRUE |  | P | PPD | DAYTON
134276 | 3 | 2 | States | Dayton | Megan Swymeler | TRUE | 2026-06-22T00:00:00 | 2026-08-05T00:00:00 | 2026-08-05T00:00:00 | 1 | 0 | 1 | 250 | 10750 | 55369-6417 | USA | N30 | 1201 | TIMMERMAN FINISHING INC | 55421 | Powered Door - Left Hand Swing | DOOR PAINTING | PUR | DOOR PAINTING | EA | EA |  | TRUE |  | P | PPD | DAYTON
134276 | 3 | 3 | States | Dayton | Megan Swymeler | TRUE | 2026-06-22T00:00:00 | 2026-08-05T00:00:00 | 2026-08-05T00:00:00 | 1 | 0 | 1 | 250 | 10750 | 55369-6417 | USA | N30 | 1201 | TIMMERMAN FINISHING INC | 55421 | Powered Door - Left Hand Swing | DOOR PAINTING | PUR | DOOR PAINTING | EA | EA |  | TRUE |  | P | PPD | DAYTON
134276 | 3 | 4 | States | Dayton | Megan Swymeler | TRUE | 2026-06-22T00:00:00 | 2026-08-12T00:00:00 | 2026-08-12T00:00:00 | 1 | 0 | 1 | 250 | 10750 | 55369-6417 | USA | N30 | 1201 | TIMMERMAN FINISHING INC | 55421 | Powered Door - Left Hand Swing | DOOR PAINTING | PUR | DOOR PAINTING | EA | EA |  | TRUE |  | P | PPD | DAYTON
134276 | 3 | 5 | States | Dayton | Megan Swymeler | TRUE | 2026-06-22T00:00:00 | 2026-08-12T00:00:00 | 2026-08-12T00:00:00 | 1 | 0 | 1 | 250 | 10750 | 55369-6417 | USA | N30 | 1201 | TIMMERMAN FINISHING INC | 55421 | Powered Door - Left Hand Swing | DOOR PAINTING | PUR | DOOR PAINTING | EA | EA |  | TRUE |  | P | PPD | DAYTON
134276 | 3 | 6 | States | Dayton | Megan Swymeler | TRUE | 2026-06-22T00:00:00 | 2026-08-12T00:00:00 | 2026-08-12T00:00:00 | 1 | 0 | 1 | 250 | 10750 | 55369-6417 | USA | N30 | 1201 | TIMMERMAN FINISHING INC | 55421 | Powered Door - Left Hand Swing | DOOR PAINTING | PUR | DOOR PAINTING | EA | EA |  | TRUE |  | P | PPD | DAYTON
134276 | 3 | 7 | States | Dayton | Megan Swymeler | TRUE | 2026-06-22T00:00:00 | 2026-08-12T00:00:00 | 2026-08-12T00:00:00 | 1 | 0 | 1 | 250 | 10750 | 55369-6417 | USA | N30 | 1201 | TIMMERMAN FINISHING INC | 55421 | Powered Door - Left Hand Swing | DOOR PAINTING | PUR | DOOR PAINTING | EA | EA |  | TRUE |  | P | PPD | DAYTON
134276 | 3 | 8 | States | Dayton | Megan Swymeler | TRUE | 2026-06-22T00:00:00 | 2026-08-19T00:00:00 | 2026-08-19T00:00:00 | 1 | 0 | 1 | 250 | 10750 | 55369-6417 | USA | N30 | 1201 | TIMMERMAN FINISHING INC | 55421 | Powered Door - Left Hand Swing | DOOR PAINTING | PUR | DOOR PAINTING | EA | EA |  | TRUE |  | P | PPD | DAYTON
134276 | 3 | 9 | States | Dayton | Megan Swymeler | TRUE | 2026-06-22T00:00:00 | 2026-08-19T00:00:00 | 2026-08-19T00:00:00 | 1 | 0 | 1 | 250 | 10750 | 55369-6417 | USA | N30 | 1201 | TIMMERMAN FINISHING INC | 55421 | Powered Door - Left Hand Swing | DOOR PAINTING | PUR | DOOR PAINTING | EA | EA |  | TRUE |  | P | PPD | DAYTON
134276 | 3 | 10 | States | Dayton | Megan Swymeler | TRUE | 2026-06-22T00:00:00 | 2026-08-19T00:00:00 | 2026-08-19T00:00:00 | 1 | 0 | 1 | 250 | 10750 | 55369-6417 | USA | N30 | 1201 | TIMMERMAN FINISHING INC | 55421 | Powered Door - Left Hand Swing | DOOR PAINTING | PUR | DOOR PAINTING | EA | EA |  | TRUE |  | P | PPD | DAYTON
134276 | 3 | 11 | States | Dayton | Megan Swymeler | TRUE | 2026-06-22T00:00:00 | 2026-08-19T00:00:00 | 2026-08-19T00:00:00 | 1 | 0 | 1 | 250 | 10750 | 55369-6417 | USA | N30 | 1201 | TIMMERMAN FINISHING INC | 55421 | Powered Door - Left Hand Swing | DOOR PAINTING | PUR | DOOR PAINTING | EA | EA |  | TRUE |  | P | PPD | DAYTON
134276 | 3 | 12 | States | Dayton | Megan Swymeler | TRUE | 2026-06-22T00:00:00 | 2026-08-26T00:00:00 | 2026-08-26T00:00:00 | 1 | 0 | 1 | 250 | 10750 | 55369-6417 | USA | N30 | 1201 | TIMMERMAN FINISHING INC | 55421 | Powered Door - Left Hand Swing | DOOR PAINTING | PUR | DOOR PAINTING | EA | EA |  | TRUE |  | P | PPD | DAYTON
134276 | 3 | 13 | States | Dayton | Megan Swymeler | TRUE | 2026-06-22T00:00:00 | 2026-08-26T00:00:00 | 2026-08-26T00:00:00 | 1 | 0 | 1 | 250 | 10750 | 55369-6417 | USA | N30 | 1201 | TIMMERMAN FINISHING INC | 55421 | Powered Door - Left Hand Swing | DOOR PAINTING | PUR | DOOR PAINTING | EA | EA |  | TRUE |  | P | PPD | DAYTON
134276 | 3 | 14 | States | Dayton | Megan Swymeler | TRUE | 2026-06-22T00:00:00 | 2026-08-26T00:00:00 | 2026-08-26T00:00:00 | 1 | 0 | 1 | 250 | 10750 | 55369-6417 | USA | N30 | 1201 | TIMMERMAN FINISHING INC | 55421 | Powered Door - Left Hand Swing | DOOR PAINTING | PUR | DOOR PAINTING | EA | EA |  | TRUE |  | P | PPD | DAYTON
134276 | 3 | 15 | States | Dayton | Megan Swymeler | TRUE | 2026-06-22T00:00:00 | 2026-08-26T00:00:00 | 2026-08-26T00:00:00 | 1 | 0 | 1 | 250 | 10750 | 55369-6417 | USA | N30 | 1201 | TIMMERMAN FINISHING INC | 55421 | Powered Door - Left Hand Swing | DOOR PAINTING | PUR | DOOR PAINTING | EA | EA |  | TRUE |  | P | PPD | DAYTON
134276 | 3 | 16 | States | Dayton | Megan Swymeler | TRUE | 2026-06-22T00:00:00 | 2026-09-02T00:00:00 | 2026-09-02T00:00:00 | 1 | 0 | 1 | 250 | 10750 | 55369-6417 | USA | N30 | 1201 | TIMMERMAN FINISHING INC | 55421 | Powered Door - Left Hand Swing | DOOR PAINTING | PUR | DOOR PAINTING | EA | EA |  | TRUE |  | P | PPD | DAYTON
134276 | 3 | 17 | States | Dayton | Megan Swymeler | TRUE | 2026-06-22T00:00:00 | 2026-09-02T00:00:00 | 2026-09-02T00:00:00 | 1 | 0 | 1 | 250 | 10750 | 55369-6417 | USA | N30 | 1201 | TIMMERMAN FINISHING INC | 55421 | Powered Door - Left Hand Swing | DOOR PAINTING | PUR | DOOR PAINTING | EA | EA |  | TRUE |  | P | PPD | DAYTON
134276 | 3 | 18 | States | Dayton | Megan Swymeler | TRUE | 2026-06-22T00:00:00 | 2026-09-02T00:00:00 | 2026-09-02T00:00:00 | 1 | 0 | 1 | 250 | 10750 | 55369-6417 | USA | N30 | 1201 | TIMMERMAN FINISHING INC | 55421 | Powered Door - Left Hand Swing | DOOR PAINTING | PUR | DOOR PAINTING | EA | EA |  | TRUE |  | P | PPD | DAYTON
134276 | 3 | 19 | States | Dayton | Megan Swymeler | TRUE | 2026-06-22T00:00:00 | 2026-09-02T00:00:00 | 2026-09-02T00:00:00 | 1 | 0 | 1 | 250 | 10750 | 55369-6417 | USA | N30 | 1201 | TIMMERMAN FINISHING INC | 55421 | Powered Door - Left Hand Swing | DOOR PAINTING | PUR | DOOR PAINTING | EA | EA |  | TRUE |  | P | PPD | DAYTON
134276 | 3 | 20 | States | Dayton | Megan Swymeler | TRUE | 2026-06-22T00:00:00 | 2026-09-09T00:00:00 | 2026-09-02T00:00:00 | 1 | 0 | 1 | 250 | 10750 | 55369-6417 | USA | N30 | 1201 | TIMMERMAN FINISHING INC | 55421 | Powered Door - Left Hand Swing | DOOR PAINTING | PUR | DOOR PAINTING | EA | EA |  | TRUE |  | P | PPD | DAYTON
134276 | 3 | 21 | States | Dayton | Megan Swymeler | TRUE | 2026-06-22T00:00:00 | 2026-09-09T00:00:00 | 2026-09-09T00:00:00 | 1 | 0 | 1 | 250 | 10750 | 55369-6417 | USA | N30 | 1201 | TIMMERMAN FINISHING INC | 55421 | Powered Door - Left Hand Swing | DOOR PAINTING | PUR | DOOR PAINTING | EA | EA |  | TRUE |  | P | PPD | DAYTON
134276 | 3 | 22 | States | Dayton | Megan Swymeler | TRUE | 2026-06-22T00:00:00 | 2026-09-09T00:00:00 | 2026-09-09T00:00:00 | 1 | 0 | 1 | 250 | 10750 | 55369-6417 | USA | N30 | 1201 | TIMMERMAN FINISHING INC | 55421 | Powered Door - Left Hand Swing | DOOR PAINTING | PUR | DOOR PAINTING | EA | EA |  | TRUE |  | P | PPD | DAYTON
134276 | 3 | 23 | States | Dayton | Megan Swymeler | TRUE | 2026-06-22T00:00:00 | 2026-09-09T00:00:00 | 2026-09-09T00:00:00 | 1 | 0 | 1 | 250 | 10750 | 55369-6417 | USA | N30 | 1201 | TIMMERMAN FINISHING INC | 55421 | Powered Door - Left Hand Swing | DOOR PAINTING | PUR | DOOR PAINTING | EA | EA |  | TRUE |  | P | PPD | DAYTON
134276 | 3 | 24 | States | Dayton | Megan Swymeler | TRUE | 2026-06-22T00:00:00 | 2026-09-16T00:00:00 | 2026-09-16T00:00:00 | 1 | 0 | 1 | 250 | 10750 | 55369-6417 | USA | N30 | 1201 | TIMMERMAN FINISHING INC | 55421 | Powered Door - Left Hand Swing | DOOR PAINTING | PUR | DOOR PAINTING | EA | EA |  | TRUE |  | P | PPD | DAYTON
134276 | 3 | 25 | States | Dayton | Megan Swymeler | TRUE | 2026-06-22T00:00:00 | 2026-09-16T00:00:00 | 2026-09-16T00:00:00 | 1 | 0 | 1 | 250 | 10750 | 55369-6417 | USA | N30 | 1201 | TIMMERMAN FINISHING INC | 55421 | Powered Door - Left Hand Swing | DOOR PAINTING | PUR | DOOR PAINTING | EA | EA |  | TRUE |  | P | PPD | DAYTON
134276 | 3 | 26 | States | Dayton | Megan Swymeler | TRUE | 2026-06-22T00:00:00 | 2026-09-16T00:00:00 | 2026-09-16T00:00:00 | 1 | 0 | 1 | 250 | 10750 | 55369-6417 | USA | N30 | 1201 | TIMMERMAN FINISHING INC | 55421 | Powered Door - Left Hand Swing | DOOR PAINTING | PUR | DOOR PAINTING | EA | EA |  | TRUE |  | P | PPD | DAYTON
134276 | 3 | 27 | States | Dayton | Megan Swymeler | TRUE | 2026-06-22T00:00:00 | 2026-09-16T00:00:00 | 2026-09-16T00:00:00 | 1 | 0 | 1 | 250 | 10750 | 55369-6417 | USA | N30 | 1201 | TIMMERMAN FINISHING INC | 55421 | Powered Door - Left Hand Swing | DOOR PAINTING | PUR | DOOR PAINTING | EA | EA |  | TRUE |  | P | PPD | DAYTON
134276 | 3 | 28 | States | Dayton | Megan Swymeler | TRUE | 2026-06-22T00:00:00 | 2026-09-23T00:00:00 | 2026-09-23T00:00:00 | 1 | 0 | 1 | 250 | 10750 | 55369-6417 | USA | N30 | 1201 | TIMMERMAN FINISHING INC | 55421 | Powered Door - Left Hand Swing | DOOR PAINTING | PUR | DOOR PAINTING | EA | EA |  | TRUE |  | P | PPD | DAYTON
134276 | 3 | 29 | States | Dayton | Megan Swymeler | TRUE | 2026-06-22T00:00:00 | 2026-09-23T00:00:00 | 2026-09-23T00:00:00 | 1 | 0 | 1 | 250 | 10750 | 55369-6417 | USA | N30 | 1201 | TIMMERMAN FINISHING INC | 55421 | Powered Door - Left Hand Swing | DOOR PAINTING | PUR | DOOR PAINTING | EA | EA |  | TRUE |  | P | PPD | DAYTON
134276 | 3 | 30 | States | Dayton | Megan Swymeler | TRUE | 2026-06-22T00:00:00 | 2026-09-23T00:00:00 | 2026-09-23T00:00:00 | 1 | 0 | 1 | 250 | 10750 | 55369-6417 | USA | N30 | 1201 | TIMMERMAN FINISHING INC | 55421 | Powered Door - Left Hand Swing | DOOR PAINTING | PUR | DOOR PAINTING | EA | EA |  | TRUE |  | P | PPD | DAYTON
134276 | 3 | 31 | States | Dayton | Megan Swymeler | TRUE | 2026-06-22T00:00:00 | 2026-09-23T00:00:00 | 2026-09-23T00:00:00 | 1 | 0 | 1 | 250 | 10750 | 55369-6417 | USA | N30 | 1201 | TIMMERMAN FINISHING INC | 55421 | Powered Door - Left Hand Swing | DOOR PAINTING | PUR | DOOR PAINTING | EA | EA |  | TRUE |  | P | PPD | DAYTON
134276 | 3 | 32 | States | Dayton | Megan Swymeler | TRUE | 2026-06-22T00:00:00 | 2026-09-30T00:00:00 | 2026-09-30T00:00:00 | 1 | 0 | 1 | 250 | 10750 | 55369-6417 | USA | N30 | 1201 | TIMMERMAN FINISHING INC | 55421 | Powered Door - Left Hand Swing | DOOR PAINTING | PUR | DOOR PAINTING | EA | EA |  | TRUE |  | P | PPD | DAYTON
134276 | 3 | 33 | States | Dayton | Megan Swymeler | TRUE | 2026-06-22T00:00:00 | 2026-09-30T00:00:00 | 2026-09-30T00:00:00 | 1 | 0 | 1 | 250 | 10750 | 55369-6417 | USA | N30 | 1201 | TIMMERMAN FINISHING INC | 55421 | Powered Door - Left Hand Swing | DOOR PAINTING | PUR | DOOR PAINTING | EA | EA |  | TRUE |  | P | PPD | DAYTON
134276 | 3 | 34 | States | Dayton | Megan Swymeler | TRUE | 2026-06-22T00:00:00 | 2026-09-30T00:00:00 | 2026-09-30T00:00:00 | 1 | 0 | 1 | 250 | 10750 | 55369-6417 | USA | N30 | 1201 | TIMMERMAN FINISHING INC | 55421 | Powered Door - Left Hand Swing | DOOR PAINTING | PUR | DOOR PAINTING | EA | EA |  | TRUE |  | P | PPD | DAYTON
134276 | 3 | 35 | States | Dayton | Megan Swymeler | TRUE | 2026-06-22T00:00:00 | 2026-09-30T00:00:00 | 2026-09-30T00:00:00 | 1 | 0 | 1 | 250 | 10750 | 55369-6417 | USA | N30 | 1201 | TIMMERMAN FINISHING INC | 55421 | Powered Door - Left Hand Swing | DOOR PAINTING | PUR | DOOR PAINTING | EA | EA |  | TRUE |  | P | PPD | DAYTON
134276 | 3 | 36 | States | Dayton | Megan Swymeler | TRUE | 2026-06-22T00:00:00 | 2026-09-30T00:00:00 | 2026-09-30T00:00:00 | 1 | 0 | 1 | 250 | 10750 | 55369-6417 | USA | N30 | 1201 | TIMMERMAN FINISHING INC | 55421 | Powered Door - Left Hand Swing | DOOR PAINTING | PUR | DOOR PAINTING | EA | EA |  | TRUE |  | P | PPD | DAYTON
134276 | 3 | 37 | States | Dayton | Megan Swymeler | TRUE | 2026-06-22T00:00:00 | 2026-09-30T00:00:00 | 2026-09-30T00:00:00 | 1 | 0 | 1 | 250 | 10750 | 55369-6417 | USA | N30 | 1201 | TIMMERMAN FINISHING INC | 55421 | Powered Door - Left Hand Swing | DOOR PAINTING | PUR | DOOR PAINTING | EA | EA |  | TRUE |  | P | PPD | DAYTON
134276 | 3 | 38 | States | Dayton | Megan Swymeler | TRUE | 2026-06-22T00:00:00 | 2026-10-07T00:00:00 | 2026-10-07T00:00:00 | 1 | 0 | 1 | 250 | 10750 | 55369-6417 | USA | N30 | 1201 | TIMMERMAN FINISHING INC | 55421 | Powered Door - Left Hand Swing | DOOR PAINTING | PUR | DOOR PAINTING | EA | EA |  | TRUE |  | P | PPD | DAYTON
134276 | 3 | 39 | States | Dayton | Megan Swymeler | TRUE | 2026-06-22T00:00:00 | 2026-10-07T00:00:00 | 2026-10-07T00:00:00 | 1 | 0 | 1 | 250 | 10750 | 55369-6417 | USA | N30 | 1201 | TIMMERMAN FINISHING INC | 55421 | Powered Door - Left Hand Swing | DOOR PAINTING | PUR | DOOR PAINTING | EA | EA |  | TRUE |  | P | PPD | DAYTON
134276 | 3 | 40 | States | Dayton | Megan Swymeler | TRUE | 2026-06-22T00:00:00 | 2026-10-07T00:00:00 | 2026-10-07T00:00:00 | 1 | 0 | 1 | 250 | 10750 | 55369-6417 | USA | N30 | 1201 | TIMMERMAN FINISHING INC | 55421 | Powered Door - Left Hand Swing | DOOR PAINTING | PUR | DOOR PAINTING | EA | EA |  | TRUE |  | P | PPD | DAYTON
134276 | 3 | 41 | States | Dayton | Megan Swymeler | TRUE | 2026-06-22T00:00:00 | 2026-10-07T00:00:00 | 2026-10-07T00:00:00 | 1 | 0 | 1 | 250 | 10750 | 55369-6417 | USA | N30 | 1201 | TIMMERMAN FINISHING INC | 55421 | Powered Door - Left Hand Swing | DOOR PAINTING | PUR | DOOR PAINTING | EA | EA |  | TRUE |  | P | PPD | DAYTON
134276 | 3 | 42 | States | Dayton | Megan Swymeler | TRUE | 2026-06-22T00:00:00 | 2026-10-07T00:00:00 | 2026-10-07T00:00:00 | 1 | 0 | 1 | 250 | 10750 | 55369-6417 | USA | N30 | 1201 | TIMMERMAN FINISHING INC | 55421 | Powered Door - Left Hand Swing | DOOR PAINTING | PUR | DOOR PAINTING | EA | EA |  | TRUE |  | P | PPD | DAYTON
134276 | 3 | 43 | States | Dayton | Megan Swymeler | TRUE | 2026-06-22T00:00:00 | 2026-10-07T00:00:00 | 2026-10-07T00:00:00 | 1 | 0 | 1 | 250 | 10750 | 55369-6417 | USA | N30 | 1201 | TIMMERMAN FINISHING INC | 55421 | Powered Door - Left Hand Swing | DOOR PAINTING | PUR | DOOR PAINTING | EA | EA |  | TRUE |  | P | PPD | DAYTON
134276 | 4 | 1 | States | Dayton | Megan Swymeler | TRUE | 2026-06-22T00:00:00 | 2026-08-05T00:00:00 | 2026-08-05T00:00:00 | 1 | 0 | 1 | 250 | 10750 | 55369-6417 | USA | N30 | 1201 | TIMMERMAN FINISHING INC | 55421 | Powered Door - Right Hand Swing | DOOR PAINTING | PUR | DOOR PAINTING | EA | EA |  | TRUE |  | P | PPD | DAYTON
134276 | 4 | 2 | States | Dayton | Megan Swymeler | TRUE | 2026-06-22T00:00:00 | 2026-08-05T00:00:00 | 2026-08-05T00:00:00 | 1 | 0 | 1 | 250 | 10750 | 55369-6417 | USA | N30 | 1201 | TIMMERMAN FINISHING INC | 55421 | Powered Door - Right Hand Swing | DOOR PAINTING | PUR | DOOR PAINTING | EA | EA |  | TRUE |  | P | PPD | DAYTON
134276 | 4 | 3 | States | Dayton | Megan Swymeler | TRUE | 2026-06-22T00:00:00 | 2026-08-05T00:00:00 | 2026-08-05T00:00:00 | 1 | 0 | 1 | 250 | 10750 | 55369-6417 | USA | N30 | 1201 | TIMMERMAN FINISHING INC | 55421 | Powered Door - Right Hand Swing | DOOR PAINTING | PUR | DOOR PAINTING | EA | EA |  | TRUE |  | P | PPD | DAYTON
134276 | 4 | 4 | States | Dayton | Megan Swymeler | TRUE | 2026-06-22T00:00:00 | 2026-08-12T00:00:00 | 2026-08-12T00:00:00 | 1 | 0 | 1 | 250 | 10750 | 55369-6417 | USA | N30 | 1201 | TIMMERMAN FINISHING INC | 55421 | Powered Door - Right Hand Swing | DOOR PAINTING | PUR | DOOR PAINTING | EA | EA |  | TRUE |  | P | PPD | DAYTON
134276 | 4 | 5 | States | Dayton | Megan Swymeler | TRUE | 2026-06-22T00:00:00 | 2026-08-12T00:00:00 | 2026-08-12T00:00:00 | 1 | 0 | 1 | 250 | 10750 | 55369-6417 | USA | N30 | 1201 | TIMMERMAN FINISHING INC | 55421 | Powered Door - Right Hand Swing | DOOR PAINTING | PUR | DOOR PAINTING | EA | EA |  | TRUE |  | P | PPD | DAYTON
134276 | 4 | 6 | States | Dayton | Megan Swymeler | TRUE | 2026-06-22T00:00:00 | 2026-08-12T00:00:00 | 2026-08-12T00:00:00 | 1 | 0 | 1 | 250 | 10750 | 55369-6417 | USA | N30 | 1201 | TIMMERMAN FINISHING INC | 55421 | Powered Door - Right Hand Swing | DOOR PAINTING | PUR | DOOR PAINTING | EA | EA |  | TRUE |  | P | PPD | DAYTON
134276 | 4 | 7 | States | Dayton | Megan Swymeler | TRUE | 2026-06-22T00:00:00 | 2026-08-12T00:00:00 | 2026-08-12T00:00:00 | 1 | 0 | 1 | 250 | 10750 | 55369-6417 | USA | N30 | 1201 | TIMMERMAN FINISHING INC | 55421 | Powered Door - Right Hand Swing | DOOR PAINTING | PUR | DOOR PAINTING | EA | EA |  | TRUE |  | P | PPD | DAYTON
134276 | 4 | 8 | States | Dayton | Megan Swymeler | TRUE | 2026-06-22T00:00:00 | 2026-08-19T00:00:00 | 2026-08-19T00:00:00 | 1 | 0 | 1 | 250 | 10750 | 55369-6417 | USA | N30 | 1201 | TIMMERMAN FINISHING INC | 55421 | Powered Door - Right Hand Swing | DOOR PAINTING | PUR | DOOR PAINTING | EA | EA |  | TRUE |  | P | PPD | DAYTON
134276 | 4 | 9 | States | Dayton | Megan Swymeler | TRUE | 2026-06-22T00:00:00 | 2026-08-19T00:00:00 | 2026-08-19T00:00:00 | 1 | 0 | 1 | 250 | 10750 | 55369-6417 | USA | N30 | 1201 | TIMMERMAN FINISHING INC | 55421 | Powered Door - Right Hand Swing | DOOR PAINTING | PUR | DOOR PAINTING | EA | EA |  | TRUE |  | P | PPD | DAYTON
134276 | 4 | 10 | States | Dayton | Megan Swymeler | TRUE | 2026-06-22T00:00:00 | 2026-08-19T00:00:00 | 2026-08-19T00:00:00 | 1 | 0 | 1 | 250 | 10750 | 55369-6417 | USA | N30 | 1201 | TIMMERMAN FINISHING INC | 55421 | Powered Door - Right Hand Swing | DOOR PAINTING | PUR | DOOR PAINTING | EA | EA |  | TRUE |  | P | PPD | DAYTON
134276 | 4 | 11 | States | Dayton | Megan Swymeler | TRUE | 2026-06-22T00:00:00 | 2026-08-19T00:00:00 | 2026-08-19T00:00:00 | 1 | 0 | 1 | 250 | 10750 | 55369-6417 | USA | N30 | 1201 | TIMMERMAN FINISHING INC | 55421 | Powered Door - Right Hand Swing | DOOR PAINTING | PUR | DOOR PAINTING | EA | EA |  | TRUE |  | P | PPD | DAYTON
134276 | 4 | 12 | States | Dayton | Megan Swymeler | TRUE | 2026-06-22T00:00:00 | 2026-08-26T00:00:00 | 2026-08-26T00:00:00 | 1 | 0 | 1 | 250 | 10750 | 55369-6417 | USA | N30 | 1201 | TIMMERMAN FINISHING INC | 55421 | Powered Door - Right Hand Swing | DOOR PAINTING | PUR | DOOR PAINTING | EA | EA |  | TRUE |  | P | PPD | DAYTON
134276 | 4 | 13 | States | Dayton | Megan Swymeler | TRUE | 2026-06-22T00:00:00 | 2026-08-26T00:00:00 | 2026-08-26T00:00:00 | 1 | 0 | 1 | 250 | 10750 | 55369-6417 | USA | N30 | 1201 | TIMMERMAN FINISHING INC | 55421 | Powered Door - Right Hand Swing | DOOR PAINTING | PUR | DOOR PAINTING | EA | EA |  | TRUE |  | P | PPD | DAYTON
134276 | 4 | 14 | States | Dayton | Megan Swymeler | TRUE | 2026-06-22T00:00:00 | 2026-08-26T00:00:00 | 2026-08-26T00:00:00 | 1 | 0 | 1 | 250 | 10750 | 55369-6417 | USA | N30 | 1201 | TIMMERMAN FINISHING INC | 55421 | Powered Door - Right Hand Swing | DOOR PAINTING | PUR | DOOR PAINTING | EA | EA |  | TRUE |  | P | PPD | DAYTON
134276 | 4 | 15 | States | Dayton | Megan Swymeler | TRUE | 2026-06-22T00:00:00 | 2026-08-26T00:00:00 | 2026-08-26T00:00:00 | 1 | 0 | 1 | 250 | 10750 | 55369-6417 | USA | N30 | 1201 | TIMMERMAN FINISHING INC | 55421 | Powered Door - Right Hand Swing | DOOR PAINTING | PUR | DOOR PAINTING | EA | EA |  | TRUE |  | P | PPD | DAYTON
134276 | 4 | 16 | States | Dayton | Megan Swymeler | TRUE | 2026-06-22T00:00:00 | 2026-09-02T00:00:00 | 2026-09-02T00:00:00 | 1 | 0 | 1 | 250 | 10750 | 55369-6417 | USA | N30 | 1201 | TIMMERMAN FINISHING INC | 55421 | Powered Door - Right Hand Swing | DOOR PAINTING | PUR | DOOR PAINTING | EA | EA |  | TRUE |  | P | PPD | DAYTON
134276 | 4 | 17 | States | Dayton | Megan Swymeler | TRUE | 2026-06-22T00:00:00 | 2026-09-02T00:00:00 | 2026-09-02T00:00:00 | 1 | 0 | 1 | 250 | 10750 | 55369-6417 | USA | N30 | 1201 | TIMMERMAN FINISHING INC | 55421 | Powered Door - Right Hand Swing | DOOR PAINTING | PUR | DOOR PAINTING | EA | EA |  | TRUE |  | P | PPD | DAYTON
134276 | 4 | 18 | States | Dayton | Megan Swymeler | TRUE | 2026-06-22T00:00:00 | 2026-09-02T00:00:00 | 2026-09-02T00:00:00 | 1 | 0 | 1 | 250 | 10750 | 55369-6417 | USA | N30 | 1201 | TIMMERMAN FINISHING INC | 55421 | Powered Door - Right Hand Swing | DOOR PAINTING | PUR | DOOR PAINTING | EA | EA |  | TRUE |  | P | PPD | DAYTON
134276 | 4 | 19 | States | Dayton | Megan Swymeler | TRUE | 2026-06-22T00:00:00 | 2026-09-02T00:00:00 | 2026-09-02T00:00:00 | 1 | 0 | 1 | 250 | 10750 | 55369-6417 | USA | N30 | 1201 | TIMMERMAN FINISHING INC | 55421 | Powered Door - Right Hand Swing | DOOR PAINTING | PUR | DOOR PAINTING | EA | EA |  | TRUE |  | P | PPD | DAYTON
134276 | 4 | 20 | States | Dayton | Megan Swymeler | TRUE | 2026-06-22T00:00:00 | 2026-09-09T00:00:00 | 2026-09-09T00:00:00 | 1 | 0 | 1 | 250 | 10750 | 55369-6417 | USA | N30 | 1201 | TIMMERMAN FINISHING INC | 55421 | Powered Door - Right Hand Swing | DOOR PAINTING | PUR | DOOR PAINTING | EA | EA |  | TRUE |  | P | PPD | DAYTON
134276 | 4 | 21 | States | Dayton | Megan Swymeler | TRUE | 2026-06-22T00:00:00 | 2026-09-09T00:00:00 | 2026-09-09T00:00:00 | 1 | 0 | 1 | 250 | 10750 | 55369-6417 | USA | N30 | 1201 | TIMMERMAN FINISHING INC | 55421 | Powered Door - Right Hand Swing | DOOR PAINTING | PUR | DOOR PAINTING | EA | EA |  | TRUE |  | P | PPD | DAYTON
134276 | 4 | 22 | States | Dayton | Megan Swymeler | TRUE | 2026-06-22T00:00:00 | 2026-09-09T00:00:00 | 2026-09-09T00:00:00 | 1 | 0 | 1 | 250 | 10750 | 55369-6417 | USA | N30 | 1201 | TIMMERMAN FINISHING INC | 55421 | Powered Door - Right Hand Swing | DOOR PAINTING | PUR | DOOR PAINTING | EA | EA |  | TRUE |  | P | PPD | DAYTON
134276 | 4 | 23 | States | Dayton | Megan Swymeler | TRUE | 2026-06-22T00:00:00 | 2026-09-09T00:00:00 | 2026-09-09T00:00:00 | 1 | 0 | 1 | 250 | 10750 | 55369-6417 | USA | N30 | 1201 | TIMMERMAN FINISHING INC | 55421 | Powered Door - Right Hand Swing | DOOR PAINTING | PUR | DOOR PAINTING | EA | EA |  | TRUE |  | P | PPD | DAYTON
134276 | 4 | 24 | States | Dayton | Megan Swymeler | TRUE | 2026-06-22T00:00:00 | 2026-09-16T00:00:00 | 2026-09-16T00:00:00 | 1 | 0 | 1 | 250 | 10750 | 55369-6417 | USA | N30 | 1201 | TIMMERMAN FINISHING INC | 55421 | Powered Door - Right Hand Swing | DOOR PAINTING | PUR | DOOR PAINTING | EA | EA |  | TRUE |  | P | PPD | DAYTON
134276 | 4 | 25 | States | Dayton | Megan Swymeler | TRUE | 2026-06-22T00:00:00 | 2026-09-16T00:00:00 | 2026-09-16T00:00:00 | 1 | 0 | 1 | 250 | 10750 | 55369-6417 | USA | N30 | 1201 | TIMMERMAN FINISHING INC | 55421 | Powered Door - Right Hand Swing | DOOR PAINTING | PUR | DOOR PAINTING | EA | EA |  | TRUE |  | P | PPD | DAYTON
134276 | 4 | 26 | States | Dayton | Megan Swymeler | TRUE | 2026-06-22T00:00:00 | 2026-09-16T00:00:00 | 2026-09-16T00:00:00 | 1 | 0 | 1 | 250 | 10750 | 55369-6417 | USA | N30 | 1201 | TIMMERMAN FINISHING INC | 55421 | Powered Door - Right Hand Swing | DOOR PAINTING | PUR | DOOR PAINTING | EA | EA |  | TRUE |  | P | PPD | DAYTON
134276 | 4 | 27 | States | Dayton | Megan Swymeler | TRUE | 2026-06-22T00:00:00 | 2026-09-16T00:00:00 | 2026-09-16T00:00:00 | 1 | 0 | 1 | 250 | 10750 | 55369-6417 | USA | N30 | 1201 | TIMMERMAN FINISHING INC | 55421 | Powered Door - Right Hand Swing | DOOR PAINTING | PUR | DOOR PAINTING | EA | EA |  | TRUE |  | P | PPD | DAYTON
134276 | 4 | 28 | States | Dayton | Megan Swymeler | TRUE | 2026-06-22T00:00:00 | 2026-09-23T00:00:00 | 2026-09-23T00:00:00 | 1 | 0 | 1 | 250 | 10750 | 55369-6417 | USA | N30 | 1201 | TIMMERMAN FINISHING INC | 55421 | Powered Door - Right Hand Swing | DOOR PAINTING | PUR | DOOR PAINTING | EA | EA |  | TRUE |  | P | PPD | DAYTON
134276 | 4 | 29 | States | Dayton | Megan Swymeler | TRUE | 2026-06-22T00:00:00 | 2026-09-23T00:00:00 | 2026-09-23T00:00:00 | 1 | 0 | 1 | 250 | 10750 | 55369-6417 | USA | N30 | 1201 | TIMMERMAN FINISHING INC | 55421 | Powered Door - Right Hand Swing | DOOR PAINTING | PUR | DOOR PAINTING | EA | EA |  | TRUE |  | P | PPD | DAYTON
134276 | 4 | 30 | States | Dayton | Megan Swymeler | TRUE | 2026-06-22T00:00:00 | 2026-09-23T00:00:00 | 2026-09-23T00:00:00 | 1 | 0 | 1 | 250 | 10750 | 55369-6417 | USA | N30 | 1201 | TIMMERMAN FINISHING INC | 55421 | Powered Door - Right Hand Swing | DOOR PAINTING | PUR | DOOR PAINTING | EA | EA |  | TRUE |  | P | PPD | DAYTON
134276 | 4 | 31 | States | Dayton | Megan Swymeler | TRUE | 2026-06-22T00:00:00 | 2026-09-23T00:00:00 | 2026-09-23T00:00:00 | 1 | 0 | 1 | 250 | 10750 | 55369-6417 | USA | N30 | 1201 | TIMMERMAN FINISHING INC | 55421 | Powered Door - Right Hand Swing | DOOR PAINTING | PUR | DOOR PAINTING | EA | EA |  | TRUE |  | P | PPD | DAYTON
134276 | 4 | 32 | States | Dayton | Megan Swymeler | TRUE | 2026-06-22T00:00:00 | 2026-09-30T00:00:00 | 2026-09-30T00:00:00 | 1 | 0 | 1 | 250 | 10750 | 55369-6417 | USA | N30 | 1201 | TIMMERMAN FINISHING INC | 55421 | Powered Door - Right Hand Swing | DOOR PAINTING | PUR | DOOR PAINTING | EA | EA |  | TRUE |  | P | PPD | DAYTON
134276 | 4 | 33 | States | Dayton | Megan Swymeler | TRUE | 2026-06-22T00:00:00 | 2026-09-30T00:00:00 | 2026-09-30T00:00:00 | 1 | 0 | 1 | 250 | 10750 | 55369-6417 | USA | N30 | 1201 | TIMMERMAN FINISHING INC | 55421 | Powered Door - Right Hand Swing | DOOR PAINTING | PUR | DOOR PAINTING | EA | EA |  | TRUE |  | P | PPD | DAYTON
134276 | 4 | 34 | States | Dayton | Megan Swymeler | TRUE | 2026-06-22T00:00:00 | 2026-09-30T00:00:00 | 2026-09-30T00:00:00 | 1 | 0 | 1 | 250 | 10750 | 55369-6417 | USA | N30 | 1201 | TIMMERMAN FINISHING INC | 55421 | Powered Door - Right Hand Swing | DOOR PAINTING | PUR | DOOR PAINTING | EA | EA |  | TRUE |  | P | PPD | DAYTON
134276 | 4 | 35 | States | Dayton | Megan Swymeler | TRUE | 2026-06-22T00:00:00 | 2026-09-30T00:00:00 | 2026-09-30T00:00:00 | 1 | 0 | 1 | 250 | 10750 | 55369-6417 | USA | N30 | 1201 | TIMMERMAN FINISHING INC | 55421 | Powered Door - Right Hand Swing | DOOR PAINTING | PUR | DOOR PAINTING | EA | EA |  | TRUE |  | P | PPD | DAYTON
134276 | 4 | 36 | States | Dayton | Megan Swymeler | TRUE | 2026-06-22T00:00:00 | 2026-09-30T00:00:00 | 2026-09-30T00:00:00 | 1 | 0 | 1 | 250 | 10750 | 55369-6417 | USA | N30 | 1201 | TIMMERMAN FINISHING INC | 55421 | Powered Door - Right Hand Swing | DOOR PAINTING | PUR | DOOR PAINTING | EA | EA |  | TRUE |  | P | PPD | DAYTON
134276 | 4 | 37 | States | Dayton | Megan Swymeler | TRUE | 2026-06-22T00:00:00 | 2026-09-30T00:00:00 | 2026-09-30T00:00:00 | 1 | 0 | 1 | 250 | 10750 | 55369-6417 | USA | N30 | 1201 | TIMMERMAN FINISHING INC | 55421 | Powered Door - Right Hand Swing | DOOR PAINTING | PUR | DOOR PAINTING | EA | EA |  | TRUE |  | P | PPD | DAYTON
134276 | 4 | 38 | States | Dayton | Megan Swymeler | TRUE | 2026-06-22T00:00:00 | 2026-10-07T00:00:00 | 2026-10-07T00:00:00 | 1 | 0 | 1 | 250 | 10750 | 55369-6417 | USA | N30 | 1201 | TIMMERMAN FINISHING INC | 55421 | Powered Door - Right Hand Swing | DOOR PAINTING | PUR | DOOR PAINTING | EA | EA |  | TRUE |  | P | PPD | DAYTON
134276 | 4 | 39 | States | Dayton | Megan Swymeler | TRUE | 2026-06-22T00:00:00 | 2026-10-07T00:00:00 | 2026-10-07T00:00:00 | 1 | 0 | 1 | 250 | 10750 | 55369-6417 | USA | N30 | 1201 | TIMMERMAN FINISHING INC | 55421 | Powered Door - Right Hand Swing | DOOR PAINTING | PUR | DOOR PAINTING | EA | EA |  | TRUE |  | P | PPD | DAYTON
134276 | 4 | 40 | States | Dayton | Megan Swymeler | TRUE | 2026-06-22T00:00:00 | 2026-10-07T00:00:00 | 2026-10-07T00:00:00 | 1 | 0 | 1 | 250 | 10750 | 55369-6417 | USA | N30 | 1201 | TIMMERMAN FINISHING INC | 55421 | Powered Door - Right Hand Swing | DOOR PAINTING | PUR | DOOR PAINTING | EA | EA |  | TRUE |  | P | PPD | DAYTON
134276 | 4 | 41 | States | Dayton | Megan Swymeler | TRUE | 2026-06-22T00:00:00 | 2026-10-07T00:00:00 | 2026-10-07T00:00:00 | 1 | 0 | 1 | 250 | 10750 | 55369-6417 | USA | N30 | 1201 | TIMMERMAN FINISHING INC | 55421 | Powered Door - Right Hand Swing | DOOR PAINTING | PUR | DOOR PAINTING | EA | EA |  | TRUE |  | P | PPD | DAYTON
134276 | 4 | 42 | States | Dayton | Megan Swymeler | TRUE | 2026-06-22T00:00:00 | 2026-10-07T00:00:00 | 2026-10-07T00:00:00 | 1 | 0 | 1 | 250 | 10750 | 55369-6417 | USA | N30 | 1201 | TIMMERMAN FINISHING INC | 55421 | Powered Door - Right Hand Swing | DOOR PAINTING | PUR | DOOR PAINTING | EA | EA |  | TRUE |  | P | PPD | DAYTON
134276 | 4 | 43 | States | Dayton | Megan Swymeler | TRUE | 2026-06-22T00:00:00 | 2026-10-07T00:00:00 | 2026-10-07T00:00:00 | 1 | 0 | 1 | 250 | 10750 | 55369-6417 | USA | N30 | 1201 | TIMMERMAN FINISHING INC | 55421 | Powered Door - Right Hand Swing | DOOR PAINTING | PUR | DOOR PAINTING | EA | EA |  | TRUE |  | P | PPD | DAYTON
134345 | 1 | 1 | States | Dayton | Megan Swymeler | TRUE | 2026-06-24T00:00:00 | 2026-07-09T00:00:00 |  | 2 | 0 | 2 | 260 | 520 | 55369-6417 | USA | N30 | 1201 | TIMMERMAN FINISHING INC | 55421 | Manual Door - Right Hand Swing | DOOR PAINTING | PUR | DOOR PAINTING | EA | EA |  | FALSE |  | P | PPD | DAYTON
132313 | 1 | 14 | States | Dayton | Robert Boulka | TRUE | 2026-04-08T00:00:00 |  |  | 5 | 3 | 2 | 105000 | 7350000 | 55369-6417 | USA | N10 | 1202 | T J POTTER TRUCKING INC | 55308 | 77308-FREIGHT | Shipping Charge for 53' X 14'6" X 13'10" BLDG | PUR | Shipping Charge for 53' X 14'6" X 13'10" BLDG | EA | EA |  | TRUE |  | P | PPD | DAYTON
132313 | 2 | 1 | States | Dayton | Robert Boulka | TRUE | 2026-04-08T00:00:00 |  |  | 2 | 1 | 1 | 29900 | 239200 | 55369-6417 | USA | N10 | 1202 | T J POTTER TRUCKING INC | 55308 | 77307-FREIGHT | Step-Conestoga Shipping Charge | PUR | Step-Conestoga Shipping Charge | EA | EA |  | TRUE |  | P | PPD | DAYTON
132313 | 2 | 2 | States | Dayton | Robert Boulka | TRUE | 2026-04-08T00:00:00 |  |  | 2 | 0 | 2 | 29900 | 239200 | 55369-6417 | USA | N10 | 1202 | T J POTTER TRUCKING INC | 55308 | 77307-FREIGHT | Step-Conestoga Shipping Charge | PUR | Step-Conestoga Shipping Charge | EA | EA |  | TRUE |  | P | PPD | DAYTON
132313 | 2 | 3 | States | Dayton | Robert Boulka | TRUE | 2026-04-08T00:00:00 |  |  | 4 | 0 | 4 | 29900 | 239200 | 55369-6417 | USA | N10 | 1202 | T J POTTER TRUCKING INC | 55308 | 77307-FREIGHT | Step-Conestoga Shipping Charge | PUR | Step-Conestoga Shipping Charge | EA | EA |  | TRUE |  | P | PPD | DAYTON
132143 | 12 | 1 | States | Champlin | Robert Boulka | TRUE | 2026-03-30T00:00:00 |  |  | 102 | 0 | 102 | 0 | 0 | 55316-3157 | USA | N30 | 1203 | THYSSENKRUPP MATERIALS NA INC | 60132-2625 | CUB3-.250X2 | C110 HH COPPER BUS BAR 1/4" X 2" X 12' - #3) ROUND EDGE - TIN PLATED | BUSB | C110 HH COPPER BUS BAR 1/4" X 2" X 12' - #3) ROUND EDGE - TIN PLATED | FT | L12 | COPB | TRUE |  | P | DEL | 100
132143 | 11 | 1 | States | Champlin | Robert Boulka | TRUE | 2026-03-30T00:00:00 |  |  | 156 | 79 | 77 | 2191.2012 | 341827.39 | 55316-3157 | USA | N30 | 1203 | THYSSENKRUPP MATERIALS NA INC | 60132-2625 | CUB3-.750X6 | C110 HH COPPER BUS BAR 3/4" X 6" X 12' - #3) ROUND EDGE - TIN PLATED | BUSB | C110 HH COPPER BUS BAR 3/4" X 6" X 12' - #3) ROUND EDGE - TIN PLATED | FT | L12 | COPB | TRUE |  | P | DEL | 100
132143 | 8 | 1 | States | Champlin | Robert Boulka | TRUE | 2026-03-30T00:00:00 |  |  | 212 | 136 | 76 | 1256.976 | 266478.91 | 55316-3157 | USA | N30 | 1203 | THYSSENKRUPP MATERIALS NA INC | 60132-2625 | CUB3-.375X6 | C110 HH COPPER BUS BAR 3/8" X 6" X 12' - #3) ROUND EDGE - TIN PLATED | BUSB | C110 HH COPPER BUS BAR 3/8" X 6" X 12' - #3) ROUND EDGE - TIN PLATED | FT | L12 | COPB | TRUE |  | P | DEL | 100
132143 | 7 | 1 | States | Champlin | Robert Boulka | TRUE | 2026-03-30T00:00:00 |  |  | 4060 | 2817 | 1243 | 893.65 | 3628219 | 55316-3157 | USA | N30 | 1203 | THYSSENKRUPP MATERIALS NA INC | 60132-2625 | CUB3-.250X6 | C110 HH COPPER BUS BAR 1/4" X 6" X 12' - #3) ROUND EDGE - TIN PLATED | BUSB | C110 HH COPPER BUS BAR 1/4" X 6" X 12' - #3) ROUND EDGE - TIN PLATED | FT | L12 | COPB | TRUE |  | P | DEL | 100
132143 | 6 | 1 | States | Champlin | Robert Boulka | TRUE | 2026-03-30T00:00:00 |  |  | 4045 | 2111 | 1934 | 626.68 | 2534920.6 | 55316-3157 | USA | N30 | 1203 | THYSSENKRUPP MATERIALS NA INC | 60132-2625 | CUB3-.250X5 | C110 HH COPPER BUS BAR 1/4" X 5" X 12' - #3) ROUND EDGE - TIN PLATED | BUSB | C110 HH COPPER BUS BAR 1/4" X 5" X 12' - #3) ROUND EDGE - TIN PLATED | FT | L12 | COPB | TRUE |  | P | DEL | 100
132143 | 5 | 1 | States | Champlin | Robert Boulka | TRUE | 2026-03-30T00:00:00 |  |  | 3215 | 468 | 2747 | 1151.86 | 3703229.9 | 55316-3157 | USA | N30 | 1203 | THYSSENKRUPP MATERIALS NA INC | 60132-2625 | CUB3-.250X4 | C110 HH COPPER BUS BAR 1/4" X 4" X 12' - #1) ROUND EDGE - TIN PLATED | BUSB | C110 HH COPPER BUS BAR 1/4" X 4" X 12' - #1) ROUND EDGE - TIN PLATED | FT | L12 | COPB | TRUE |  | P | DEL | 100
132143 | 4 | 1 | States | Champlin | Robert Boulka | TRUE | 2026-03-30T00:00:00 |  |  | 2535 | 1463 | 1072 | 375.6 | 952146 | 55316-3157 | USA | N30 | 1203 | THYSSENKRUPP MATERIALS NA INC | 60132-2625 | CUB3-.250X3 | C110 HH COPPER BUS BAR 1/4" X 3" X 12' - #3) ROUND EDGE - TIN PLATED | BUSB | C110 HH COPPER BUS BAR 1/4" X 3" X 12' - #3) ROUND EDGE - TIN PLATED | FT | L12 | COPB | TRUE |  | P | DEL | 100
132143 | 3 | 1 | States | Champlin | Robert Boulka | TRUE | 2026-03-30T00:00:00 |  |  | 143 | 0 | 143 | 225.43 | 32236.49 | 55316-3157 | USA | N30 | 1203 | THYSSENKRUPP MATERIALS NA INC | 60132-2625 | CUB3-.250X2.5 | C110 HH COPPER BUS BAR 1/4" X 2.5" X 12' - #3) ROUND EDGE - TIN PLATED | BUSB | C110 HH COPPER BUS BAR 1/4" X 2.5" X 12' - #3) ROUND EDGE - TIN PLATED | FT | L12 | COPB | TRUE |  | P | DEL | 100
128626 | 1 | 1 | States | Champlin | Megan Swymeler | TRUE | 2025-08-25T00:00:00 |  | 2025-09-15T00:00:00 | 875 | 0 | 875 | 373.28 | 326620 | 55316 | USA | N60 | 1203 | THYSSENKRUPP MATERIALS NA INC | 60132-2625 | CUB3-.250X4 | C110 HH COPPER BUS BAR 1/4" X 4" X 12' - #1) ROUND EDGE - TIN PLATED | BUSB | C110 HH COPPER BUS BAR 1/4" X 4" X 12' - #1) ROUND EDGE - TIN PLATED | FT | L12 | COPB | TRUE |  | P | DEL | 100
128626 | 12 | 1 | States | Champlin | Megan Swymeler | TRUE | 2025-08-25T00:00:00 |  | 2025-09-15T00:00:00 | 1154 | 780 | 374 | 375.6 | 433442.4 | 55316 | USA | N60 | 1203 | THYSSENKRUPP MATERIALS NA INC | 60132-2625 | CUB3-.250X3 | C110 HH COPPER BUS BAR 1/4" X 3" X 12' - #3) ROUND EDGE - TIN PLATED | BUSB | C110 HH COPPER BUS BAR 1/4" X 3" X 12' - #3) ROUND EDGE - TIN PLATED | FT | L12 | COPB | TRUE |  | P | DEL | 100
128626 | 15 | 1 | States | Champlin | Megan Swymeler | TRUE | 2025-08-25T00:00:00 |  | 2025-09-15T00:00:00 | 78 | 0 | 78 | 2191.2012 | 170913.69 | 55316 | USA | N60 | 1203 | THYSSENKRUPP MATERIALS NA INC | 60132-2625 | CUB3-.750X6 | C110 HH COPPER BUS BAR 3/4" X 6" X 12' - #3) ROUND EDGE - TIN PLATED | BUSB | C110 HH COPPER BUS BAR 3/4" X 6" X 12' - #3) ROUND EDGE - TIN PLATED | FT | L12 | COPB | TRUE |  | P | DEL | 100
133977 | 1 | 1 | States | Dayton | Robert Boulka | TRUE | 2026-06-10T00:00:00 | 2026-09-24T00:00:00 | 2026-09-24T00:00:00 | 4 | 0 | 4 | 2175 | 8700 | 55369-6417 | USA | D03 | 1205 | TOLL GAS & WELDING SUPPLY | 55447 | 99016 | Oxygen deficiency monitor | PUR | Oxygen deficiency monitor | EA | EA |  | TRUE |  | P | PPD | DAYTON
134449 | 3 | 1 | States | Dayton | Robert Boulka | TRUE | 2026-06-30T00:00:00 | 2026-07-17T00:00:00 | 2026-07-17T00:00:00 | 77340.01 | 0 | 77340.01 | 0.79 | 61098.61 | 55369-6417 | USA | D05 | 1268 | VIKING MATERIALS INC | 55486-2459 | GVN-11GA-48x144 | GALVANNEAL A60 SHEET .120 (11 GA) X 48" X 144" | gvn | GALVANNEAL A60 SHEET .120 (11 GA) X 48" X 144" | SF | LB |  | FALSE |  | P | DEL | DAYTON
134176 | 2 | 1 | States | Dayton | Robert Boulka | TRUE | 2026-06-17T00:00:00 | 2026-07-09T00:00:00 | 2026-07-09T00:00:00 | 10000 | 12993.13 | -2993.13 | 0.73 | 7300 | 55369-6417 | USA | D05 | 1268 | VIKING MATERIALS INC | 55486-2459 | GVN-12GA-60X144 | GALVANNEAL A60 SHEET .1084 (12 GA) X 60" X 144" | gvn | GALVANNEAL A60 SHEET .1084 (12 GA) X 60" X 144" | SF | LB |  | TRUE |  | P | DEL | Dayton
134364 | 4 | 1 | States | Champlin | Robert Boulka | TRUE | 2026-06-25T00:00:00 | 2026-07-16T00:00:00 | 2026-07-16T00:00:00 | 30000 | 9972.61 | 20027.39 | 0.79 | 23700 | 55316-3157 | USA | D05 | 1268 | VIKING MATERIALS INC | 55486-2459 | GVZ-12GA-60X120 | G90 GALVANIZED SHEET .104 (12 GA) X 60" X 120" - Domestic Material Only | gvn | G90 GALVANIZED SHEET .104 (12 GA) X 60" X 120" - Domestic Material Only | SF | LB |  | TRUE |  | P | DEL | 100
134666 | 1 | 1 | States | Champlin | Robert Boulka | TRUE | 2026-07-10T00:00:00 | 2026-07-24T00:00:00 | 2026-07-24T00:00:00 | 45000 | 0 | 45000 | 0.78 | 35100 | 55316-3157 | USA | D05 | 1268 | VIKING MATERIALS INC | 55486-2459 | GVN-12GA-48X96 | GALVANNEAL A60 SHEET .104 (12 GA) X 48" X 96" | gvn | GALVANNEAL A60 SHEET .104 (12 GA) X 48" X 96" | SF | LB |  | TRUE |  | P | DEL | 100
134357 | 2 | 1 | States | Dayton | Robert Boulka | TRUE | 2026-06-25T00:00:00 | 2026-07-13T00:00:00 |  | 15000 | 14849.29 | 150.71 | 0.79 | 11850 | 55369-6417 | USA | D05 | 1268 | VIKING MATERIALS INC | 55486-2459 | GVZ-11GA-48X120 | G90 GALVANIZED SHEET .119 (11 GA) X 48" X 120" - Domestic Material Only | gvn | G90 GALVANIZED SHEET .119 (11 GA) X 48" X 120" - Domestic Material Only | SF | LB |  | TRUE |  | P | DEL | DAYTON
134693 | 1 | 1 | States | Dayton | Robert Boulka | TRUE | 2026-07-13T00:00:00 | 2026-08-15T00:00:00 | 2026-08-15T00:00:00 | 1152.37 | 0 | 1152.37 | 0 | 0 | 55369-6417 | USA | D05 | 1268 | VIKING MATERIALS INC | 55486-2459 | ALBR-.125-36X120 | 5052-H32 BRUSHED (ONE SIDE) ALUMINUM SHEET .125 X 36" X 120" | ALUM | 5052-H32 BRUSHED (ONE SIDE) ALUMINUM SHEET .125 X 36" X 120" | SF | LB |  | TRUE |  | P | DEL | Dayton
134693 | 1 | 2 | States | Dayton | Robert Boulka | TRUE | 2026-07-13T00:00:00 | 2026-08-15T00:00:00 | 2026-08-15T00:00:00 | 1309.49 | 0 | 1309.49 | 0 | 0 | 55369-6417 | USA | D05 | 1268 | VIKING MATERIALS INC | 55486-2459 | ALBR-.125-36X120 | 5052-H32 BRUSHED (ONE SIDE) ALUMINUM SHEET .125 X 36" X 120" | ALUM | 5052-H32 BRUSHED (ONE SIDE) ALUMINUM SHEET .125 X 36" X 120" | SF | LB |  | TRUE |  | P | DEL | Dayton
134693 | 1 | 3 | States | Dayton | Robert Boulka | TRUE | 2026-07-13T00:00:00 | 2026-08-15T00:00:00 | 2026-08-15T00:00:00 | 1309.49 | 0 | 1309.49 | 0 | 0 | 55369-6417 | USA | D05 | 1268 | VIKING MATERIALS INC | 55486-2459 | ALBR-.125-36X120 | 5052-H32 BRUSHED (ONE SIDE) ALUMINUM SHEET .125 X 36" X 120" | ALUM | 5052-H32 BRUSHED (ONE SIDE) ALUMINUM SHEET .125 X 36" X 120" | SF | LB |  | TRUE |  | P | DEL | Dayton
134693 | 2 | 1 | States | Dayton | Robert Boulka | TRUE | 2026-07-13T00:00:00 | 2026-07-29T00:00:00 | 2026-07-29T00:00:00 | 20643.51 | 0 | 20643.51 | 0.78 | 16101.94 | 55369-6417 | USA | D05 | 1268 | VIKING MATERIALS INC | 55486-2459 | GVN-14GA-48X144 | GALVANNEAL A60 SHEET .074 (14 GA) X 48" X 144" | gvn | GALVANNEAL A60 SHEET .074 (14 GA) X 48" X 144" | SF | LB |  | TRUE |  | P | DEL | Dayton
134809 | 3 | 1 | States | Dayton | Robert Boulka | TRUE | 2026-07-15T00:00:00 |  |  | 44999.1 | 0 | 44999.1 | 0.78 | 35099.3 | 55369-6417 | USA | D05 | 1268 | VIKING MATERIALS INC | 55486-2459 | GVN-12GA-48X144 | GALVANNEAL A60 SHEET .104 (12 GA) X 48" X 144" | gvn | GALVANNEAL A60 SHEET .104 (12 GA) X 48" X 144" | SF | LB |  | FALSE |  | P | DEL | DAYTON
134809 | 2 | 1 | States | Dayton | Robert Boulka | TRUE | 2026-07-15T00:00:00 |  |  | 45010.2 | 0 | 45010.2 | 0.78 | 35107.96 | 55369-6417 | USA | D05 | 1268 | VIKING MATERIALS INC | 55486-2459 | GVN-16GA-48X144 | GALVANNEAL A60 SHEET .059 (16 GA) X 48" X 144" | gvn | GALVANNEAL A60 SHEET .059 (16 GA) X 48" X 144" | SF | LB |  | FALSE |  | P | DEL | DAYTON
134809 | 1 | 1 | States | Dayton | Robert Boulka | TRUE | 2026-07-15T00:00:00 |  |  | 49605.88 | 0 | 49605.88 | 0.78 | 38692.59 | 55369-6417 | USA | D05 | 1268 | VIKING MATERIALS INC | 55486-2459 | GVN-11GA-48x144 | GALVANNEAL A60 SHEET .120 (11 GA) X 48" X 144" | gvn | GALVANNEAL A60 SHEET .120 (11 GA) X 48" X 144" | SF | LB |  | FALSE |  | P | DEL | DAYTON
134608 | 1 | 1 | States | Champlin | Robert Boulka | TRUE | 2026-07-08T00:00:00 | 2026-07-24T00:00:00 | 2026-07-24T00:00:00 | 34523.33 | 0 | 34523.33 | 0.75 | 25892.5 | 55316-3157 | USA | D05 | 1268 | VIKING MATERIALS INC | 55486-2459 | GVN-12GA-48X96 | GALVANNEAL A60 SHEET .104 (12 GA) X 48" X 96" | gvn | GALVANNEAL A60 SHEET .104 (12 GA) X 48" X 96" | SF | LB |  | FALSE |  | P | DEL | 100
134608 | 2 | 1 | States | Champlin | Robert Boulka | TRUE | 2026-07-08T00:00:00 | 2026-07-24T00:00:00 | 2026-07-24T00:00:00 | 15758.41 | 0 | 15758.41 | 0.75 | 11818.81 | 55316-3157 | USA | D05 | 1268 | VIKING MATERIALS INC | 55486-2459 | GVN-14GA-48X120 | GALVANNEAL A60 SHEET .074 (14 GA) X 48" X 120" | gvn | GALVANNEAL A60 SHEET .074 (14 GA) X 48" X 120" | SF | LB |  | FALSE |  | P | DEL | 100
134608 | 3 | 1 | States | Champlin | Robert Boulka | TRUE | 2026-07-08T00:00:00 | 2026-07-24T00:00:00 | 2026-07-24T00:00:00 | 9855.37 | 0 | 9855.37 | 0.76 | 7490.08 | 55316-3157 | USA | D05 | 1268 | VIKING MATERIALS INC | 55486-2459 | GVN-16GA-48X96 | GALVANNEAL A60 SHEET .059 (16 GA) X 48" X 96" | gvn | GALVANNEAL A60 SHEET .059 (16 GA) X 48" X 96" | SF | LB |  | FALSE |  | P | DEL | 100
134608 | 4 | 1 | States | Champlin | Robert Boulka | TRUE | 2026-07-08T00:00:00 | 2026-07-22T00:00:00 | 2026-07-22T00:00:00 | 34269.49 | 0 | 34269.49 | 0.76 | 26044.81 | 55316-3157 | USA | D05 | 1268 | VIKING MATERIALS INC | 55486-2459 | GVZ-12GA-48X120 | G90 GALVANIZED SHEET .104 (12 GA) X 48" X 120" - Domestic Material Only | gvn | G90 GALVANIZED SHEET .104 (12 GA) X 48" X 120" - Domestic Material Only | SF | LB |  | FALSE |  | P | DEL | 100
134859 | 2 | 1 | States | Champlin | Robert Boulka | TRUE | 2026-07-17T00:00:00 | 2026-07-31T00:00:00 |  | 5000 | 0 | 5000 | 0.78 | 3900 | 55316-3157 | USA | D05 | 1268 | VIKING MATERIALS INC | 55486-2459 | GVZ-11GA-48X120 | G90 GALVANIZED SHEET .119 (11 GA) X 48" X 120" - Domestic Material Only | gvn | G90 GALVANIZED SHEET .119 (11 GA) X 48" X 120" - Domestic Material Only | SF | LB |  | TRUE |  | P | DEL | 100
134859 | 1 | 1 | States | Champlin | Robert Boulka | TRUE | 2026-07-17T00:00:00 | 2026-07-31T00:00:00 |  | 45000 | 0 | 45000 | 0.78 | 35100 | 55316-3157 | USA | D05 | 1268 | VIKING MATERIALS INC | 55486-2459 | GVN-12GA-48X96 | GALVANNEAL A60 SHEET .104 (12 GA) X 48" X 96" | gvn | GALVANNEAL A60 SHEET .104 (12 GA) X 48" X 96" | SF | LB |  | TRUE |  | P | DEL | 100
134248 | 1 | 1 | States | Dayton | Robert Boulka | TRUE | 2026-06-22T00:00:00 | 2026-07-13T00:00:00 | 2026-07-13T00:00:00 | 45000 | 47517.7 | -2517.7 | 0.79 | 35550 | 55369-6417 | USA | D05 | 1268 | VIKING MATERIALS INC | 55486-2459 | GVN-11GA-48x144 | GALVANNEAL A60 SHEET .120 (11 GA) X 48" X 144" | gvn | GALVANNEAL A60 SHEET .120 (11 GA) X 48" X 144" | SF | LB |  | TRUE |  | P | DEL | DAYTON
134513 | 1 | 1 | States | Dayton | Robert Boulka | TRUE | 2026-07-02T00:00:00 | 2026-07-10T00:00:00 |  | 618.73 | 0 | 618.73 | 0.73 | 451.67 | 55369-6417 | USA | D05 | 1268 | VIKING MATERIALS INC | 55486-2459 | GVN-11GA-48X60 | GALVANNEAL A60 SHEET .120 (11 GA) X 48" x 60" | gvn | GALVANNEAL A60 SHEET .120 (11 GA) X 48" x 60" | SF | LB |  | FALSE |  | P | DEL | Dayton
134631 | 1 | 1 | States | Champlin | Andrew Olson | TRUE | 2026-07-08T00:00:00 | 2026-07-24T00:00:00 | 2026-07-24T00:00:00 | 10 | 0 | 10 | 15.38 | 153.8 | 55316-3157 | USA | N30 | 1393 | RUTH RIDLEY/ADVANCEMENT INTERNATIONAL LTD | 44202 | LU800-1AM-S500 | Lug 1 barrel aluminum stacked 800MCM - 300MCM mechanical, single 1/2" mounting | LUG | Lug 1 barrel aluminum stacked 800MCM - 300MCM mechanical, single 1/2" mounting | EA | EA |  | TRUE |  | P | FXG | 100
134397 | 1 | 1 | States | Dayton | Andrew Olson | TRUE | 2026-06-29T00:00:00 | 2026-08-14T00:00:00 | 2026-08-14T00:00:00 | 560 | 0 | 560 | 1 | 560 | 55369-6417 | USA | N30 | 1393 | RUTH RIDLEY/ADVANCEMENT INTERNATIONAL LTD | 44202 | LU2/0-1AM-S250 | Lug 1 barrel aluminum 2/0 - #14 mechanical, single 1/4" mounting - A/F Hex Socket Drive Screw | LUG | Lug 1 barrel aluminum 2/0 - #14 mechanical, single 1/4" mounting - A/F Hex Socket Drive Screw | EA | EA |  | TRUE |  | P | FXG | Dayton
134029 | 1 | 1 | States | Dayton | Andrew Olson | TRUE | 2026-06-11T00:00:00 | 2026-09-30T00:00:00 | 2026-09-30T00:00:00 | 1280 | 0 | 1280 | 0.75 | 960 | 55369-6417 | USA | N30 | 1393 | RUTH RIDLEY/ADVANCEMENT INTERNATIONAL LTD | 44202 | LU2/0-1AM-S250 | Lug 1 barrel aluminum 2/0 - #14 mechanical, single 1/4" mounting - A/F Hex Socket Drive Screw | LUG | Lug 1 barrel aluminum 2/0 - #14 mechanical, single 1/4" mounting - A/F Hex Socket Drive Screw | EA | EA |  | TRUE |  | P | FXG | Dayton
134081 | 1 | 5 | States | Dayton | Taylor Barrett | TRUE | 2026-06-15T00:00:00 | 2026-08-28T00:00:00 |  | 256 | 0 | 256 | 3.924 | 5022.72 | 55369-6417 | USA | N30 | 1403 | CONNECTOR MANUFACTURING COMPANY | 30374-5787 | LA750-12AM-S500 | Lug 1 Barrel Aluminum 750MCM - #2 Mechanical or (2) 300MCM – 1/0, Single ½” Mounting | LUG | Lug 1 Barrel Aluminum 750MCM - #2 Mechanical or (2) 300MCM – 1/0, Single ½” Mounting | EA | EA |  | FALSE |  | P | B/W | Dayton
134081 | 1 | 4 | States | Dayton | Taylor Barrett | TRUE | 2026-06-15T00:00:00 | 2026-08-14T00:00:00 |  | 256 | 0 | 256 | 3.924 | 5022.72 | 55369-6417 | USA | N30 | 1403 | CONNECTOR MANUFACTURING COMPANY | 30374-5787 | LA750-12AM-S500 | Lug 1 Barrel Aluminum 750MCM - #2 Mechanical or (2) 300MCM – 1/0, Single ½” Mounting | LUG | Lug 1 Barrel Aluminum 750MCM - #2 Mechanical or (2) 300MCM – 1/0, Single ½” Mounting | EA | EA |  | FALSE |  | P | B/W | Dayton
134081 | 1 | 3 | States | Dayton | Taylor Barrett | TRUE | 2026-06-15T00:00:00 | 2026-07-31T00:00:00 |  | 256 | 0 | 256 | 3.924 | 5022.72 | 55369-6417 | USA | N30 | 1403 | CONNECTOR MANUFACTURING COMPANY | 30374-5787 | LA750-12AM-S500 | Lug 1 Barrel Aluminum 750MCM - #2 Mechanical or (2) 300MCM – 1/0, Single ½” Mounting | LUG | Lug 1 Barrel Aluminum 750MCM - #2 Mechanical or (2) 300MCM – 1/0, Single ½” Mounting | EA | EA |  | FALSE |  | P | B/W | Dayton
134081 | 1 | 2 | States | Dayton | Taylor Barrett | TRUE | 2026-06-15T00:00:00 | 2026-07-17T00:00:00 |  | 256 | 0 | 256 | 3.924 | 5022.72 | 55369-6417 | USA | N30 | 1403 | CONNECTOR MANUFACTURING COMPANY | 30374-5787 | LA750-12AM-S500 | Lug 1 Barrel Aluminum 750MCM - #2 Mechanical or (2) 300MCM – 1/0, Single ½” Mounting | LUG | Lug 1 Barrel Aluminum 750MCM - #2 Mechanical or (2) 300MCM – 1/0, Single ½” Mounting | EA | EA |  | FALSE |  | P | B/W | Dayton
134081 | 1 | 1 | States | Dayton | Taylor Barrett | TRUE | 2026-06-15T00:00:00 | 2026-07-02T00:00:00 |  | 256 | 0 | 256 | 3.924 | 5022.72 | 55369-6417 | USA | N30 | 1403 | CONNECTOR MANUFACTURING COMPANY | 30374-5787 | LA750-12AM-S500 | Lug 1 Barrel Aluminum 750MCM - #2 Mechanical or (2) 300MCM – 1/0, Single ½” Mounting | LUG | Lug 1 Barrel Aluminum 750MCM - #2 Mechanical or (2) 300MCM – 1/0, Single ½” Mounting | EA | EA |  | FALSE |  | P | B/W | Dayton
134417 | 1 | 3 | States | Dayton | Taylor Barrett | TRUE | 2026-06-29T00:00:00 | 2026-09-08T00:00:00 |  | 128 | 0 | 128 | 3.6812 | 2355.97 | 55369-6417 | USA | N30 | 1403 | CONNECTOR MANUFACTURING COMPANY | 30374-5787 | LA750-12AM-S500 | Lug 1 Barrel Aluminum 750MCM - #2 Mechanical or (2) 300MCM – 1/0, Single ½” Mounting | LUG | Lug 1 Barrel Aluminum 750MCM - #2 Mechanical or (2) 300MCM – 1/0, Single ½” Mounting | EA | EA |  | FALSE |  | P | B/W | Dayton
134417 | 1 | 2 | States | Dayton | Taylor Barrett | TRUE | 2026-06-29T00:00:00 | 2026-08-14T00:00:00 |  | 256 | 0 | 256 | 3.6812 | 2355.97 | 55369-6417 | USA | N30 | 1403 | CONNECTOR MANUFACTURING COMPANY | 30374-5787 | LA750-12AM-S500 | Lug 1 Barrel Aluminum 750MCM - #2 Mechanical or (2) 300MCM – 1/0, Single ½” Mounting | LUG | Lug 1 Barrel Aluminum 750MCM - #2 Mechanical or (2) 300MCM – 1/0, Single ½” Mounting | EA | EA |  | FALSE |  | P | B/W | Dayton
134417 | 1 | 1 | States | Dayton | Taylor Barrett | TRUE | 2026-06-29T00:00:00 | 2026-07-31T00:00:00 |  | 256 | 0 | 256 | 3.6812 | 2355.97 | 55369-6417 | USA | N30 | 1403 | CONNECTOR MANUFACTURING COMPANY | 30374-5787 | LA750-12AM-S500 | Lug 1 Barrel Aluminum 750MCM - #2 Mechanical or (2) 300MCM – 1/0, Single ½” Mounting | LUG | Lug 1 Barrel Aluminum 750MCM - #2 Mechanical or (2) 300MCM – 1/0, Single ½” Mounting | EA | EA |  | FALSE |  | P | B/W | Dayton
134777 | 1 | 1 | States | Champlin | Taylor Barrett | TRUE | 2026-07-15T00:00:00 | 2026-07-22T00:00:00 |  | 440 | 0 | 440 | 27.89 | 12271.6 | 55316-3157 | USA | N30 | 1403 | CONNECTOR MANUFACTURING COMPANY | 30374-5787 | LA-1000 | Dual Rated Solderless Connector, wire range 1000 kcmil - 350 kcmil | PUR | Dual Rated Solderless Connector, wire range 1000 kcmil - 350 kcmil | EA | EA |  | FALSE |  | P | B/W | 100
132606 | 1 | 1 | States | Champlin | Taylor Barrett | TRUE | 2026-04-20T00:00:00 | 2026-07-31T00:00:00 | 2026-05-22T00:00:00 | 120 | 103 | 17 | 27.89 | 3346.8 | 55316-3157 | USA | N30 | 1403 | CONNECTOR MANUFACTURING COMPANY | 30374-5787 | LA-1000 | Dual Rated Solderless Connector, wire range 1000 kcmil - 350 kcmil | PUR | Dual Rated Solderless Connector, wire range 1000 kcmil - 350 kcmil | EA | EA |  | TRUE |  | P | B/W | 100
134722 | 1 | 1 | States | Champlin | Megan Swymeler | TRUE | 2026-07-14T00:00:00 | 2026-07-22T00:00:00 | 2026-07-22T00:00:00 | 2 | 0 | 2 | 683.03 | 1366.06 | 55316-3157 | USA | N30 | 1426 | HAMMOND POWER SOLUTIONS, INC. | 60122-7107 | C1F005LES | 480V:240/120 5 KVA Transformer | PUR | 480V:240/120 5 KVA Transformer | EA | EA |  | TRUE |  | P | PPD | 100
131381 | 3 | 1 | States | Champlin | Megan Swymeler | TRUE | 2026-02-23T00:00:00 | 2026-07-13T00:00:00 | 2026-07-13T00:00:00 | 100 | 0 | 100 | 7.06 | 706 | 55316 | USA | N30 | 1426 | HAMMOND POWER SOLUTIONS, INC. | 60122-7107 | FGTK1 | FINGER GUARD FOR HPS TRANSFORMERS | PUR | FINGER GUARD FOR HPS TRANSFORMERS | EA | EA |  | TRUE |  | P | PPD | 100
130963 | 2 | 1 | States | Champlin | Megan Swymeler | TRUE | 2026-01-28T00:00:00 | 2026-08-17T00:00:00 | 2026-08-17T00:00:00 | 47 | 0 | 47 | 4.88 | 229.36 | 55316 | USA | N30 | 1426 | HAMMOND POWER SOLUTIONS, INC. | 60122-7107 | FG3 | CPT COVER | PUR | CPT COVER | EA | EA |  | TRUE |  | P | PPD | 100
134547 | 3 | 1 | States | Champlin | Megan Swymeler | TRUE | 2026-07-06T00:00:00 | 2026-09-04T00:00:00 | 2026-09-04T00:00:00 | 100 | 0 | 100 | 7.6 | 1520 | 55316-3157 | USA | N30 | 1426 | HAMMOND POWER SOLUTIONS, INC. | 60122-7107 | FGTK6 | FINGER GUARD FOR HPS TRANSFORMERS | PUR | FINGER GUARD FOR HPS TRANSFORMERS | EA | EA |  | TRUE |  | P | PPD | 100
134547 | 3 | 2 | States | Champlin | Megan Swymeler | TRUE | 2026-07-06T00:00:00 | 2026-09-08T00:00:00 | 2026-09-08T00:00:00 | 100 | 0 | 100 | 7.6 | 1520 | 55316-3157 | USA | N30 | 1426 | HAMMOND POWER SOLUTIONS, INC. | 60122-7107 | FGTK6 | FINGER GUARD FOR HPS TRANSFORMERS | PUR | FINGER GUARD FOR HPS TRANSFORMERS | EA | EA |  | TRUE |  | P | PPD | 100
134547 | 4 | 1 | States | Champlin | Megan Swymeler | TRUE | 2026-07-06T00:00:00 | 2026-08-10T00:00:00 | 2026-08-10T00:00:00 | 1 | 0 | 1 | 858.38 | 858.38 | 55316-3157 | USA | N30 | 1426 | HAMMOND POWER SOLUTIONS, INC. | 60122-7107 | Q005PEKF | Auxiliary Power Transformer: 5KVA 600:120/240V single phase (Wired L-L on Primary; See Quote) | PUR | Auxiliary Power Transformer: 5KVA 600:120/240V single phase (Wired L-L on Primary; See Quote) | EA | EA |  | TRUE |  | P | PPD | 100
134547 | 5 | 1 | States | Champlin | Megan Swymeler | TRUE | 2026-07-06T00:00:00 | 2026-08-10T00:00:00 | 2026-08-10T00:00:00 | 1 | 0 | 1 | 3039.23 | 3039.23 | 55316-3157 | USA | N30 | 1426 | HAMMOND POWER SOLUTIONS, INC. | 60122-7107 | SG3A0015PK0C | Auxiliary Power Transformer: 15KVA 600D:480Y/277 3 phase (See quote) | PUR | Auxiliary Power Transformer: 15KVA 600D:480Y/277 3 phase (See quote) | EA | EA |  | TRUE |  | P | PPD | 100
133238 | 1 | 1 | States | Champlin | Megan Swymeler | TRUE | 2026-05-15T00:00:00 | 2026-09-21T00:00:00 | 2026-09-21T00:00:00 | 1 | 0 | 1 | 9071 | 9071 | 55316-3157 | USA | N30 | 1426 | HAMMOND POWER SOLUTIONS, INC. | 60122-7107 | Zigzag Grounding Transformer | 3ph 600Z/346V 200A 60Hz CU Grounding Transformer | PUR | "Category: --- LV - Other --- Identifier: --- Zig Zag Transfomer - Enclosure Rating: --- - System voltage: --- - Bus amperage: --- - Short Circuit Rating: --- - Sections: --- 0" | EA | EA |  | TRUE |  | P | PPD | 100
134764 | 1 | 1 | States | Dayton | Megan Swymeler | TRUE | 2026-07-15T00:00:00 | 2026-09-03T00:00:00 | 2026-09-03T00:00:00 | 14 | 0 | 14 | 468.3 | 6556.2 | 55369-6417 | USA | N30 | 1426 | HAMMOND POWER SOLUTIONS, INC. | 60122-7107 | C1F003LES | Encapsulated Transformer, 240/480V Primary, 120/240V Secondary, 3kVA | PUR | Encapsulated Transformer, 240/480V Primary, 120/240V Secondary, 3kVA | EA | EA |  | TRUE |  | P | PPD | DAYTON
133339 | 1 | 1 | States | Champlin | Megan Swymeler | TRUE | 2026-05-18T00:00:00 | 2026-11-13T00:00:00 | 2026-11-13T00:00:00 | 1 | 0 | 1 | 556.08 | 556.08 | 55316-3157 | USA | N30 | 1426 | HAMMOND POWER SOLUTIONS, INC. | 60122-7107 | C2G3000MQMJ | 1ph 3000VA 240x480V-120x240V 50/60Hz CU Primary Voltage: 240x480V Phase:1PH Secondary Voltage: 120x240V Rating: 3000VA Termination: Terminal Block (Primary & Secondary) Material: Copper Insulation Class: 180°C Frequency: 50/60Hz Temperature Rise: 115°C Approval: CSA,UL,CE Primary Fusing: N / A Secondary Fusing: N / A Enclosure: Enclosure Type: Core & Coil Dimensions (in): 6.5(H), 7.5(W), 7.5(D) Mounting Dimensions (W/D/Size): 6.3in(W), 7.28in(D), 0.44 x 1.00 Weight: 64lb | PUR | 1ph 3000VA 240x480V-120x240V 50/60Hz CU Primary Voltage: 240x480V Phase:1PH Secondary Voltage: 120x240V Rating: 3000VA Termination: Terminal Block (Primary & Secondary) Material: Copper Insulation Class: 180°C Frequency: 50/60Hz Temperature Rise: 115°C Approval: CSA,UL,CE Primary Fusing: N / A Secondary Fusing: N / A Enclosure: Enclosure Type: Core & Coil Dimensions (in): 6.5(H), 7.5(W), 7.5(D) Mounting Dimensions (W/D/Size): 6.3in(W), 7.28in(D), 0.44 x 1.00 Weight: 64lb | EA | EA |  | TRUE |  | P | PPD | 100
134681 | 1 | 1 | States | Dayton | Megan Swymeler | TRUE | 2026-07-13T00:00:00 | 2026-07-21T00:00:00 | 2026-07-21T00:00:00 | 14 | 0 | 14 | 683.03 | 9562.42 | 55369-6417 | USA | N30 | 1426 | HAMMOND POWER SOLUTIONS, INC. | 60122-7107 | C1F005LES | 480V:240/120 5 KVA Transformer | PUR | 480V:240/120 5 KVA Transformer | EA | EA |  | TRUE |  | P | PPD | Dayton
133062 | 1 | 2 | States | Champlin | Megan Swymeler | TRUE | 2026-05-07T00:00:00 | 2026-08-18T00:00:00 | 2026-08-18T00:00:00 | 28 | 0 | 28 | 613 | 90724 | 55316-3157 | USA | N30 | 1426 | HAMMOND POWER SOLUTIONS, INC. | 60122-7107 | C1F005LES | 480V:240/120 5 KVA Transformer | PUR | CONTROL TRANSFORMER, 5KVA, | EA | EA |  | TRUE |  | P | PPD | 100
133062 | 1 | 3 | States | Champlin | Megan Swymeler | TRUE | 2026-05-07T00:00:00 | 2026-09-17T00:00:00 | 2026-09-17T00:00:00 | 42 | 0 | 42 | 613 | 90724 | 55316-3157 | USA | N30 | 1426 | HAMMOND POWER SOLUTIONS, INC. | 60122-7107 | C1F005LES | 480V:240/120 5 KVA Transformer | PUR | CONTROL TRANSFORMER, 5KVA, | EA | EA |  | TRUE |  | P | PPD | 100
133062 | 1 | 4 | States | Champlin | Megan Swymeler | TRUE | 2026-05-07T00:00:00 | 2026-10-12T00:00:00 | 2026-10-12T00:00:00 | 15 | 0 | 15 | 613 | 90724 | 55316-3157 | USA | N30 | 1426 | HAMMOND POWER SOLUTIONS, INC. | 60122-7107 | C1F005LES | 480V:240/120 5 KVA Transformer | PUR | CONTROL TRANSFORMER, 5KVA, | EA | EA |  | TRUE |  | P | PPD | 100
134589 | 1 | 2 | States | Dayton | Megan Swymeler | TRUE | 2026-07-08T00:00:00 | 2026-07-21T00:00:00 | 2026-07-21T00:00:00 | 3 | 0 | 3 | 135.45 | 5418 | 55369-6417 | USA | N30 | 1426 | HAMMOND POWER SOLUTIONS, INC. | 60122-7107 | PH350MQMJ | 350VA ENCAPSULATED CONTROL TRANSFORMER 240/480V 60HZ | PUR | 350VA ENCAPSULATED CONTROL TRANSFORMER 240/480V 60HZ | EA | EA |  | TRUE |  | P | PPD | 100
134589 | 1 | 3 | States | Dayton | Megan Swymeler | TRUE | 2026-07-08T00:00:00 | 2026-07-21T00:00:00 | 2026-07-21T00:00:00 | 1 | 0 | 1 | 135.45 | 5418 | 55369-6417 | USA | N30 | 1426 | HAMMOND POWER SOLUTIONS, INC. | 60122-7107 | PH350MQMJ | 350VA ENCAPSULATED CONTROL TRANSFORMER 240/480V 60HZ | PUR | 350VA ENCAPSULATED CONTROL TRANSFORMER 240/480V 60HZ | EA | EA |  | TRUE |  | P | PPD | 100
133764 | 1 | 1 | States | Champlin | Megan Swymeler | TRUE | 2026-06-01T00:00:00 | 2026-11-13T00:00:00 | 2026-11-13T00:00:00 | 3 | 0 | 3 | 556.08 | 1668.24 | 55316-3157 | USA | N30 | 1426 | HAMMOND POWER SOLUTIONS, INC. | 60122-7107 | C2G3000MQMJ | 1ph 3000VA 240x480V-120x240V 50/60Hz CU Primary Voltage: 240x480V Phase:1PH Secondary Voltage: 120x240V Rating: 3000VA Termination: Terminal Block (Primary & Secondary) Material: Copper Insulation Class: 180°C Frequency: 50/60Hz Temperature Rise: 115°C Approval: CSA,UL,CE Primary Fusing: N / A Secondary Fusing: N / A Enclosure: Enclosure Type: Core & Coil Dimensions (in): 6.5(H), 7.5(W), 7.5(D) Mounting Dimensions (W/D/Size): 6.3in(W), 7.28in(D), 0.44 x 1.00 Weight: 64lb | PUR | 1ph 3000VA 240x480V-120x240V 50/60Hz CU Primary Voltage: 240x480V Phase:1PH Secondary Voltage: 120x240V Rating: 3000VA Termination: Terminal Block (Primary & Secondary) Material: Copper Insulation Class: 180°C Frequency: 50/60Hz Temperature Rise: 115°C Approval: CSA,UL,CE Primary Fusing: N / A Secondary Fusing: N / A Enclosure: Enclosure Type: Core & Coil Dimensions (in): 6.5(H), 7.5(W), 7.5(D) Mounting Dimensions (W/D/Size): 6.3in(W), 7.28in(D), 0.44 x 1.00 Weight: 64lb | EA | EA |  | TRUE |  | P | PPD | 100
134851 | 1 | 1 | States | Champlin | Robert Boulka | TRUE | 2026-07-17T00:00:00 | 2026-07-24T00:00:00 | 2026-07-24T00:00:00 | 9 | 0 | 9 | 225 | 2025 | 55316-3157 | USA | N30 | 1432 | PINE POINT WOOD PRODUCTS INC | 55327 | States006 | Crate For PN 3300.1-1-21 (Old PN PB-115-30) | PUR | Crate For PN 3300.1-1-21 (Old PN PB-115-30) | EA | EA |  | TRUE |  | P | DEL | 100
133804 | 1 | 1 | States | Champlin | Hayley Fabian | TRUE | 2026-06-02T00:00:00 | 2026-08-18T00:00:00 | 2026-08-18T00:00:00 | 5 | 0 | 5 | 68.75 | 343.75 | 55316-3157 | USA | N45 | 1501 | ABB INDUSTRIAL CONNECTIONS AND SOLUTIONS | 27511 | 1SDA081454R1 | LIFTING PLATES E2.2-E6.2 | PUR | LIFTING PLATES E2.2-E6.2 | EA | EA |  | TRUE |  | P | B/W | 100
133804 | 2 | 1 | States | Champlin | Hayley Fabian | TRUE | 2026-06-02T00:00:00 | 2026-08-18T00:00:00 | 2026-08-18T00:00:00 | 1 | 0 | 1 | 180.22 | 180.22 | 55316-3157 | USA | N45 | 1501 | ABB INDUSTRIAL CONNECTIONS AND SOLUTIONS | 27511 | ZE1NCT | ABB Neutral CT For Ground Fault Sensing | SRPP | ABB Neutral CT For Ground Fault Sensing | EA | EA |  | TRUE |  | P | B/W | 100
133804 | 3 | 1 | States | Champlin | Hayley Fabian | TRUE | 2026-06-02T00:00:00 | 2026-08-31T00:00:00 | 2026-08-31T00:00:00 | 13 | 0 | 13 | 505.05 | 207070.5 | 55316-3157 | USA | N45 | 1501 | ABB INDUSTRIAL CONNECTIONS AND SOLUTIONS | 27511 | ZEAMODTCP | EKIP MODBUS | PUR | EKIP MODBUS | EA | EA |  | TRUE |  | P | B/W | 100
133804 | 3 | 2 | States | Champlin | Hayley Fabian | TRUE | 2026-06-02T00:00:00 | 2026-09-11T00:00:00 | 2026-09-11T00:00:00 | 215 | 0 | 215 | 505.05 | 207070.5 | 55316-3157 | USA | N45 | 1501 | ABB INDUSTRIAL CONNECTIONS AND SOLUTIONS | 27511 | ZEAMODTCP | EKIP MODBUS | PUR | EKIP MODBUS | EA | EA |  | TRUE |  | P | B/W | 100
133804 | 3 | 3 | States | Champlin | Hayley Fabian | TRUE | 2026-06-02T00:00:00 | 2026-10-02T00:00:00 | 2026-10-02T00:00:00 | 55 | 0 | 55 | 505.05 | 207070.5 | 55316-3157 | USA | N45 | 1501 | ABB INDUSTRIAL CONNECTIONS AND SOLUTIONS | 27511 | ZEAMODTCP | EKIP MODBUS | PUR | EKIP MODBUS | EA | EA |  | TRUE |  | P | B/W | 100
133804 | 3 | 4 | States | Champlin | Hayley Fabian | TRUE | 2026-06-02T00:00:00 | 2026-10-13T00:00:00 | 2026-10-13T00:00:00 | 127 | 0 | 127 | 505.05 | 207070.5 | 55316-3157 | USA | N45 | 1501 | ABB INDUSTRIAL CONNECTIONS AND SOLUTIONS | 27511 | ZEAMODTCP | EKIP MODBUS | PUR | EKIP MODBUS | EA | EA |  | TRUE |  | P | B/W | 100
131996 | 4 | 2 | States | Champlin | Hayley Fabian | TRUE | 2026-03-24T00:00:00 | 2026-07-14T00:00:00 | 2026-07-23T00:00:00 | 620 | 0 | 620 | 463.19 | 333496.8 | 55316-3157 | USA | N45 | 1501 | ABB INDUSTRIAL CONNECTIONS AND SOLUTIONS | 27511 | ZEAMODTCP | EKIP MODBUS | PUR | EKIP MODBUS | EA | EA |  | TRUE |  | P | B/W | Dayton
133112 | 1 | 1 | States | Champlin | Hayley Fabian | TRUE | 2026-05-08T00:00:00 | 2026-10-05T00:00:00 | 2026-10-05T00:00:00 | 6 | 0 | 6 | 748.46 | 4490.76 | 55316-3157 | USA | N45 | 1501 | ABB INDUSTRIAL CONNECTIONS AND SOLUTIONS | 27511 | XT2HU3080BYD0A0XXX | 1RGXT2H 125 TMA 80-400..800 3P UL/CSA (1SDX188416R1) 1XT2H 125 TMA 80-400-800 3PFF UL/CSA (1SDA074798R1) 1LINE SIDE CONNECTOR XT2 3P PANELBOARD (1SDA118444R1) 1KIT FC CUAL 14-2/0 AWG XT2 3PCS UL (1SDA085585R1) | PUR | 1RGXT2H 125 TMA 80-400..800 3P UL/CSA (1SDX188416R1) 1XT2H 125 TMA 80-400-800 3PFF UL/CSA (1SDA074798R1) 1LINE SIDE CONNECTOR XT2 3P PANELBOARD (1SDA118444R1) 1KIT FC CUAL 14-2/0 AWG XT2 3PCS UL (1SDA085585R1) | EA | EA |  | TRUE |  | P | B/W | 100
133112 | 2 | 1 | States | Champlin | Hayley Fabian | TRUE | 2026-05-08T00:00:00 | 2026-10-05T00:00:00 | 2026-10-05T00:00:00 | 24 | 0 | 24 | 4824.98 | 115799.52 | 55316-3157 | USA | N45 | 1501 | ABB INDUSTRIAL CONNECTIONS AND SOLUTIONS | 27511 | XT7HU312EPYW940XXX | RGXT7H 1200 E.TCH LSI 1200 3P UL | MEC | RGXT7H 1200 E.TCH LSI 1200 3P UL | EA | EA |  | TRUE |  | P | B/W | 100
133112 | 3 | 1 | States | Champlin | Hayley Fabian | TRUE | 2026-05-08T00:00:00 | 2026-08-06T00:00:00 | 2026-08-06T00:00:00 | 52 | 0 | 52 | 505.05 | 75757.5 | 55316-3157 | USA | N45 | 1501 | ABB INDUSTRIAL CONNECTIONS AND SOLUTIONS | 27511 | ZEAMODTCP | EKIP MODBUS | PUR | EKIP MODBUS | EA | EA |  | TRUE |  | P | B/W | 100
133112 | 3 | 2 | States | Champlin | Hayley Fabian | TRUE | 2026-05-08T00:00:00 | 2026-08-31T00:00:00 | 2026-08-31T00:00:00 | 98 | 0 | 98 | 505.05 | 75757.5 | 55316-3157 | USA | N45 | 1501 | ABB INDUSTRIAL CONNECTIONS AND SOLUTIONS | 27511 | ZEAMODTCP | EKIP MODBUS | PUR | EKIP MODBUS | EA | EA |  | TRUE |  | P | B/W | 100
133112 | 4 | 1 | States | Champlin | Hayley Fabian | TRUE | 2026-05-08T00:00:00 | 2026-08-17T00:00:00 | 2026-08-17T00:00:00 | 250 | 0 | 250 | 15.83 | 3957.5 | 55316-3157 | USA | N45 | 1501 | ABB INDUSTRIAL CONNECTIONS AND SOLUTIONS | 27511 | E93/30CC | Fuse Holder: Finger-safe, 3-Pole, 600VAC/DC, 30A, Class CC, accepts rejection style fuse | PUR | Fuse Holder: Finger-safe, 3-Pole, 600VAC/DC, 30A, Class CC, accepts rejection style fuse | EA | EA |  | TRUE |  | P | B/W | 100
133969 | 1 | 1 | States | Champlin | Hayley Fabian | TRUE | 2026-06-09T00:00:00 | 2026-08-05T00:00:00 | 2026-08-05T00:00:00 | 1 | 0 | 1 | 3920.55 | 3920.55 | 55316-3157 | USA | N45 | 1501 | ABB INDUSTRIAL CONNECTIONS AND SOLUTIONS | 27511 | IN4820SU3B3XS | SB INT 2000A 48X 3P CENUPR 1S/2S DNST AG | MEC | SB INT 2000A 48X 3P CENUPR 1S/2S DNST AG | EA | EA |  | TRUE |  | P | B/W | 100
133969 | 2 | 1 | States | Champlin | Hayley Fabian | TRUE | 2026-06-09T00:00:00 | 2026-10-06T00:00:00 | 2026-10-06T00:00:00 | 2 | 0 | 2 | 852.05 | 1704.1 | 55316-3157 | USA | N45 | 1501 | ABB INDUSTRIAL CONNECTIONS AND SOLUTIONS | 27511 | Z4A25J0XX | Cradle Emax 4.2 | PUR | Cradle Emax 4.2 | EA | EA |  | TRUE |  | P | B/W | 100
133969 | 3 | 1 | States | Champlin | Hayley Fabian | TRUE | 2026-06-09T00:00:00 | 2026-08-03T00:00:00 | 2026-08-03T00:00:00 | 1 | 0 | 1 | 978.65 | 978.65 | 55316-3157 | USA | N45 | 1501 | ABB INDUSTRIAL CONNECTIONS AND SOLUTIONS | 27511 | XT4LU3250BY8000XXX | Reliagear XT4, 250AF/250AT, 100KAIC, Thermal Magnetic Adjustable Trip | PUR | Reliagear XT4, 250AF/250AT, 100KAIC, Thermal Magnetic Adjustable Trip | EA | EA |  | TRUE |  | P | B/W | 100
133969 | 4 | 1 | States | Champlin | Hayley Fabian | TRUE | 2026-06-09T00:00:00 | 2026-08-10T00:00:00 | 2026-08-10T00:00:00 | 4 | 0 | 4 | 34.7 | 138.8 | 55316-3157 | USA | N45 | 1501 | ABB INDUSTRIAL CONNECTIONS AND SOLUTIONS | 27511 | SR03EF | NEXT 3X FILLER ONLY | PUR | NEXT 3X FILLER ONLY | EA | EA |  | TRUE |  | P | B/W | 100
133969 | 5 | 1 | States | Champlin | Hayley Fabian | TRUE | 2026-06-09T00:00:00 | 2026-10-19T00:00:00 | 2026-10-19T00:00:00 | 3 | 0 | 3 | 4038.2 | 28267.4 | 55316-3157 | USA | N45 | 1501 | ABB INDUSTRIAL CONNECTIONS AND SOLUTIONS | 27511 | IN4830SU3B3XS | SB INT 3000A 48X 3P CENUPR 1S/2S DNST AG | MEC | SB INT 3000A 48X 3P CENUPR 1S/2S DNST AG | EA | EA |  | TRUE |  | P | B/W | 100
133969 | 5 | 2 | States | Champlin | Hayley Fabian | TRUE | 2026-06-09T00:00:00 | 2026-12-07T00:00:00 | 2026-12-07T00:00:00 | 4 | 0 | 4 | 4038.2 | 28267.4 | 55316-3157 | USA | N45 | 1501 | ABB INDUSTRIAL CONNECTIONS AND SOLUTIONS | 27511 | IN4830SU3B3XS | SB INT 3000A 48X 3P CENUPR 1S/2S DNST AG | MEC | SB INT 3000A 48X 3P CENUPR 1S/2S DNST AG | EA | EA |  | TRUE |  | P | B/W | 100
133969 | 6 | 1 | States | Champlin | Hayley Fabian | TRUE | 2026-06-09T00:00:00 | 2026-12-07T00:00:00 | 2026-12-07T00:00:00 | 28 | 0 | 28 | 78.58 | 2200.24 | 55316-3157 | USA | N45 | 1501 | ABB INDUSTRIAL CONNECTIONS AND SOLUTIONS | 27511 | KXTAAXCQSYFP | AUX-C 1Q+1SY 250 V XT1..XT4 | PUR | AUX-C 1Q+1SY 250 V XT1..XT4 | EA | EA |  | TRUE |  | P | B/W | 100
133969 | 7 | 1 | States | Champlin | Hayley Fabian | TRUE | 2026-06-09T00:00:00 | 2026-09-17T00:00:00 | 2026-09-17T00:00:00 | 24 | 0 | 24 | 506.52 | 24312.96 | 55316-3157 | USA | N45 | 1501 | ABB INDUSTRIAL CONNECTIONS AND SOLUTIONS | 27511 | KXTTCOMEMBTCP | EKIP COM MODBUS TCP TMAX XT | PUR | EKIP COM MODBUS TCP TMAX XT | EA | EA |  | TRUE |  | P | B/W | 100
133969 | 7 | 2 | States | Champlin | Hayley Fabian | TRUE | 2026-06-09T00:00:00 | 2026-12-07T00:00:00 | 2026-12-07T00:00:00 | 24 | 0 | 24 | 506.52 | 24312.96 | 55316-3157 | USA | N45 | 1501 | ABB INDUSTRIAL CONNECTIONS AND SOLUTIONS | 27511 | KXTTCOMEMBTCP | EKIP COM MODBUS TCP TMAX XT | PUR | EKIP COM MODBUS TCP TMAX XT | EA | EA |  | TRUE |  | P | B/W | 100
133969 | 8 | 1 | States | Champlin | Hayley Fabian | TRUE | 2026-06-09T00:00:00 | 2026-12-07T00:00:00 | 2026-12-07T00:00:00 | 4 | 0 | 4 | 188.54 | 754.16 | 55316-3157 | USA | N45 | 1501 | ABB INDUSTRIAL CONNECTIONS AND SOLUTIONS | 27511 | XT1HU3050AYD000XXX | 125AF/50AT, 65kA, Thermal Mag, ReliaGear, Load Lugs - 10 - 2/0 AWG | PUR | 125AF/50AT, 65kA, Thermal Mag, ReliaGear, Load Lugs - 10 - 2/0 AWG | EA | EA |  | TRUE |  | P | B/W | 100
133969 | 9 | 1 | States | Champlin | Hayley Fabian | TRUE | 2026-06-09T00:00:00 | 2026-12-07T00:00:00 | 2026-12-07T00:00:00 | 4 | 0 | 4 | 188.54 | 754.16 | 55316-3157 | USA | N45 | 1501 | ABB INDUSTRIAL CONNECTIONS AND SOLUTIONS | 27511 | XT1HU3060AYD000XXX | RGXT1H 125 TMF 60-600 3P UL/CSA | MEC | RGXT1H 125 TMF 60-600 3P UL/CSA | EA | EA |  | TRUE |  | P | B/W | 100
133969 | 10 | 1 | States | Champlin | Hayley Fabian | TRUE | 2026-06-09T00:00:00 | 2026-12-07T00:00:00 | 2026-12-07T00:00:00 | 10 | 0 | 10 | 1424.51 | 14245.1 | 55316-3157 | USA | N45 | 1501 | ABB INDUSTRIAL CONNECTIONS AND SOLUTIONS | 27511 | XT5HU340AFYN000XXX | RGXT5H 400 E.DIP LSI 400 3P UL/CSA | MEC | RGXT5H 400 E.DIP LSI 400 3P UL/CSA | EA | EA |  | TRUE |  | P | B/W | 100
133969 | 11 | 1 | States | Champlin | Hayley Fabian | TRUE | 2026-06-09T00:00:00 | 2026-09-17T00:00:00 | 2026-09-17T00:00:00 | 2 | 0 | 2 | 762.87 | 3051.48 | 55316-3157 | USA | N45 | 1501 | ABB INDUSTRIAL CONNECTIONS AND SOLUTIONS | 27511 | XT2HU31251YD000XXX | RGXT2H 125 E.DIP LSI 125 3P UL | PUR | RGXT2H 125 E.DIP LSI 125 3P UL | EA | EA |  | TRUE |  | P | B/W | 100
133969 | 11 | 2 | States | Champlin | Hayley Fabian | TRUE | 2026-06-09T00:00:00 | 2026-12-07T00:00:00 | 2026-12-07T00:00:00 | 2 | 0 | 2 | 762.87 | 3051.48 | 55316-3157 | USA | N45 | 1501 | ABB INDUSTRIAL CONNECTIONS AND SOLUTIONS | 27511 | XT2HU31251YD000XXX | RGXT2H 125 E.DIP LSI 125 3P UL | PUR | RGXT2H 125 E.DIP LSI 125 3P UL | EA | EA |  | TRUE |  | P | B/W | 100
133969 | 12 | 1 | States | Champlin | Hayley Fabian | TRUE | 2026-06-09T00:00:00 | 2026-12-07T00:00:00 | 2026-12-07T00:00:00 | 1 | 0 | 1 | 5929.9 | 5929.9 | 55316-3157 | USA | N45 | 1501 | ABB INDUSTRIAL CONNECTIONS AND SOLUTIONS | 27511 | Z4SGULJE30LA0AA025XX | E4.2S-A 2500 EKIP TOUCH LSI 3P FHR | MEC | E4.2S-A 2500 EKIP TOUCH LSI 3P FHR | EA | EA |  | TRUE |  | P | B/W | 100
133969 | 13 | 1 | States | Champlin | Hayley Fabian | TRUE | 2026-06-09T00:00:00 | 2026-10-19T00:00:00 | 2026-10-19T00:00:00 | 3 | 0 | 3 | 306.55 | 919.65 | 55316-3157 | USA | N45 | 1501 | ABB INDUSTRIAL CONNECTIONS AND SOLUTIONS | 27511 | XT1HU3050AYD0A0XXX | "1XT1H 125 TMF 50-500 3P F F UL/CSA (1SDA074701R1)1SDA074701R1XT1HU3050AFF000XXX 1NEXT XT1 LSC 3000257978A001 (1SDA114241R1)1SDA114241R1 1KIT FC CUAL 10-2/0 AWG XT1 3PCS UL (1SDA075837R1)1SDA075837R1KXT1CUAL1-3PC 1AUX-C 1Q+1SY 250 V XT1..XT4 F/P (1SDA066431R1)1SDA066431R1KXTAAXCQSYFP" | PUR | "1XT1H 125 TMF 50-500 3P F F UL/CSA (1SDA074701R1)1SDA074701R1XT1HU3050AFF000XXX 1NEXT XT1 LSC 3000257978A001 (1SDA114241R1)1SDA114241R1 1KIT FC CUAL 10-2/0 AWG XT1 3PCS UL (1SDA075837R1)1SDA075837R1KXT1CUAL1-3PC 1AUX-C 1Q+1SY 250 V XT1..XT4 F/P (1SDA066431R1)1SDA066431R1KXTAAXCQSYFP" | EA | EA |  | TRUE |  | P | B/W | 100
133969 | 14 | 1 | States | Champlin | Hayley Fabian | TRUE | 2026-06-09T00:00:00 | 2026-08-18T00:00:00 | 2026-08-18T00:00:00 | 4 | 0 | 4 | 68.75 | 275 | 55316-3157 | USA | N45 | 1501 | ABB INDUSTRIAL CONNECTIONS AND SOLUTIONS | 27511 | 1SDA081454R1 | LIFTING PLATES E2.2-E6.2 | PUR | LIFTING PLATES E2.2-E6.2 | EA | EA |  | TRUE |  | P | B/W | 100
134228 | 6 | 1 | States | Dayton | Hayley Fabian | TRUE | 2026-06-19T00:00:00 | 2026-08-28T00:00:00 | 2026-08-28T00:00:00 | 4 | 0 | 4 | 114.66 | 458.64 | 55369-6417 | USA | N45 | 1501 | ABB INDUSTRIAL CONNECTIONS AND SOLUTIONS | 27511 | AF25SN | RLP FRONT 25.5 X 20 SURF N | PUR | RLP FRONT 25.5 X 20 SURF N | EA | EA |  | TRUE |  | P | B/W | DAYTON
134228 | 5 | 1 | States | Dayton | Hayley Fabian | TRUE | 2026-06-19T00:00:00 | 2026-08-28T00:00:00 | 2026-08-28T00:00:00 | 4 | 0 | 4 | 63.06 | 252.24 | 55369-6417 | USA | N45 | 1501 | ABB INDUSTRIAL CONNECTIONS AND SOLUTIONS | 27511 | AB25B | ABB PANELBOARD BOX | PUR | ABB PANELBOARD BOX | EA | EA |  | TRUE |  | P | B/W | DAYTON
134228 | 4 | 1 | States | Dayton | Hayley Fabian | TRUE | 2026-06-19T00:00:00 | 2026-08-28T00:00:00 | 2026-08-28T00:00:00 | 4 | 0 | 4 | 115.32 | 461.28 | 55369-6417 | USA | N45 | 1501 | ABB INDUSTRIAL CONNECTIONS AND SOLUTIONS | 27511 | AF31SN | PRLP FRONT 31.5 X 20 SURF N | PUR | PRLP FRONT 31.5 X 20 SURF N | EA | EA |  | TRUE |  | P | B/W | DAYTON
134228 | 3 | 1 | States | Dayton | Hayley Fabian | TRUE | 2026-06-19T00:00:00 | 2026-08-28T00:00:00 | 2026-08-28T00:00:00 | 4 | 0 | 4 | 74 | 296 | 55369-6417 | USA | N45 | 1501 | ABB INDUSTRIAL CONNECTIONS AND SOLUTIONS | 27511 | AB31B | RLP BOX N1 31.5L X 20W | PUR | RLP BOX N1 31.5L X 20W | EA | EA |  | TRUE |  | P | B/W | DAYTON
134228 | 2 | 1 | States | Dayton | Hayley Fabian | TRUE | 2026-06-19T00:00:00 | 2026-08-28T00:00:00 | 2026-08-28T00:00:00 | 4 | 0 | 4 | 488.28 | 1953.12 | 55369-6417 | USA | N45 | 1501 | ABB INDUSTRIAL CONNECTIONS AND SOLUTIONS | 27511 | AQF1181AB-002 | Panelboard Interior | PUR | Panelboard Interior | EA | EA |  | TRUE |  | P | B/W | DAYTON
134228 | 1 | 1 | States | Dayton | Hayley Fabian | TRUE | 2026-06-19T00:00:00 | 2026-08-28T00:00:00 | 2026-08-28T00:00:00 | 4 | 0 | 4 | 1648.8 | 6595.2 | 55369-6417 | USA | N45 | 1501 | ABB INDUSTRIAL CONNECTIONS AND SOLUTIONS | 27511 | AEF1241BB-001 | Panelboard Interior | PUR | Panelboard Interior | EA | EA |  | TRUE |  | P | B/W | DAYTON
134065 | 2 | 2 | States | Champlin | Hayley Fabian | TRUE | 2026-06-12T00:00:00 | 2026-11-06T00:00:00 | 2026-11-06T00:00:00 | 4 | 0 | 4 | 9260.68 | 74085.44 | 55316-3157 | USA | N45 | 1501 | ABB INDUSTRIAL CONNECTIONS AND SOLUTIONS | 27511 | Z4VHUNBW33LK000005XX | ABB EMAX2 480V, 3Ø, 100kAIC• 3200AT / 3200AF, 3P • 100% Rated• Air Insulated Case Circuit Breaker• EKIP Touch LSI Protection• RELT Switch (Arc Flash Reduction)Provided with the following STANDARD features:• 24V AUX Contacts• Digital 24V Bell AlarmProvided with the following OPTIONAL features:• 6Q AUX Contacts• EKIP Supply 24VDC (for RELT Switch)• RELT EKIP 2k-3 Signaling• Modbus TCP• 8mm Padlockable Push Button Cover | PUR | ABB EMAX2 480V, 3Ø, 100kAIC• 3200AT / 3200AF, 3P • 100% Rated• Air Insulated Case Circuit Breaker• EKIP Touch LSI Protection• RELT Switch (Arc Flash Reduction)Provided with the following STANDARD features:• 24V AUX Contacts• Digital 24V Bell AlarmProvided with the following OPTIONAL features:• 6Q AUX Contacts• EKIP Supply 24VDC (for RELT Switch)• RELT EKIP 2k-3 Signaling• Modbus TCP• 8mm Padlockable Push Button Cover | EA | EA |  | TRUE |  | P | B/W | 100
134065 | 2 | 1 | States | Champlin | Hayley Fabian | TRUE | 2026-06-12T00:00:00 | 2026-10-20T00:00:00 | 2026-10-20T00:00:00 | 4 | 0 | 4 | 9260.68 | 74085.44 | 55316-3157 | USA | N45 | 1501 | ABB INDUSTRIAL CONNECTIONS AND SOLUTIONS | 27511 | Z4VHUNBW33LK000005XX | ABB EMAX2 480V, 3Ø, 100kAIC• 3200AT / 3200AF, 3P • 100% Rated• Air Insulated Case Circuit Breaker• EKIP Touch LSI Protection• RELT Switch (Arc Flash Reduction)Provided with the following STANDARD features:• 24V AUX Contacts• Digital 24V Bell AlarmProvided with the following OPTIONAL features:• 6Q AUX Contacts• EKIP Supply 24VDC (for RELT Switch)• RELT EKIP 2k-3 Signaling• Modbus TCP• 8mm Padlockable Push Button Cover | PUR | ABB EMAX2 480V, 3Ø, 100kAIC• 3200AT / 3200AF, 3P • 100% Rated• Air Insulated Case Circuit Breaker• EKIP Touch LSI Protection• RELT Switch (Arc Flash Reduction)Provided with the following STANDARD features:• 24V AUX Contacts• Digital 24V Bell AlarmProvided with the following OPTIONAL features:• 6Q AUX Contacts• EKIP Supply 24VDC (for RELT Switch)• RELT EKIP 2k-3 Signaling• Modbus TCP• 8mm Padlockable Push Button Cover | EA | EA |  | TRUE |  | P | B/W | 100
134065 | 1 | 4 | States | Champlin | Hayley Fabian | TRUE | 2026-06-12T00:00:00 | 2026-10-27T00:00:00 | 2026-10-27T00:00:00 | 15 | 0 | 15 | 12660.89 | 1873811.72 | 55316-3157 | USA | N45 | 1501 | ABB INDUSTRIAL CONNECTIONS AND SOLUTIONS | 27511 | Z6HJURAK83LA000005XX | 4000A, 85kA, 3-Pole, Draw-Out, Ekip Hi-Touch LSIG, ModBus TCP, RELT, 120V Ekip Supply, 4 Aux Contacts, PushButton Cover | PUR | 4000A, 85kA, 3-Pole, Draw-Out, Ekip Hi-Touch LSIG, ModBus TCP, RELT, 120V Ekip Supply, 4 Aux Contacts, PushButton Cover | EA | EA |  | TRUE |  | P | B/W | 100
134065 | 1 | 3 | States | Champlin | Hayley Fabian | TRUE | 2026-06-12T00:00:00 | 2026-10-26T00:00:00 | 2026-10-26T00:00:00 | 42 | 0 | 42 | 12660.89 | 1873811.72 | 55316-3157 | USA | N45 | 1501 | ABB INDUSTRIAL CONNECTIONS AND SOLUTIONS | 27511 | Z6HJURAK83LA000005XX | 4000A, 85kA, 3-Pole, Draw-Out, Ekip Hi-Touch LSIG, ModBus TCP, RELT, 120V Ekip Supply, 4 Aux Contacts, PushButton Cover | PUR | 4000A, 85kA, 3-Pole, Draw-Out, Ekip Hi-Touch LSIG, ModBus TCP, RELT, 120V Ekip Supply, 4 Aux Contacts, PushButton Cover | EA | EA |  | TRUE |  | P | B/W | 100
134065 | 1 | 2 | States | Champlin | Hayley Fabian | TRUE | 2026-06-12T00:00:00 | 2026-10-26T00:00:00 | 2026-10-26T00:00:00 | 28 | 0 | 28 | 12660.89 | 1873811.72 | 55316-3157 | USA | N45 | 1501 | ABB INDUSTRIAL CONNECTIONS AND SOLUTIONS | 27511 | Z6HJURAK83LA000005XX | 4000A, 85kA, 3-Pole, Draw-Out, Ekip Hi-Touch LSIG, ModBus TCP, RELT, 120V Ekip Supply, 4 Aux Contacts, PushButton Cover | PUR | 4000A, 85kA, 3-Pole, Draw-Out, Ekip Hi-Touch LSIG, ModBus TCP, RELT, 120V Ekip Supply, 4 Aux Contacts, PushButton Cover | EA | EA |  | TRUE |  | P | B/W | 100
134065 | 1 | 1 | States | Champlin | Hayley Fabian | TRUE | 2026-06-12T00:00:00 | 2026-10-26T00:00:00 | 2026-10-26T00:00:00 | 63 | 0 | 63 | 12660.89 | 1873811.72 | 55316-3157 | USA | N45 | 1501 | ABB INDUSTRIAL CONNECTIONS AND SOLUTIONS | 27511 | Z6HJURAK83LA000005XX | 4000A, 85kA, 3-Pole, Draw-Out, Ekip Hi-Touch LSIG, ModBus TCP, RELT, 120V Ekip Supply, 4 Aux Contacts, PushButton Cover | PUR | 4000A, 85kA, 3-Pole, Draw-Out, Ekip Hi-Touch LSIG, ModBus TCP, RELT, 120V Ekip Supply, 4 Aux Contacts, PushButton Cover | EA | EA |  | TRUE |  | P | B/W | 100
134596 | 1 | 1 | States | Champlin | Hayley Fabian | TRUE | 2026-07-08T00:00:00 | 2026-08-14T00:00:00 | 2026-08-14T00:00:00 | 101 | 0 | 101 | 43.37 | 4380.37 | 55316-3157 | USA | N45 | 1501 | ABB INDUSTRIAL CONNECTIONS AND SOLUTIONS | 27511 | SR03BB | NEXT 3X BLANK ONLY | MEC | NEXT 3X BLANK ONLY | EA | EA |  | TRUE |  | P | B/W | 100
134596 | 2 | 1 | States | Champlin | Hayley Fabian | TRUE | 2026-07-08T00:00:00 | 2026-08-14T00:00:00 | 2026-08-14T00:00:00 | 10 | 0 | 10 | 28.92 | 289.2 | 55316-3157 | USA | N45 | 1501 | ABB INDUSTRIAL CONNECTIONS AND SOLUTIONS | 27511 | SR02EF | NEXT 2X FILLER ONLY | PUR | NEXT 2X FILLER ONLY | EA | EA |  | TRUE |  | P | B/W | 100
134006 | 13 | 1 | States | Champlin | Hayley Fabian | TRUE | 2026-06-10T00:00:00 | 2026-12-17T00:00:00 | 2026-12-17T00:00:00 | 136 | 0 | 136 | 720.37 | 97970.32 | 55316-3157 | USA | N45 | 1501 | ABB INDUSTRIAL CONNECTIONS AND SOLUTIONS | 27511 | ZE6NCTF | CS N E6.2 100% UL | PUR | CS N E6.2 100% UL | EA | EA |  | TRUE |  | P | B/W | 100
134006 | 12 | 1 | States | Champlin | Hayley Fabian | TRUE | 2026-06-10T00:00:00 | 2026-12-17T00:00:00 | 2026-12-17T00:00:00 | 96 | 0 | 96 | 495.29 | 47547.84 | 55316-3157 | USA | N45 | 1501 | ABB INDUSTRIAL CONNECTIONS AND SOLUTIONS | 27511 | ZE6NCT | EXT CS N ALL E4.2 E6.2 50%UL ONLY | PUR | EXT CS N ALL E4.2 E6.2 50%UL ONLY | EA | EA |  | TRUE |  | P | B/W | 100
134006 | 11 | 1 | States | Champlin | Hayley Fabian | TRUE | 2026-06-10T00:00:00 | 2026-12-17T00:00:00 | 2026-12-17T00:00:00 | 50 | 0 | 50 | 180.22 | 9011 | 55316-3157 | USA | N45 | 1501 | ABB INDUSTRIAL CONNECTIONS AND SOLUTIONS | 27511 | ZE1NCT | ABB Neutral CT For Ground Fault Sensing | SRPP | ABB Neutral CT For Ground Fault Sensing | EA | EA |  | TRUE |  | P | B/W | 100
134006 | 10 | 1 | States | Champlin | Hayley Fabian | TRUE | 2026-06-10T00:00:00 | 2026-12-17T00:00:00 | 2026-12-17T00:00:00 | 48 | 0 | 48 | 15160.33 | 727695.84 | 55316-3157 | USA | N45 | 1501 | ABB INDUSTRIAL CONNECTIONS AND SOLUTIONS | 27511 | Z6VKUSJF30LA000005KX | 5000AT / 5000AF, 3P, 480V, 100kAIC, Manually-Operated Fixed-Mounted (MOFX), 100% Rated ACBProvided with the following STANDARD features:• EKIP Touch LSIG Protection• RELT Switch (Arc Flash Reduction)• 400V AUX Contacts•Std 250V Bell AlarmProvided with the following OPTIONAL features:• 24VDC EKIP Supply (Relt Switch)• 8mm Padlockable Push-Button Cover• Test Report | PUR | 5000AT / 5000AF, 3P, 480V, 100kAIC, Manually-Operated Fixed-Mounted (MOFX), 100% Rated ACBProvided with the following STANDARD features:• EKIP Touch LSIG Protection• RELT Switch (Arc Flash Reduction)• 400V AUX Contacts•Std 250V Bell AlarmProvided with the following OPTIONAL features:• 24VDC EKIP Supply (Relt Switch)• 8mm Padlockable Push-Button Cover• Test Report | EA | EA |  | TRUE |  | P | B/W | 100
134006 | 9 | 1 | States | Champlin | Hayley Fabian | TRUE | 2026-06-10T00:00:00 | 2026-12-17T00:00:00 | 2026-12-17T00:00:00 | 20 | 0 | 20 | 10434.89 | 208697.8 | 55316-3157 | USA | N45 | 1501 | ABB INDUSTRIAL CONNECTIONS AND SOLUTIONS | 27511 | Z6HJURJF30LA000005KX | 4000AT / 4000AF, 3P, 480V, 85kAIC, E6.2 Manually-Operated Fixed-Mounted (MOFX), 100% Rated ACBProvided with the following STANDARD features:• EKIP Touch LSIG Protection• RELT Switch (Arc Flash Reduction)• 400V AUX Contacts•Std 250V Bell AlarmProvided with the following OPTIONAL features:• 24VDC EKIP Supply (Relt Switch)• 8mm Padlockable Push-Button Cover• Test Report | PUR | 4000AT / 4000AF, 3P, 480V, 85kAIC, E6.2 Manually-Operated Fixed-Mounted (MOFX), 100% Rated ACBProvided with the following STANDARD features:• EKIP Touch LSIG Protection• RELT Switch (Arc Flash Reduction)• 400V AUX Contacts•Std 250V Bell AlarmProvided with the following OPTIONAL features:• 24VDC EKIP Supply (Relt Switch)• 8mm Padlockable Push-Button Cover• Test Report | EA | EA |  | TRUE |  | P | B/W | 100
134006 | 8 | 1 | States | Champlin | Hayley Fabian | TRUE | 2026-06-10T00:00:00 | 2026-12-17T00:00:00 | 2026-12-17T00:00:00 | 96 | 0 | 96 | 7466.6 | 716793.6 | 55316-3157 | USA | N45 | 1501 | ABB INDUSTRIAL CONNECTIONS AND SOLUTIONS | 27511 | Z4VGULJF30LA000008KX | 2500AT / 2500AF, 3P, 480V, 100kAIC, E4.2, Manually-Operated Fixed-Mounted (MOFX), 100% Rated ACBProvided with the following STANDARD features:• EKIP Touch LSIG Protection• RELT Switch (Arc Flash Reduction)• 400V AUX Contacts•Std 250V Bell AlarmProvided with the following OPTIONAL features:• 24VDC EKIP Supply (Relt Switch)• 8mm Padlockable Push-Button Cover• Test Report | PUR | 2500AT / 2500AF, 3P, 480V, 100kAIC, E4.2, Manually-Operated Fixed-Mounted (MOFX), 100% Rated ACBProvided with the following STANDARD features:• EKIP Touch LSIG Protection• RELT Switch (Arc Flash Reduction)• 400V AUX Contacts•Std 250V Bell AlarmProvided with the following OPTIONAL features:• 24VDC EKIP Supply (Relt Switch)• 8mm Padlockable Push-Button Cover• Test Report | EA | EA |  | TRUE |  | P | B/W | 100
134006 | 7 | 1 | States | Champlin | Hayley Fabian | TRUE | 2026-06-10T00:00:00 | 2026-12-17T00:00:00 | 2026-12-17T00:00:00 | 10 | 0 | 10 | 3627.15 | 36271.5 | 55316-3157 | USA | N45 | 1501 | ABB INDUSTRIAL CONNECTIONS AND SOLUTIONS | 27511 | Z2SDUHJF30LA000008KX | 1000AT / 1000AF, 3P, 480V, 65kAIC, Manually-Operated Fixed-Mounted (MOFX), 100% Rated ACBProvided with the following STANDARD features:• EKIP Touch LSIG Protection• RELT Switch (Arc Flash Reduction)• 400V AUX Contacts•Std 250V Bell AlarmProvided with the following OPTIONAL features:• 24VDC EKIP Supply (Relt Switch)• 8mm Padlockable Push-Button Cover• Test Report | PUR | 1000AT / 1000AF, 3P, 480V, 65kAIC, Manually-Operated Fixed-Mounted (MOFX), 100% Rated ACBProvided with the following STANDARD features:• EKIP Touch LSIG Protection• RELT Switch (Arc Flash Reduction)• 400V AUX Contacts•Std 250V Bell AlarmProvided with the following OPTIONAL features:• 24VDC EKIP Supply (Relt Switch)• 8mm Padlockable Push-Button Cover• Test Report | EA | EA |  | TRUE |  | P | B/W | 100
134006 | 6 | 1 | States | Champlin | Hayley Fabian | TRUE | 2026-06-10T00:00:00 | 2026-12-17T00:00:00 | 2026-12-17T00:00:00 | 20 | 0 | 20 | 4140.06 | 82801.2 | 55316-3157 | USA | N45 | 1501 | ABB INDUSTRIAL CONNECTIONS AND SOLUTIONS | 27511 | XT7HQ310DQFWYSJGXX | 1000AT / 1000AF, 3P, 480V, 65kAIC, Distribution Feeder Circuit Breaker, 100% Rated MCCB• 480V, 3Ø, 3P, 65kAIC, 100% Rated• EKIP Touch, LSIG, (G Protection can be disabled)• EKIP RELT 2K-3 with EKIP Supply 24-48VDC (E1.2)• AUX 4Q 24VDC Contacts• Padlock Device in Open Position• Amp Trip: 1000 (Dialed Down to 500A)• Amp Frame: 1000• Bolt-on Molded-Case Circuit Breaker (MCCB)• Kirk Key Provisions• Circuit Breaker Frame: XT7 | PUR | 1000AT / 1000AF, 3P, 480V, 65kAIC, Distribution Feeder Circuit Breaker, 100% Rated MCCB• 480V, 3Ø, 3P, 65kAIC, 100% Rated• EKIP Touch, LSIG, (G Protection can be disabled)• EKIP RELT 2K-3 with EKIP Supply 24-48VDC (E1.2)• AUX 4Q 24VDC Contacts• Padlock Device in Open Position• Amp Trip: 1000 (Dialed Down to 500A)• Amp Frame: 1000• Bolt-on Molded-Case Circuit Breaker (MCCB)• Kirk Key Provisions• Circuit Breaker Frame: XT7 | EA | EA |  | TRUE |  | P | B/W | 100
134006 | 5 | 1 | States | Champlin | Hayley Fabian | TRUE | 2026-06-10T00:00:00 | 2026-12-17T00:00:00 | 2026-12-17T00:00:00 | 50 | 0 | 50 | 4113.77 | 205688.5 | 55316-3157 | USA | N45 | 1501 | ABB INDUSTRIAL CONNECTIONS AND SOLUTIONS | 27511 | XT7HQ310DQFWYSJXXX | 1000AT / 1000AF, 3P, 480V, 65kAIC, Distribution Feeder Circuit Breaker, 100% Rated MCCB• 480V, 3Ø, 3P, 65kAIC, 100% Rated• EKIP Touch, LSIG, (G Protection can be disabled)• EKIP RELT 2K-3 with EKIP Supply 24-48VDC (E1.2)• AUX 4Q 24VDC Contacts• Padlock Device in Open Position• Amp Trip: 1000• Amp Frame: 1000• Bolt-on Molded-Case Circuit Breaker (MCCB)• Circuit Breaker Frame: XT7 | PUR | 1000AT / 1000AF, 3P, 480V, 65kAIC, Distribution Feeder Circuit Breaker, 100% Rated MCCB• 480V, 3Ø, 3P, 65kAIC, 100% Rated• EKIP Touch, LSIG, (G Protection can be disabled)• EKIP RELT 2K-3 with EKIP Supply 24-48VDC (E1.2)• AUX 4Q 24VDC Contacts• Padlock Device in Open Position• Amp Trip: 1000• Amp Frame: 1000• Bolt-on Molded-Case Circuit Breaker (MCCB)• Circuit Breaker Frame: XT7 | EA | EA |  | TRUE |  | P | B/W | 100
134006 | 4 | 1 | States | Champlin | Hayley Fabian | TRUE | 2026-06-10T00:00:00 | 2026-12-17T00:00:00 | 2026-12-17T00:00:00 | 30 | 0 | 30 | 1575.18 | 47255.4 | 55316-3157 | USA | N45 | 1501 | ABB INDUSTRIAL CONNECTIONS AND SOLUTIONS | 27511 | XT5HQ340AGFN0HHXXX | 300AT / 400AF, 3P, 480V, 65kAIC, Distribution Feeder Circuit Breaker, 100% Rated MCCB• 480V, 3Ø, 3P, 65kAIC, 100% Rated• EKIP DIP, LSIG, (G Protection can be disabled)• 3Q+1SY 24VDC AUX Contacts• Padlock Device in Open Position• Amp Trip: 400 (Dialed Down up to 300A)• Amp Frame: 250• Amp Frame: 400• Bolt-on, Molded Case Circuit Breaker (MCCB)• Circuit Breaker Frame: XT5 | PUR | 300AT / 400AF, 3P, 480V, 65kAIC, Distribution Feeder Circuit Breaker, 100% Rated MCCB• 480V, 3Ø, 3P, 65kAIC, 100% Rated• EKIP DIP, LSIG, (G Protection can be disabled)• 3Q+1SY 24VDC AUX Contacts• Padlock Device in Open Position• Amp Trip: 400 (Dialed Down up to 300A)• Amp Frame: 250• Amp Frame: 400• Bolt-on, Molded Case Circuit Breaker (MCCB)• Circuit Breaker Frame: XT5 | EA | EA |  | TRUE |  | P | B/W | 100
134006 | 3 | 1 | States | Champlin | Hayley Fabian | TRUE | 2026-06-10T00:00:00 | 2026-12-17T00:00:00 | 2026-12-17T00:00:00 | 30 | 0 | 30 | 982.13 | 29463.9 | 55316-3157 | USA | N45 | 1501 | ABB INDUSTRIAL CONNECTIONS AND SOLUTIONS | 27511 | XT4HQ32502FA0HHXXX | 150AT / 250AF, 3P, 480V, 65kAIC, Distribution Feeder Circuit Breaker, 100% Rated MCCB• 480V, 3Ø, 3P, 65kAIC, 100% Rated• EKIP DIP, LSIG, (G Protection can be disabled)• 3Q+1SY 24VDC AUX Contacts• Padlock Device in Open Position• Amp Trip: 250 (Dialed Down up to 150A)• Amp Frame: 250• Bolt-on, Molded Case Circuit Breaker (MCCB)• Circuit Breaker Frame: XT4 | PUR | 150AT / 250AF, 3P, 480V, 65kAIC, Distribution Feeder Circuit Breaker, 100% Rated MCCB• 480V, 3Ø, 3P, 65kAIC, 100% Rated• EKIP DIP, LSIG, (G Protection can be disabled)• 3Q+1SY 24VDC AUX Contacts• Padlock Device in Open Position• Amp Trip: 250 (Dialed Down up to 150A)• Amp Frame: 250• Bolt-on, Molded Case Circuit Breaker (MCCB)• Circuit Breaker Frame: XT4 | EA | EA |  | TRUE |  | P | B/W | 100
134006 | 2 | 1 | States | Champlin | Hayley Fabian | TRUE | 2026-06-10T00:00:00 | 2026-12-17T00:00:00 | 2026-12-17T00:00:00 | 50 | 0 | 50 | 740.21 | 37010.5 | 55316-3157 | USA | N45 | 1501 | ABB INDUSTRIAL CONNECTIONS AND SOLUTIONS | 27511 | XT2HU31252FD0HHXXX | 50AT / 125AF, 3P, 480V, 65kAIC, Distribution Feeder Circuit Breaker, 80% Rated MCCB• 480V, 3Ø, 3P, 65kAIC, 80% Rated• EKIP DIP, LSIG, (G Protection can be disabled)• 3Q+1SY 24VDC AUX Contacts• Padlock Device in Open Position• Amp Trip: 125 (Dialed Down up to 50A)• Amp Frame: 125• Bolt-on, Molded Case Circuit Breaker (MCCB)• Circuit Breaker Frame: XT2 | PUR | 50AT / 125AF, 3P, 480V, 65kAIC, Distribution Feeder Circuit Breaker, 80% Rated MCCB• 480V, 3Ø, 3P, 65kAIC, 80% Rated• EKIP DIP, LSIG, (G Protection can be disabled)• 3Q+1SY 24VDC AUX Contacts• Padlock Device in Open Position• Amp Trip: 125 (Dialed Down up to 50A)• Amp Frame: 125• Bolt-on, Molded Case Circuit Breaker (MCCB)• Circuit Breaker Frame: XT2 | EA | EA |  | TRUE |  | P | B/W | 100
134006 | 1 | 1 | States | Champlin | Hayley Fabian | TRUE | 2026-06-10T00:00:00 | 2026-12-17T00:00:00 | 2026-12-17T00:00:00 | 20 | 0 | 20 | 132.67 | 2653.4 | 55316-3157 | USA | N45 | 1501 | ABB INDUSTRIAL CONNECTIONS AND SOLUTIONS | 27511 | XT1HU3015AFF000XXX | XT1H 125 TMF 15-500 3P F F UL/CSA | SRPP | XT1H 125 TMF 15-500 3P F F UL/CSA | EA | EA |  | TRUE |  | P | B/W | 100
134496 | 1 | 1 | States | Champlin | Hayley Fabian | TRUE | 2026-07-02T00:00:00 | 2026-09-15T00:00:00 | 2026-09-15T00:00:00 | 5 | 0 | 5 | 8.41 | 42.05 | 55316-3157 | USA | N45 | 1501 | ABB INDUSTRIAL CONNECTIONS AND SOLUTIONS | 27511 | KXT2CUAL1-3PC | FC CU/AL LUG KIT, XT2, #14AWG-1/0, 3 PIECES | PUR | FC CU/AL LUG KIT, XT2, #14AWG-1/0, 3 PIECES | EA | EA |  | TRUE |  | P | B/W | 100
134496 | 2 | 1 | States | Champlin | Hayley Fabian | TRUE | 2026-07-02T00:00:00 | 2026-09-02T00:00:00 | 2026-09-02T00:00:00 | 1 | 0 | 1 | 100.98 | 100.98 | 55316-3157 | USA | N45 | 1501 | ABB INDUSTRIAL CONNECTIONS AND SOLUTIONS | 27511 | ZEAPWRS | EKIP SUPPLY 110-240V AC (CHECK AVAI | PUR | EKIP SUPPLY 110-240V AC (CHECK AVAI | EA | EA |  | TRUE |  | P | B/W | 100
134496 | 3 | 1 | States | Champlin | Hayley Fabian | TRUE | 2026-07-02T00:00:00 | 2026-09-02T00:00:00 | 2026-09-02T00:00:00 | 2 | 0 | 2 | 28.94 | 57.88 | 55316-3157 | USA | N45 | 1501 | ABB INDUSTRIAL CONNECTIONS AND SOLUTIONS | 27511 | ZEBBA | POSITION CONTACTS | PUR | POSITION CONTACTS | EA | EA |  | TRUE |  | P | B/W | 100
134496 | 4 | 1 | States | Champlin | Hayley Fabian | TRUE | 2026-07-02T00:00:00 | 2026-09-25T00:00:00 | 2026-09-25T00:00:00 | 1 | 0 | 1 | 100.98 | 100.98 | 55316-3157 | USA | N45 | 1501 | ABB INDUSTRIAL CONNECTIONS AND SOLUTIONS | 27511 | ZEAPWRSD | EKIP 24VDC SUPPLY | PUR | EKIP 24VDC SUPPLY | EA | EA |  | TRUE |  | P | B/W | 100
134496 | 5 | 1 | States | Champlin | Hayley Fabian | TRUE | 2026-07-02T00:00:00 | 2026-08-31T00:00:00 | 2026-08-31T00:00:00 | 6 | 0 | 6 | 151.45 | 908.7 | 55316-3157 | USA | N45 | 1501 | ABB INDUSTRIAL CONNECTIONS AND SOLUTIONS | 27511 | XT1HU3060AAA000XXX | XT1H 125 TMF 60-600 3P F F UL/CSA | MEC | XT1H 125 TMF 60-600 3P F F UL/CSA | EA | EA |  | TRUE |  | P | B/W | 100
134496 | 6 | 1 | States | Champlin | Hayley Fabian | TRUE | 2026-07-02T00:00:00 | 2026-10-14T00:00:00 | 2026-10-14T00:00:00 | 33 | 0 | 33 | 2780.89 | 91769.37 | 55316-3157 | USA | N45 | 1501 | ABB INDUSTRIAL CONNECTIONS AND SOLUTIONS | 27511 | XT5HU340ARYN050XXX | 1XT5H 400 BREAKING PART 3P F F UL/CSA (1SDA102683R1)1SDA102683R11EKIP TOUCH MEAS.LSI IN400 XT5 3P UL/CSA (1SDA102729R1)1SDA102729R11NEXT XT5 LSC 3000257980A001 (1SDA114243R1)1SDA114243R11FCCUAL 2X2/0-500KCMIL XT5 3PUL (1SDA113066R1)1SDA113066R1KXT5CUAL2X500K-3PC1EKIP COM MODBUS TCP XT5 INT (1SDA105189R1)1SDA105189R1KXT5COMIMBTCP | PUR | 1XT5H 400 BREAKING PART 3P F F UL/CSA (1SDA102683R1)1SDA102683R11EKIP TOUCH MEAS.LSI IN400 XT5 3P UL/CSA (1SDA102729R1)1SDA102729R11NEXT XT5 LSC 3000257980A001 (1SDA114243R1)1SDA114243R11FCCUAL 2X2/0-500KCMIL XT5 3PUL (1SDA113066R1)1SDA113066R1KXT5CUAL2X500K-3PC1EKIP COM MODBUS TCP XT5 INT (1SDA105189R1)1SDA105189R1KXT5COMIMBTCP | EA | EA |  | TRUE |  | P | B/W | 100
134496 | 7 | 1 | States | Champlin | Hayley Fabian | TRUE | 2026-07-02T00:00:00 | 2026-11-18T00:00:00 | 2026-11-18T00:00:00 | 3 | 0 | 3 | 4912.62 | 14737.86 | 55316-3157 | USA | N45 | 1501 | ABB INDUSTRIAL CONNECTIONS AND SOLUTIONS | 27511 | Z2SDUHJJ53LA0AA025XX | E2.2S-A 1200 EKIP HI-TOUCH LSI 3P FHR | PUR | E2.2S-A 1200 EKIP HI-TOUCH LSI 3P FHR | EA | EA |  | TRUE |  | P | B/W | 100
134496 | 9 | 1 | States | Champlin | Hayley Fabian | TRUE | 2026-07-02T00:00:00 | 2026-09-01T00:00:00 | 2026-09-01T00:00:00 | 85 | 0 | 85 | 5.28 | 448.8 | 55316-3157 | USA | N45 | 1501 | ABB INDUSTRIAL CONNECTIONS AND SOLUTIONS | 27511 | E91/30CC | FUSE HOLDER: 30A, 1-POLE, E90 CLASS CC | FFB | FUSE HOLDER: 30A, 1-POLE, E90 CLASS CC | EA | EA |  | TRUE |  | P | B/W | 100
134496 | 10 | 1 | States | Champlin | Hayley Fabian | TRUE | 2026-07-02T00:00:00 | 2026-08-18T00:00:00 | 2026-08-18T00:00:00 | 2 | 0 | 2 | 132.68 | 265.36 | 55316-3157 | USA | N45 | 1501 | ABB INDUSTRIAL CONNECTIONS AND SOLUTIONS | 27511 | XT1HU3015AFF000XXX | XT1H 125 TMF 15-500 3P F F UL/CSA | SRPP | XT1H 125 TMF 15-500 3P F F UL/CSA | EA | EA |  | TRUE |  | P | B/W | 100
134042 | 2 | 1 | States | Champlin | Hayley Fabian | TRUE | 2026-06-12T00:00:00 | 2026-10-01T00:00:00 | 2026-10-01T00:00:00 | 200 | 0 | 200 | 15.83 | 3166 | 55316-3157 | USA | N45 | 1501 | ABB INDUSTRIAL CONNECTIONS AND SOLUTIONS | 27511 | E93/30CC | Fuse Holder: Finger-safe, 3-Pole, 600VAC/DC, 30A, Class CC, accepts rejection style fuse | PUR | Fuse Holder: Finger-safe, 3-Pole, 600VAC/DC, 30A, Class CC, accepts rejection style fuse | EA | EA |  | TRUE |  | P | B/W | 100
133865 | 1 | 1 | States | Champlin | Hayley Fabian | TRUE | 2026-06-04T00:00:00 | 2026-09-10T00:00:00 | 2026-09-10T00:00:00 | 4 | 0 | 4 | 3837.43 | 15349.72 | 55316-3157 | USA | N45 | 1501 | ABB INDUSTRIAL CONNECTIONS AND SOLUTIONS | 27511 | Z2SEUJJF30LA00000WKX | 1600AT / 1600AF, 3P, 480V, 65kAIC, E2.2 Manually-Operated Fixed-Mounted (MOFX), 100% Rated ACBProvided with the following STANDARD features:• EKIP Touch LSIG Protection• RELT Switch (Arc Flash Reduction)• 400V AUX Contacts•Std 250V Bell AlarmProvided with the following OPTIONAL features:• 24VDC EKIP Supply (Relt Switch)• 8mm Padlockable Push-Button Cover• Kirk Key Provisions• Test Report | PUR | 1600AT / 1600AF, 3P, 480V, 65kAIC, E2.2 Manually-Operated Fixed-Mounted (MOFX), 100% Rated ACBProvided with the following STANDARD features:• EKIP Touch LSIG Protection• RELT Switch (Arc Flash Reduction)• 400V AUX Contacts•Std 250V Bell AlarmProvided with the following OPTIONAL features:• 24VDC EKIP Supply (Relt Switch)• 8mm Padlockable Push-Button Cover• Kirk Key Provisions• Test Report | EA | EA |  | TRUE |  | P | B/W | 100
132865 | 1 | 1 | States | Champlin | Hayley Fabian | TRUE | 2026-04-29T00:00:00 | 2026-08-06T00:00:00 | 2026-06-16T00:00:00 | 14 | 0 | 14 | 768.54 | 15370.8 | 55316-3157 | USA | N45 | 1501 | ABB INDUSTRIAL CONNECTIONS AND SOLUTIONS | 27511 | Z2A20JEXX | E2.2-A W FP IU=2000 3P VR VR UL | PUR | E2.2-A W FP IU=2000 3P VR VR UL | EA | EA |  | TRUE |  | P | B/W | 100
132865 | 1 | 2 | States | Champlin | Hayley Fabian | TRUE | 2026-04-29T00:00:00 | 2026-09-23T00:00:00 | 2026-08-06T00:00:00 | 6 | 0 | 6 | 768.54 | 15370.8 | 55316-3157 | USA | N45 | 1501 | ABB INDUSTRIAL CONNECTIONS AND SOLUTIONS | 27511 | Z2A20JEXX | E2.2-A W FP IU=2000 3P VR VR UL | PUR | E2.2-A W FP IU=2000 3P VR VR UL | EA | EA |  | TRUE |  | P | B/W | 100
133774 | 3 | 1 | States | Champlin | Hayley Fabian | TRUE | 2026-06-01T00:00:00 | 2026-09-25T00:00:00 | 2026-09-25T00:00:00 | 7 | 0 | 7 | 2173.38 | 15213.66 | 55316-3157 | USA | N45 | 1501 | ABB INDUSTRIAL CONNECTIONS AND SOLUTIONS | 27511 | XT4HT3250UJJ050XXX | XT4, Fixed mount, 250AF/200AT, HITOUCH LSIG MODBUS TCP | PUR | XT4, Fixed mount, 250AF/200AT, HITOUCH LSIG MODBUS TCP | EA | EA |  | TRUE |  | P | B/W | 100
133774 | 2 | 1 | States | Champlin | Hayley Fabian | TRUE | 2026-06-01T00:00:00 | 2026-09-25T00:00:00 | 2026-09-25T00:00:00 | 5 | 0 | 5 | 434.76 | 2173.8 | 55316-3157 | USA | N45 | 1501 | ABB INDUSTRIAL CONNECTIONS AND SOLUTIONS | 27511 | XT2LQ3030ADD000XXX | XT2, Fixed mount, 125AF/30AT | PUR | XT2, Fixed mount, 125AF/30AT | EA | EA |  | TRUE |  | P | B/W | 100
133774 | 1 | 1 | States | Champlin | Hayley Fabian | TRUE | 2026-06-01T00:00:00 | 2026-10-09T00:00:00 | 2026-10-09T00:00:00 | 7 | 0 | 7 | 2789.99 | 19529.93 | 55316-3157 | USA | N45 | 1501 | ABB INDUSTRIAL CONNECTIONS AND SOLUTIONS | 27511 | 2CJC124277Y4214 | Surge Protective Device, 200-400 kA Facility Wide, OVRH, OVRHTP2402773Y4LUE4T2 2CJC124277Y4214 SPD Type : Type 2 KA Rating : 240 Voltage : 480Y/277V Network Configuration : 3-phase 4-wire Dry Contact : Yes Filter : UL 1283 Monitor : Advance Counter : Yes Enclosure : NEMA 4 Powder-coated steel | PUR | Surge Protective Device, 200-400 kA Facility Wide, OVRH, OVRHTP2402773Y4LUE4T2 2CJC124277Y4214 SPD Type : Type 2 KA Rating : 240 Voltage : 480Y/277V Network Configuration : 3-phase 4-wire Dry Contact : Yes Filter : UL 1283 Monitor : Advance Counter : Yes Enclosure : NEMA 4 Powder-coated steel | EA | EA |  | TRUE |  | P | B/W | 100
133774 | 11 | 1 | States | Champlin | Hayley Fabian | TRUE | 2026-06-01T00:00:00 | 2026-09-28T00:00:00 | 2026-09-28T00:00:00 | 3 | 0 | 3 | 7231.54 | 21694.62 | 55316-3157 | USA | N45 | 1501 | ABB INDUSTRIAL CONNECTIONS AND SOLUTIONS | 27511 | XT7HQ310DZWW380XXX | XT7, Fixed mount, 1000AF/1000AT, 120VAC EKIP SUPPLY RELT Module, HITOUCH LSIG MODBUS TCP | PUR | XT7, Fixed mount, 1000AF/1000AT, 120VAC EKIP SUPPLY RELT Module, HITOUCH LSIG MODBUS TCP | EA | EA |  | TRUE |  | P | B/W | 100
133774 | 10 | 1 | States | Champlin | Hayley Fabian | TRUE | 2026-06-01T00:00:00 | 2026-09-24T00:00:00 | 2026-09-24T00:00:00 | 2 | 0 | 2 | 5117.04 | 10234.08 | 55316-3157 | USA | N45 | 1501 | ABB INDUSTRIAL CONNECTIONS AND SOLUTIONS | 27511 | XT5HQ360BZNN050XXX | XT5, Fixed mount, 600AF/600AT, HITOUCH LSIG MODBUS TCP | PUR | XT5, Fixed mount, 600AF/600AT, HITOUCH LSIG MODBUS TCP | EA | EA |  | TRUE |  | P | B/W | 100
133774 | 9 | 1 | States | Champlin | Hayley Fabian | TRUE | 2026-06-01T00:00:00 | 2026-09-24T00:00:00 | 2026-09-24T00:00:00 | 12 | 0 | 12 | 1997.04 | 23964.48 | 55316-3157 | USA | N45 | 1501 | ABB INDUSTRIAL CONNECTIONS AND SOLUTIONS | 27511 | XT4HT3100UJJ050XXX | XT4, Fixed mount, 250AF/100AT, HITOUCH LSIG MODBUS TCP | PUR | XT4, Fixed mount, 250AF/100AT, HITOUCH LSIG MODBUS TCP | EA | EA |  | TRUE |  | P | B/W | 100
133774 | 8 | 1 | States | Champlin | Hayley Fabian | TRUE | 2026-06-01T00:00:00 | 2026-09-24T00:00:00 | 2026-09-24T00:00:00 | 2 | 0 | 2 | 1342.68 | 2685.36 | 55316-3157 | USA | N45 | 1501 | ABB INDUSTRIAL CONNECTIONS AND SOLUTIONS | 27511 | XT2HQ3040UDD050XXX | XT2, Fixed mount, 125AF/40AT, HITOUCH LSIG MODBUS TCP | PUR | XT2, Fixed mount, 125AF/40AT, HITOUCH LSIG MODBUS TCP | EA | EA |  | TRUE |  | P | B/W | 100
133774 | 7 | 1 | States | Champlin | Hayley Fabian | TRUE | 2026-06-01T00:00:00 | 2026-09-24T00:00:00 | 2026-09-24T00:00:00 | 10 | 0 | 10 | 10206.18 | 102061.8 | 55316-3157 | USA | N45 | 1501 | ABB INDUSTRIAL CONNECTIONS AND SOLUTIONS | 27511 | Z4SHBMBQ83LE0EE04CXX | EMAX 4.2, Fixed mount, 3200AF/3000AT, 120VAC Shunt Trip, Motor Charge, Close Coil, 120VAC EKIP SUPPLY RELT Module, HITOUCH LSIG MODBUS TCP | PUR | EMAX 4.2, Fixed mount, 3200AF/3000AT, 120VAC Shunt Trip, Motor Charge, Close Coil, 120VAC EKIP SUPPLY RELT Module, HITOUCH LSIG MODBUS TCP | EA | EA |  | TRUE |  | P | B/W | 100
133774 | 6 | 1 | States | Champlin | Hayley Fabian | TRUE | 2026-06-01T00:00:00 | 2026-09-25T00:00:00 | 2026-09-25T00:00:00 | 3 | 0 | 3 | 8850.91 | 26552.73 | 55316-3157 | USA | N45 | 1501 | ABB INDUSTRIAL CONNECTIONS AND SOLUTIONS | 27511 | Z4SGBLJQ83LE0EE04CXX | EMAX 2.2, Fixed mount, 2500AF/2500AT, 120VAC Shunt Trip, Motor Charge, Close Coil, 120VAC EKIP SUPPLY RELT Module, HITOUCH LSIG MODBUS TCP | PUR | EMAX 2.2, Fixed mount, 2500AF/2500AT, 120VAC Shunt Trip, Motor Charge, Close Coil, 120VAC EKIP SUPPLY RELT Module, HITOUCH LSIG MODBUS TCP | EA | EA |  | TRUE |  | P | B/W | 100
133774 | 5 | 1 | States | Champlin | Hayley Fabian | TRUE | 2026-06-01T00:00:00 | 2026-09-24T00:00:00 | 2026-09-24T00:00:00 | 16 | 0 | 16 | 7027.38 | 112438.08 | 55316-3157 | USA | N45 | 1501 | ABB INDUSTRIAL CONNECTIONS AND SOLUTIONS | 27511 | Z2SFBKJQ83LE0EE04CXX | EMAX 2.2, Fixed mount, 2000AF/2000AT, 120VAC Shunt Trip, Motor Charge, Close Coil, 120VAC EKIP SUPPLY RELT Module, HITOUCH LSIG MODBUS TCP | PUR | EMAX 2.2, Fixed mount, 2000AF/2000AT, 120VAC Shunt Trip, Motor Charge, Close Coil, 120VAC EKIP SUPPLY RELT Module, HITOUCH LSIG MODBUS TCP | EA | EA |  | TRUE |  | P | B/W | 100
133774 | 4 | 1 | States | Champlin | Hayley Fabian | TRUE | 2026-06-01T00:00:00 | 2026-09-25T00:00:00 | 2026-09-25T00:00:00 | 5 | 0 | 5 | 3600.54 | 18002.7 | 55316-3157 | USA | N45 | 1501 | ABB INDUSTRIAL CONNECTIONS AND SOLUTIONS | 27511 | XT5HQ340AZNN050XXX | XT5, Fixed mount, 400AF/400AT, HITOUCH LSIG MODBUS TCP | PUR | XT5, Fixed mount, 400AF/400AT, HITOUCH LSIG MODBUS TCP | EA | EA |  | TRUE |  | P | B/W | 100
134270 | 1 | 1 | States | Dayton | Hayley Fabian | TRUE | 2026-06-22T00:00:00 | 2026-07-23T00:00:00 | 2026-07-23T00:00:00 | 18 | 0 | 18 | 78.58 | 1414.44 | 55369-6417 | USA | N45 | 1501 | ABB INDUSTRIAL CONNECTIONS AND SOLUTIONS | 27511 | KXTAAXCQSYFP | AUX-C 1Q+1SY 250 V XT1..XT4 | PUR | AUX-C 1Q+1SY 250 V XT1..XT4 | EA | EA |  | TRUE |  | P | B/W | DAYTON
133475 | 1 | 1 | States | Champlin | Hayley Fabian | TRUE | 2026-05-20T00:00:00 | 2026-09-04T00:00:00 | 2026-09-04T00:00:00 | 2 | 0 | 2 | 4256.27 | 8512.54 | 55316-3157 | USA | N45 | 1501 | ABB INDUSTRIAL CONNECTIONS AND SOLUTIONS | 27511 | XT7LQ360CQFWYSGXXX | "400AT/800AF, 100kAIC, 480V, LSIG, 100% Rated • 480V, 3Ø, 3P, 100kAIC, 100% Rated • EKIP Touch, LSIG, (G Protection can be disabled) • EKIP RELT 2K-3 with EKIP Supply 24-48VDC (E1.2) • 4Q 24VDC AUX Contacts • Padlock Device in Open Position • Amp Trip: 600 (Dialed Down up to 400A) • Amp Frame: 800 • Bolt-on, Molded Case Circuit Breaker (MCCB) • Circuit Breaker Frame: XT7" | PUR | "400AT/800AF, 100kAIC, 480V, LSIG, 100% Rated • 480V, 3Ø, 3P, 100kAIC, 100% Rated • EKIP Touch, LSIG, (G Protection can be disabled) • EKIP RELT 2K-3 with EKIP Supply 24-48VDC (E1.2) • 4Q 24VDC AUX Contacts • Padlock Device in Open Position • Amp Trip: 600 (Dialed Down up to 400A) • Amp Frame: 800 • Bolt-on, Molded Case Circuit Breaker (MCCB) • Circuit Breaker Frame: XT7" | EA | EA |  | TRUE |  | P | B/W | 100
133475 | 2 | 1 | States | Champlin | Hayley Fabian | TRUE | 2026-05-20T00:00:00 | 2026-09-04T00:00:00 | 2026-09-04T00:00:00 | 2 | 0 | 2 | 4083.12 | 8166.24 | 55316-3157 | USA | N45 | 1501 | ABB INDUSTRIAL CONNECTIONS AND SOLUTIONS | 27511 | XT7LQ380CQFFYSGXXX | 800AT/800AF, 100kAIC, 480V, LSIG, 100% Rated• 480V, 3Ø, 3P, 100kAIC, 100% Rated• EKIP Touch, LSIG, (G Protection can be disabled)• EKIP RELT 2K-3 with EKIP Supply 24-48VDC (E1.2)• 4Q 24VDC AUX Contacts• Padlock Device in Open Position• Amp Trip: 800 (MSBAD110 : to be dialed down to 400A)• Amp Frame: 800• Bolt-on, Molded Case Circuit Breaker (MCCB)• Circuit Breaker Frame: XT7 | PUR | 800AT/800AF, 100kAIC, 480V, LSIG, 100% Rated• 480V, 3Ø, 3P, 100kAIC, 100% Rated• EKIP Touch, LSIG, (G Protection can be disabled)• EKIP RELT 2K-3 with EKIP Supply 24-48VDC (E1.2)• 4Q 24VDC AUX Contacts• Padlock Device in Open Position• Amp Trip: 800 (MSBAD110 : to be dialed down to 400A)• Amp Frame: 800• Bolt-on, Molded Case Circuit Breaker (MCCB)• Circuit Breaker Frame: XT7 | EA | EA |  | TRUE |  | P | B/W | 100
133475 | 3 | 1 | States | Champlin | Hayley Fabian | TRUE | 2026-05-20T00:00:00 | 2026-09-04T00:00:00 | 2026-09-04T00:00:00 | 33 | 0 | 33 | 4113.77 | 259167.51 | 55316-3157 | USA | N45 | 1501 | ABB INDUSTRIAL CONNECTIONS AND SOLUTIONS | 27511 | XT7HQ310DQFWYSJXXX | 1000AT / 1000AF, 3P, 480V, 65kAIC, Distribution Feeder Circuit Breaker, 100% Rated MCCB• 480V, 3Ø, 3P, 65kAIC, 100% Rated• EKIP Touch, LSIG, (G Protection can be disabled)• EKIP RELT 2K-3 with EKIP Supply 24-48VDC (E1.2)• AUX 4Q 24VDC Contacts• Padlock Device in Open Position• Amp Trip: 1000• Amp Frame: 1000• Bolt-on Molded-Case Circuit Breaker (MCCB)• Circuit Breaker Frame: XT7 | PUR | 1000AT / 1000AF, 3P, 480V, 65kAIC, Distribution Feeder Circuit Breaker, 100% Rated MCCB• 480V, 3Ø, 3P, 65kAIC, 100% Rated• EKIP Touch, LSIG, (G Protection can be disabled)• EKIP RELT 2K-3 with EKIP Supply 24-48VDC (E1.2)• AUX 4Q 24VDC Contacts• Padlock Device in Open Position• Amp Trip: 1000• Amp Frame: 1000• Bolt-on Molded-Case Circuit Breaker (MCCB)• Circuit Breaker Frame: XT7 | EA | EA |  | TRUE |  | P | B/W | 100
133475 | 3 | 2 | States | Champlin | Hayley Fabian | TRUE | 2026-05-20T00:00:00 | 2026-09-18T00:00:00 | 2026-09-18T00:00:00 | 30 | 0 | 30 | 4113.77 | 259167.51 | 55316-3157 | USA | N45 | 1501 | ABB INDUSTRIAL CONNECTIONS AND SOLUTIONS | 27511 | XT7HQ310DQFWYSJXXX | 1000AT / 1000AF, 3P, 480V, 65kAIC, Distribution Feeder Circuit Breaker, 100% Rated MCCB• 480V, 3Ø, 3P, 65kAIC, 100% Rated• EKIP Touch, LSIG, (G Protection can be disabled)• EKIP RELT 2K-3 with EKIP Supply 24-48VDC (E1.2)• AUX 4Q 24VDC Contacts• Padlock Device in Open Position• Amp Trip: 1000• Amp Frame: 1000• Bolt-on Molded-Case Circuit Breaker (MCCB)• Circuit Breaker Frame: XT7 | PUR | 1000AT / 1000AF, 3P, 480V, 65kAIC, Distribution Feeder Circuit Breaker, 100% Rated MCCB• 480V, 3Ø, 3P, 65kAIC, 100% Rated• EKIP Touch, LSIG, (G Protection can be disabled)• EKIP RELT 2K-3 with EKIP Supply 24-48VDC (E1.2)• AUX 4Q 24VDC Contacts• Padlock Device in Open Position• Amp Trip: 1000• Amp Frame: 1000• Bolt-on Molded-Case Circuit Breaker (MCCB)• Circuit Breaker Frame: XT7 | EA | EA |  | TRUE |  | P | B/W | 100
133475 | 4 | 1 | States | Champlin | Hayley Fabian | TRUE | 2026-05-20T00:00:00 | 2026-09-04T00:00:00 | 2026-09-04T00:00:00 | 22 | 0 | 22 | 4140.06 | 173882.52 | 55316-3157 | USA | N45 | 1501 | ABB INDUSTRIAL CONNECTIONS AND SOLUTIONS | 27511 | XT7HQ310DQFWYSJGXX | 1000AT / 1000AF, 3P, 480V, 65kAIC, Distribution Feeder Circuit Breaker, 100% Rated MCCB• 480V, 3Ø, 3P, 65kAIC, 100% Rated• EKIP Touch, LSIG, (G Protection can be disabled)• EKIP RELT 2K-3 with EKIP Supply 24-48VDC (E1.2)• AUX 4Q 24VDC Contacts• Padlock Device in Open Position• Amp Trip: 1000 (Dialed Down to 500A)• Amp Frame: 1000• Bolt-on Molded-Case Circuit Breaker (MCCB)• Kirk Key Provisions• Circuit Breaker Frame: XT7 | PUR | 1000AT / 1000AF, 3P, 480V, 65kAIC, Distribution Feeder Circuit Breaker, 100% Rated MCCB• 480V, 3Ø, 3P, 65kAIC, 100% Rated• EKIP Touch, LSIG, (G Protection can be disabled)• EKIP RELT 2K-3 with EKIP Supply 24-48VDC (E1.2)• AUX 4Q 24VDC Contacts• Padlock Device in Open Position• Amp Trip: 1000 (Dialed Down to 500A)• Amp Frame: 1000• Bolt-on Molded-Case Circuit Breaker (MCCB)• Kirk Key Provisions• Circuit Breaker Frame: XT7 | EA | EA |  | TRUE |  | P | B/W | 100
133475 | 4 | 2 | States | Champlin | Hayley Fabian | TRUE | 2026-05-20T00:00:00 | 2026-09-18T00:00:00 | 2026-09-18T00:00:00 | 20 | 0 | 20 | 4140.06 | 173882.52 | 55316-3157 | USA | N45 | 1501 | ABB INDUSTRIAL CONNECTIONS AND SOLUTIONS | 27511 | XT7HQ310DQFWYSJGXX | 1000AT / 1000AF, 3P, 480V, 65kAIC, Distribution Feeder Circuit Breaker, 100% Rated MCCB• 480V, 3Ø, 3P, 65kAIC, 100% Rated• EKIP Touch, LSIG, (G Protection can be disabled)• EKIP RELT 2K-3 with EKIP Supply 24-48VDC (E1.2)• AUX 4Q 24VDC Contacts• Padlock Device in Open Position• Amp Trip: 1000 (Dialed Down to 500A)• Amp Frame: 1000• Bolt-on Molded-Case Circuit Breaker (MCCB)• Kirk Key Provisions• Circuit Breaker Frame: XT7 | PUR | 1000AT / 1000AF, 3P, 480V, 65kAIC, Distribution Feeder Circuit Breaker, 100% Rated MCCB• 480V, 3Ø, 3P, 65kAIC, 100% Rated• EKIP Touch, LSIG, (G Protection can be disabled)• EKIP RELT 2K-3 with EKIP Supply 24-48VDC (E1.2)• AUX 4Q 24VDC Contacts• Padlock Device in Open Position• Amp Trip: 1000 (Dialed Down to 500A)• Amp Frame: 1000• Bolt-on Molded-Case Circuit Breaker (MCCB)• Kirk Key Provisions• Circuit Breaker Frame: XT7 | EA | EA |  | TRUE |  | P | B/W | 100
133475 | 5 | 1 | States | Champlin | Hayley Fabian | TRUE | 2026-05-20T00:00:00 | 2026-08-19T00:00:00 | 2026-08-19T00:00:00 | 4 | 0 | 4 | 3775.38 | 15101.52 | 55316-3157 | USA | N45 | 1501 | ABB INDUSTRIAL CONNECTIONS AND SOLUTIONS | 27511 | Z2SEUJJF30LA000005KX | 1600AT / 1600AF, 3P, 480V, 65kAIC, E2.2 Manually-Operated Fixed-Mounted (MOFX), 100% Rated ACBProvided with the following STANDARD features:• EKIP Touch LSIG Protection• RELT Switch (Arc Flash Reduction)• 400V AUX Contacts•Std 250V Bell AlarmProvided with the following OPTIONAL features:• 24VDC EKIP Supply (Relt Switch)• 8mm Padlockable Push-Button Cover• Test Report | PUR | 1600AT / 1600AF, 3P, 480V, 65kAIC, E2.2 Manually-Operated Fixed-Mounted (MOFX), 100% Rated ACBProvided with the following STANDARD features:• EKIP Touch LSIG Protection• RELT Switch (Arc Flash Reduction)• 400V AUX Contacts•Std 250V Bell AlarmProvided with the following OPTIONAL features:• 24VDC EKIP Supply (Relt Switch)• 8mm Padlockable Push-Button Cover• Test Report | EA | EA |  | TRUE |  | P | B/W | 100
133475 | 6 | 1 | States | Champlin | Hayley Fabian | TRUE | 2026-05-20T00:00:00 | 2026-08-19T00:00:00 | 2026-08-19T00:00:00 | 8 | 0 | 8 | 5492.66 | 43941.28 | 55316-3157 | USA | N45 | 1501 | ABB INDUSTRIAL CONNECTIONS AND SOLUTIONS | 27511 | Z4VEUJJF30LA000008KX | 1600AT / 1600AF, 3P, 480V, 100kAIC, E4.2 Manually-Operated Fixed-Mounted (MOFX), 100% Rated ACBProvided with the following STANDARD features:• EKIP Touch LSIG Protection• RELT Switch (Arc Flash Reduction)• 400V AUX Contacts•Std 250V Bell AlarmProvided with the following OPTIONAL features:• 24VDC EKIP Supply (Relt Switch)• 8mm Padlockable Push-Button Cover• Test Report | PUR | 1600AT / 1600AF, 3P, 480V, 100kAIC, E4.2 Manually-Operated Fixed-Mounted (MOFX), 100% Rated ACBProvided with the following STANDARD features:• EKIP Touch LSIG Protection• RELT Switch (Arc Flash Reduction)• 400V AUX Contacts•Std 250V Bell AlarmProvided with the following OPTIONAL features:• 24VDC EKIP Supply (Relt Switch)• 8mm Padlockable Push-Button Cover• Test Report | EA | EA |  | TRUE |  | P | B/W | 100
133475 | 13 | 2 | States | Champlin | Hayley Fabian | TRUE | 2026-05-20T00:00:00 | 2026-09-18T00:00:00 | 2026-09-18T00:00:00 | 24 | 0 | 24 | 15160.33 | 727695.84 | 55316-3157 | USA | N45 | 1501 | ABB INDUSTRIAL CONNECTIONS AND SOLUTIONS | 27511 | Z6VKUSJF30LA000005KX | 5000AT / 5000AF, 3P, 480V, 100kAIC, Manually-Operated Fixed-Mounted (MOFX), 100% Rated ACBProvided with the following STANDARD features:• EKIP Touch LSIG Protection• RELT Switch (Arc Flash Reduction)• 400V AUX Contacts•Std 250V Bell AlarmProvided with the following OPTIONAL features:• 24VDC EKIP Supply (Relt Switch)• 8mm Padlockable Push-Button Cover• Test Report | PUR | 5000AT / 5000AF, 3P, 480V, 100kAIC, Manually-Operated Fixed-Mounted (MOFX), 100% Rated ACBProvided with the following STANDARD features:• EKIP Touch LSIG Protection• RELT Switch (Arc Flash Reduction)• 400V AUX Contacts•Std 250V Bell AlarmProvided with the following OPTIONAL features:• 24VDC EKIP Supply (Relt Switch)• 8mm Padlockable Push-Button Cover• Test Report | EA | EA |  | TRUE |  | P | B/W | 100
133475 | 13 | 1 | States | Champlin | Hayley Fabian | TRUE | 2026-05-20T00:00:00 | 2026-08-26T00:00:00 | 2026-08-26T00:00:00 | 24 | 0 | 24 | 15160.33 | 727695.84 | 55316-3157 | USA | N45 | 1501 | ABB INDUSTRIAL CONNECTIONS AND SOLUTIONS | 27511 | Z6VKUSJF30LA000005KX | 5000AT / 5000AF, 3P, 480V, 100kAIC, Manually-Operated Fixed-Mounted (MOFX), 100% Rated ACBProvided with the following STANDARD features:• EKIP Touch LSIG Protection• RELT Switch (Arc Flash Reduction)• 400V AUX Contacts•Std 250V Bell AlarmProvided with the following OPTIONAL features:• 24VDC EKIP Supply (Relt Switch)• 8mm Padlockable Push-Button Cover• Test Report | PUR | 5000AT / 5000AF, 3P, 480V, 100kAIC, Manually-Operated Fixed-Mounted (MOFX), 100% Rated ACBProvided with the following STANDARD features:• EKIP Touch LSIG Protection• RELT Switch (Arc Flash Reduction)• 400V AUX Contacts•Std 250V Bell AlarmProvided with the following OPTIONAL features:• 24VDC EKIP Supply (Relt Switch)• 8mm Padlockable Push-Button Cover• Test Report | EA | EA |  | TRUE |  | P | B/W | 100
133475 | 12 | 1 | States | Champlin | Hayley Fabian | TRUE | 2026-05-20T00:00:00 | 2026-08-26T00:00:00 | 2026-08-26T00:00:00 | 2 | 0 | 2 | 11256.88 | 22513.76 | 55316-3157 | USA | N45 | 1501 | ABB INDUSTRIAL CONNECTIONS AND SOLUTIONS | 27511 | Z6VJURJF30LA000005XX | 4000AT / 4000AF, 3P, 480V, 100kAIC, E6.2 Manually-Operated Fixed-Mounted (MOFX), 100% Rated ACB Provided with the following STANDARD features: • EKIP Touch LSIG Protection • RELT Switch (Arc Flash Reduction) • 400V AUX Contacts •Std 250V Bell Alarm Provided with the following OPTIONAL features: • 24VDC EKIP Supply (Relt Switch) • 8mm Padlockable Push-Button Cover • Test Report | PUR | 4000AT / 4000AF, 3P, 480V, 100kAIC, E6.2 Manually-Operated Fixed-Mounted (MOFX), 100% Rated ACB Provided with the following STANDARD features: • EKIP Touch LSIG Protection • RELT Switch (Arc Flash Reduction) • 400V AUX Contacts •Std 250V Bell Alarm Provided with the following OPTIONAL features: • 24VDC EKIP Supply (Relt Switch) • 8mm Padlockable Push-Button Cover • Test Report | EA | EA |  | TRUE |  | P | B/W | 100
133475 | 11 | 2 | States | Champlin | Hayley Fabian | TRUE | 2026-05-20T00:00:00 | 2026-09-18T00:00:00 | 2026-09-18T00:00:00 | 10 | 0 | 10 | 10434.89 | 219132.69 | 55316-3157 | USA | N45 | 1501 | ABB INDUSTRIAL CONNECTIONS AND SOLUTIONS | 27511 | Z6HJURJF30LA000005KX | 4000AT / 4000AF, 3P, 480V, 85kAIC, E6.2 Manually-Operated Fixed-Mounted (MOFX), 100% Rated ACBProvided with the following STANDARD features:• EKIP Touch LSIG Protection• RELT Switch (Arc Flash Reduction)• 400V AUX Contacts•Std 250V Bell AlarmProvided with the following OPTIONAL features:• 24VDC EKIP Supply (Relt Switch)• 8mm Padlockable Push-Button Cover• Test Report | PUR | 4000AT / 4000AF, 3P, 480V, 85kAIC, E6.2 Manually-Operated Fixed-Mounted (MOFX), 100% Rated ACBProvided with the following STANDARD features:• EKIP Touch LSIG Protection• RELT Switch (Arc Flash Reduction)• 400V AUX Contacts•Std 250V Bell AlarmProvided with the following OPTIONAL features:• 24VDC EKIP Supply (Relt Switch)• 8mm Padlockable Push-Button Cover• Test Report | EA | EA |  | TRUE |  | P | B/W | 100
133475 | 11 | 1 | States | Champlin | Hayley Fabian | TRUE | 2026-05-20T00:00:00 | 2026-08-25T00:00:00 | 2026-08-25T00:00:00 | 11 | 0 | 11 | 10434.89 | 219132.69 | 55316-3157 | USA | N45 | 1501 | ABB INDUSTRIAL CONNECTIONS AND SOLUTIONS | 27511 | Z6HJURJF30LA000005KX | 4000AT / 4000AF, 3P, 480V, 85kAIC, E6.2 Manually-Operated Fixed-Mounted (MOFX), 100% Rated ACBProvided with the following STANDARD features:• EKIP Touch LSIG Protection• RELT Switch (Arc Flash Reduction)• 400V AUX Contacts•Std 250V Bell AlarmProvided with the following OPTIONAL features:• 24VDC EKIP Supply (Relt Switch)• 8mm Padlockable Push-Button Cover• Test Report | PUR | 4000AT / 4000AF, 3P, 480V, 85kAIC, E6.2 Manually-Operated Fixed-Mounted (MOFX), 100% Rated ACBProvided with the following STANDARD features:• EKIP Touch LSIG Protection• RELT Switch (Arc Flash Reduction)• 400V AUX Contacts•Std 250V Bell AlarmProvided with the following OPTIONAL features:• 24VDC EKIP Supply (Relt Switch)• 8mm Padlockable Push-Button Cover• Test Report | EA | EA |  | TRUE |  | P | B/W | 100
133475 | 10 | 1 | States | Champlin | Hayley Fabian | TRUE | 2026-05-20T00:00:00 | 2026-08-19T00:00:00 | 2026-08-19T00:00:00 | 12 | 0 | 12 | 7527.17 | 90326.04 | 55316-3157 | USA | N45 | 1501 | ABB INDUSTRIAL CONNECTIONS AND SOLUTIONS | 27511 | Z4VGULJF30LA00000ZKX | 2500AT / 2500AF, 3P, 480V, 100kAIC, E4.2, Manually-Operated Fixed-Mounted (MOFX), 100% Rated ACBProvided with the following STANDARD features:• EKIP Touch LSIG Protection• RELT Switch (Arc Flash Reduction)• 400V AUX Contacts•Std 250V Bell AlarmProvided with the following OPTIONAL features:• 24VDC EKIP Supply (Relt Switch)• Kirk Key Provisions• 8mm Padlockable Push-Button Cover• Test Report | PUR | 2500AT / 2500AF, 3P, 480V, 100kAIC, E4.2, Manually-Operated Fixed-Mounted (MOFX), 100% Rated ACBProvided with the following STANDARD features:• EKIP Touch LSIG Protection• RELT Switch (Arc Flash Reduction)• 400V AUX Contacts•Std 250V Bell AlarmProvided with the following OPTIONAL features:• 24VDC EKIP Supply (Relt Switch)• Kirk Key Provisions• 8mm Padlockable Push-Button Cover• Test Report | EA | EA |  | TRUE |  | P | B/W | 100
133475 | 9 | 2 | States | Champlin | Hayley Fabian | TRUE | 2026-05-20T00:00:00 | 2026-09-18T00:00:00 | 2026-09-18T00:00:00 | 48 | 0 | 48 | 7466.6 | 746660 | 55316-3157 | USA | N45 | 1501 | ABB INDUSTRIAL CONNECTIONS AND SOLUTIONS | 27511 | Z4VGULJF30LA000008KX | 2500AT / 2500AF, 3P, 480V, 100kAIC, E4.2, Manually-Operated Fixed-Mounted (MOFX), 100% Rated ACBProvided with the following STANDARD features:• EKIP Touch LSIG Protection• RELT Switch (Arc Flash Reduction)• 400V AUX Contacts•Std 250V Bell AlarmProvided with the following OPTIONAL features:• 24VDC EKIP Supply (Relt Switch)• 8mm Padlockable Push-Button Cover• Test Report | PUR | 2500AT / 2500AF, 3P, 480V, 100kAIC, E4.2, Manually-Operated Fixed-Mounted (MOFX), 100% Rated ACBProvided with the following STANDARD features:• EKIP Touch LSIG Protection• RELT Switch (Arc Flash Reduction)• 400V AUX Contacts•Std 250V Bell AlarmProvided with the following OPTIONAL features:• 24VDC EKIP Supply (Relt Switch)• 8mm Padlockable Push-Button Cover• Test Report | EA | EA |  | TRUE |  | P | B/W | 100
133475 | 9 | 1 | States | Champlin | Hayley Fabian | TRUE | 2026-05-20T00:00:00 | 2026-08-19T00:00:00 | 2026-08-19T00:00:00 | 52 | 0 | 52 | 7466.6 | 746660 | 55316-3157 | USA | N45 | 1501 | ABB INDUSTRIAL CONNECTIONS AND SOLUTIONS | 27511 | Z4VGULJF30LA000008KX | 2500AT / 2500AF, 3P, 480V, 100kAIC, E4.2, Manually-Operated Fixed-Mounted (MOFX), 100% Rated ACBProvided with the following STANDARD features:• EKIP Touch LSIG Protection• RELT Switch (Arc Flash Reduction)• 400V AUX Contacts•Std 250V Bell AlarmProvided with the following OPTIONAL features:• 24VDC EKIP Supply (Relt Switch)• 8mm Padlockable Push-Button Cover• Test Report | PUR | 2500AT / 2500AF, 3P, 480V, 100kAIC, E4.2, Manually-Operated Fixed-Mounted (MOFX), 100% Rated ACBProvided with the following STANDARD features:• EKIP Touch LSIG Protection• RELT Switch (Arc Flash Reduction)• 400V AUX Contacts•Std 250V Bell AlarmProvided with the following OPTIONAL features:• 24VDC EKIP Supply (Relt Switch)• 8mm Padlockable Push-Button Cover• Test Report | EA | EA |  | TRUE |  | P | B/W | 100
133475 | 8 | 1 | States | Champlin | Hayley Fabian | TRUE | 2026-05-20T00:00:00 | 2026-08-19T00:00:00 | 2026-08-19T00:00:00 | 2 | 0 | 2 | 7466.6 | 14933.2 | 55316-3157 | USA | N45 | 1501 | ABB INDUSTRIAL CONNECTIONS AND SOLUTIONS | 27511 | Z4VGULJF30LA000005KX | 2500AT / 2500AF, 3P, 480V, 100kAIC, Manually-Operated Draw-Out (MODO), 100% Rated ACBProvided with the following STANDARD features:• EKIP Touch LSIG Protection• RELT Switch (Arc Flash Reduction)• 400V AUX Contacts•Std 250V Bell AlarmProvided with the following OPTIONAL features:• 24VDC EKIP Supply (Relt Switch)• 8mm Padlockable Push-Button Cover• Test Report | PUR | 2500AT / 2500AF, 3P, 480V, 100kAIC, Manually-Operated Draw-Out (MODO), 100% Rated ACBProvided with the following STANDARD features:• EKIP Touch LSIG Protection• RELT Switch (Arc Flash Reduction)• 400V AUX Contacts•Std 250V Bell AlarmProvided with the following OPTIONAL features:• 24VDC EKIP Supply (Relt Switch)• 8mm Padlockable Push-Button Cover• Test Report | EA | EA |  | TRUE |  | P | B/W | 100
133475 | 7 | 1 | States | Champlin | Hayley Fabian | TRUE | 2026-05-20T00:00:00 | 2026-08-19T00:00:00 | 2026-08-19T00:00:00 | 4 | 0 | 4 | 6126.01 | 24504.04 | 55316-3157 | USA | N45 | 1501 | ABB INDUSTRIAL CONNECTIONS AND SOLUTIONS | 27511 | Z4VFUKJF30LA000008KX | 2000AT / 2000AF, 3P, 480V, 100kAIC, E4.2, Manually-Operated Fixed-Mounted (MOFX), 100% Rated ACBProvided with the following STANDARD features:• EKIP Touch LSIG Protection• RELT Switch (Arc Flash Reduction)• 400V AUX Contacts•Std 250V Bell AlarmProvided with the following OPTIONAL features:• 24VDC EKIP Supply (Relt Switch)• 8mm Padlockable Push-Button Cover• Test Report | PUR | 2000AT / 2000AF, 3P, 480V, 100kAIC, E4.2, Manually-Operated Fixed-Mounted (MOFX), 100% Rated ACBProvided with the following STANDARD features:• EKIP Touch LSIG Protection• RELT Switch (Arc Flash Reduction)• 400V AUX Contacts•Std 250V Bell AlarmProvided with the following OPTIONAL features:• 24VDC EKIP Supply (Relt Switch)• 8mm Padlockable Push-Button Cover• Test Report | EA | EA |  | TRUE |  | P | B/W | 100
134261 | 1 | 1 | States | Dayton | Hayley Fabian | TRUE | 2026-06-22T00:00:00 | 2026-07-24T00:00:00 | 2026-07-24T00:00:00 | 18 | 0 | 18 | 78.58 | 1414.44 | 55369-6417 | USA | N45 | 1501 | ABB INDUSTRIAL CONNECTIONS AND SOLUTIONS | 27511 | KXTAAXCQSYFP | AUX-C 1Q+1SY 250 V XT1..XT4 | PUR | AUX-C 1Q+1SY 250 V XT1..XT4 | EA | EA |  | TRUE |  | P | B/W | DAYTON
134260 | 1 | 1 | States | Dayton | Hayley Fabian | TRUE | 2026-06-22T00:00:00 | 2026-07-23T00:00:00 | 2026-07-23T00:00:00 | 18 | 0 | 18 | 78.58 | 1414.44 | 55369-6417 | USA | N45 | 1501 | ABB INDUSTRIAL CONNECTIONS AND SOLUTIONS | 27511 | KXTAAXCQSYFP | AUX-C 1Q+1SY 250 V XT1..XT4 | PUR | AUX-C 1Q+1SY 250 V XT1..XT4 | EA | EA |  | TRUE |  | P | B/W | DAYTON
133106 | 2 | 2 | States | Forgent Power - Hanover | Hayley Fabian | TRUE | 2026-05-08T00:00:00 | 2026-09-24T00:00:00 | 2026-09-24T00:00:00 | 56 | 0 | 56 | 6146.5 | 1819364 | 21076 | USA | N45 | 1501 | ABB INDUSTRIAL CONNECTIONS AND SOLUTIONS | 27511 | Z4SGULJJ83LA000005XX | 2500A, 65kA, 3-Pole, Fixed, Ekip Hi-Touch LSIG, ModBus TCP, RELT, 120V Ekip Supply, 4 Aux Contacts, PushButton Cover, Vertical Terminals | PUR | 2500A, 65kA, 3-Pole, Fixed, Ekip Hi-Touch LSIG, ModBus TCP, RELT, 120V Ekip Supply, 4 Aux Contacts, PushButton Cover, Vertical Terminals | EA | EA |  | FALSE |  | P | B/W | 100
133106 | 2 | 3 | States | Forgent Power - Hanover | Hayley Fabian | TRUE | 2026-05-08T00:00:00 | 2026-09-24T00:00:00 | 2026-09-24T00:00:00 | 84 | 0 | 84 | 6146.5 | 1819364 | 21076 | USA | N45 | 1501 | ABB INDUSTRIAL CONNECTIONS AND SOLUTIONS | 27511 | Z4SGULJJ83LA000005XX | 2500A, 65kA, 3-Pole, Fixed, Ekip Hi-Touch LSIG, ModBus TCP, RELT, 120V Ekip Supply, 4 Aux Contacts, PushButton Cover, Vertical Terminals | PUR | 2500A, 65kA, 3-Pole, Fixed, Ekip Hi-Touch LSIG, ModBus TCP, RELT, 120V Ekip Supply, 4 Aux Contacts, PushButton Cover, Vertical Terminals | EA | EA |  | FALSE |  | P | B/W | 100
133106 | 2 | 4 | States | Forgent Power - Hanover | Hayley Fabian | TRUE | 2026-05-08T00:00:00 | 2026-10-20T00:00:00 | 2026-10-20T00:00:00 | 30 | 0 | 30 | 6146.5 | 1819364 | 21076 | USA | N45 | 1501 | ABB INDUSTRIAL CONNECTIONS AND SOLUTIONS | 27511 | Z4SGULJJ83LA000005XX | 2500A, 65kA, 3-Pole, Fixed, Ekip Hi-Touch LSIG, ModBus TCP, RELT, 120V Ekip Supply, 4 Aux Contacts, PushButton Cover, Vertical Terminals | PUR | 2500A, 65kA, 3-Pole, Fixed, Ekip Hi-Touch LSIG, ModBus TCP, RELT, 120V Ekip Supply, 4 Aux Contacts, PushButton Cover, Vertical Terminals | EA | EA |  | FALSE |  | P | B/W | 100
133106 | 4 | 1 | States | Forgent Power - Hanover | Hayley Fabian | TRUE | 2026-05-08T00:00:00 | 2026-10-16T00:00:00 | 2026-10-16T00:00:00 | 4 | 0 | 4 | 10916.85 | 3231387.6 | 21076 | USA | N45 | 1501 | ABB INDUSTRIAL CONNECTIONS AND SOLUTIONS | 27511 | Z6HJURJJ83LA00000WXX | 4000A, 85kA, 3-Pole, Fixed, Ekip Hi-Touch LSIG, ModBus TCP, RELT, 120V Ekip Supply, 4 Aux Contacts, PushButton Cover, Kirk Key in Open Position, Vertical Terminals | PUR | 4000A, 85kA, 3-Pole, Fixed, Ekip Hi-Touch LSIG, ModBus TCP, RELT, 120V Ekip Supply, 4 Aux Contacts, PushButton Cover, Kirk Key in Open Position, Vertical Terminals | EA | EA |  | FALSE |  | P | B/W | 100
133106 | 4 | 2 | States | Forgent Power - Hanover | Hayley Fabian | TRUE | 2026-05-08T00:00:00 | 2026-10-16T00:00:00 | 2026-10-16T00:00:00 | 122 | 0 | 122 | 10916.85 | 3231387.6 | 21076 | USA | N45 | 1501 | ABB INDUSTRIAL CONNECTIONS AND SOLUTIONS | 27511 | Z6HJURJJ83LA00000WXX | 4000A, 85kA, 3-Pole, Fixed, Ekip Hi-Touch LSIG, ModBus TCP, RELT, 120V Ekip Supply, 4 Aux Contacts, PushButton Cover, Kirk Key in Open Position, Vertical Terminals | PUR | 4000A, 85kA, 3-Pole, Fixed, Ekip Hi-Touch LSIG, ModBus TCP, RELT, 120V Ekip Supply, 4 Aux Contacts, PushButton Cover, Kirk Key in Open Position, Vertical Terminals | EA | EA |  | FALSE |  | P | B/W | 100
133106 | 4 | 3 | States | Forgent Power - Hanover | Hayley Fabian | TRUE | 2026-05-08T00:00:00 | 2026-10-16T00:00:00 | 2026-10-16T00:00:00 | 56 | 0 | 56 | 10916.85 | 3231387.6 | 21076 | USA | N45 | 1501 | ABB INDUSTRIAL CONNECTIONS AND SOLUTIONS | 27511 | Z6HJURJJ83LA00000WXX | 4000A, 85kA, 3-Pole, Fixed, Ekip Hi-Touch LSIG, ModBus TCP, RELT, 120V Ekip Supply, 4 Aux Contacts, PushButton Cover, Kirk Key in Open Position, Vertical Terminals | PUR | 4000A, 85kA, 3-Pole, Fixed, Ekip Hi-Touch LSIG, ModBus TCP, RELT, 120V Ekip Supply, 4 Aux Contacts, PushButton Cover, Kirk Key in Open Position, Vertical Terminals | EA | EA |  | FALSE |  | P | B/W | 100
133106 | 4 | 4 | States | Forgent Power - Hanover | Hayley Fabian | TRUE | 2026-05-08T00:00:00 | 2026-10-20T00:00:00 | 2026-10-20T00:00:00 | 84 | 0 | 84 | 10916.85 | 3231387.6 | 21076 | USA | N45 | 1501 | ABB INDUSTRIAL CONNECTIONS AND SOLUTIONS | 27511 | Z6HJURJJ83LA00000WXX | 4000A, 85kA, 3-Pole, Fixed, Ekip Hi-Touch LSIG, ModBus TCP, RELT, 120V Ekip Supply, 4 Aux Contacts, PushButton Cover, Kirk Key in Open Position, Vertical Terminals | PUR | 4000A, 85kA, 3-Pole, Fixed, Ekip Hi-Touch LSIG, ModBus TCP, RELT, 120V Ekip Supply, 4 Aux Contacts, PushButton Cover, Kirk Key in Open Position, Vertical Terminals | EA | EA |  | FALSE |  | P | B/W | 100
133106 | 4 | 5 | States | Forgent Power - Hanover | Hayley Fabian | TRUE | 2026-05-08T00:00:00 | 2026-10-16T00:00:00 | 2026-10-16T00:00:00 | 30 | 0 | 30 | 10916.85 | 3231387.6 | 21076 | USA | N45 | 1501 | ABB INDUSTRIAL CONNECTIONS AND SOLUTIONS | 27511 | Z6HJURJJ83LA00000WXX | 4000A, 85kA, 3-Pole, Fixed, Ekip Hi-Touch LSIG, ModBus TCP, RELT, 120V Ekip Supply, 4 Aux Contacts, PushButton Cover, Kirk Key in Open Position, Vertical Terminals | PUR | 4000A, 85kA, 3-Pole, Fixed, Ekip Hi-Touch LSIG, ModBus TCP, RELT, 120V Ekip Supply, 4 Aux Contacts, PushButton Cover, Kirk Key in Open Position, Vertical Terminals | EA | EA |  | FALSE |  | P | B/W | 100
133106 | 1 | 2 | States | Forgent Power - Hanover | Hayley Fabian | TRUE | 2026-05-08T00:00:00 | 2026-07-29T00:00:00 | 2026-07-29T00:00:00 | 163 | 162 | 1 | 4674.09 | 2767061.28 | 21076 | USA | N45 | 1501 | ABB INDUSTRIAL CONNECTIONS AND SOLUTIONS | 27511 | Z2SFUKJJ83LA000005XX | 2000A, 65kA, 3-Pole, Fixed, Ekip Hi-Touch LSIG, ModBus TCP, RELT, 120V Ekip Supply, 4 Aux Contacts, PushButton Cover, Vertical Terminals | PUR | 2000A, 65kA, 3-Pole, Fixed, Ekip Hi-Touch LSIG, ModBus TCP, RELT, 120V Ekip Supply, 4 Aux Contacts, PushButton Cover, Vertical Terminals | EA | EA |  | FALSE |  | P | B/W | 100
133106 | 1 | 3 | States | Forgent Power - Hanover | Hayley Fabian | TRUE | 2026-05-08T00:00:00 | 2026-09-24T00:00:00 | 2026-09-24T00:00:00 | 280 | 7 | 273 | 4674.09 | 2767061.28 | 21076 | USA | N45 | 1501 | ABB INDUSTRIAL CONNECTIONS AND SOLUTIONS | 27511 | Z2SFUKJJ83LA000005XX | 2000A, 65kA, 3-Pole, Fixed, Ekip Hi-Touch LSIG, ModBus TCP, RELT, 120V Ekip Supply, 4 Aux Contacts, PushButton Cover, Vertical Terminals | PUR | 2000A, 65kA, 3-Pole, Fixed, Ekip Hi-Touch LSIG, ModBus TCP, RELT, 120V Ekip Supply, 4 Aux Contacts, PushButton Cover, Vertical Terminals | EA | EA |  | FALSE |  | P | B/W | 100
133106 | 1 | 4 | States | Forgent Power - Hanover | Hayley Fabian | TRUE | 2026-05-08T00:00:00 | 2026-10-20T00:00:00 | 2026-10-20T00:00:00 | 60 | 0 | 60 | 4674.09 | 2767061.28 | 21076 | USA | N45 | 1501 | ABB INDUSTRIAL CONNECTIONS AND SOLUTIONS | 27511 | Z2SFUKJJ83LA000005XX | 2000A, 65kA, 3-Pole, Fixed, Ekip Hi-Touch LSIG, ModBus TCP, RELT, 120V Ekip Supply, 4 Aux Contacts, PushButton Cover, Vertical Terminals | PUR | 2000A, 65kA, 3-Pole, Fixed, Ekip Hi-Touch LSIG, ModBus TCP, RELT, 120V Ekip Supply, 4 Aux Contacts, PushButton Cover, Vertical Terminals | EA | EA |  | FALSE |  | P | B/W | 100
133106 | 2 | 1 | States | Forgent Power - Hanover | Hayley Fabian | TRUE | 2026-05-08T00:00:00 | 2026-07-28T00:00:00 | 2026-07-28T00:00:00 | 126 | 50 | 76 | 6146.5 | 1819364 | 21076 | USA | N45 | 1501 | ABB INDUSTRIAL CONNECTIONS AND SOLUTIONS | 27511 | Z4SGULJJ83LA000005XX | 2500A, 65kA, 3-Pole, Fixed, Ekip Hi-Touch LSIG, ModBus TCP, RELT, 120V Ekip Supply, 4 Aux Contacts, PushButton Cover, Vertical Terminals | PUR | 2500A, 65kA, 3-Pole, Fixed, Ekip Hi-Touch LSIG, ModBus TCP, RELT, 120V Ekip Supply, 4 Aux Contacts, PushButton Cover, Vertical Terminals | EA | EA |  | FALSE |  | P | B/W | 100
133188 | 1 | 2 | States | Champlin | Hayley Fabian | TRUE | 2026-05-11T00:00:00 | 2026-09-21T00:00:00 | 2026-09-21T00:00:00 | 152 | 0 | 152 | 180.22 | 54786.88 | 55316-3157 | USA | N45 | 1501 | ABB INDUSTRIAL CONNECTIONS AND SOLUTIONS | 27511 | ZE1NCT | ABB Neutral CT For Ground Fault Sensing | SRPP | ABB Neutral CT For Ground Fault Sensing | EA | EA |  | TRUE |  | P | B/W | 100
134064 | 2 | 2 | States | Champlin | Hayley Fabian | TRUE | 2026-06-12T00:00:00 | 2026-11-09T00:00:00 | 2026-11-09T00:00:00 | 17 | 0 | 17 | 2977.39 | 101231.26 | 55316-3157 | USA | N45 | 1501 | ABB INDUSTRIAL CONNECTIONS AND SOLUTIONS | 27511 | OVRHTP2402773Y4LUE4 | Type 1 SPD, 240kA Rating / Ø, Dry-Contact, UL 1283 Filter, Surge Counter | PUR | Type 1 SPD, 240kA Rating / Ø, Dry-Contact, UL 1283 Filter, Surge Counter | EA | EA |  | TRUE |  | P | B/W | 100
134064 | 2 | 1 | States | Champlin | Hayley Fabian | TRUE | 2026-06-12T00:00:00 | 2026-11-03T00:00:00 | 2026-11-03T00:00:00 | 17 | 0 | 17 | 2977.39 | 101231.26 | 55316-3157 | USA | N45 | 1501 | ABB INDUSTRIAL CONNECTIONS AND SOLUTIONS | 27511 | OVRHTP2402773Y4LUE4 | Type 1 SPD, 240kA Rating / Ø, Dry-Contact, UL 1283 Filter, Surge Counter | PUR | Type 1 SPD, 240kA Rating / Ø, Dry-Contact, UL 1283 Filter, Surge Counter | EA | EA |  | TRUE |  | P | B/W | 100
134064 | 1 | 2 | States | Champlin | Hayley Fabian | TRUE | 2026-06-12T00:00:00 | 2026-11-05T00:00:00 | 2026-11-05T00:00:00 | 64 | 0 | 64 | 3682.9 | 471411.2 | 55316-3157 | USA | N45 | 1501 | ABB INDUSTRIAL CONNECTIONS AND SOLUTIONS | 27511 | XT7LQ380CPFWYSJXXX | Distribution Feeder Circuit Breaker (800A) • 480V, 3Ø, 3P, 100kAIC, 100% Rated • EKIP Touch, LSI • EKIP RELT 2K-3 with EKIP Supply 24-48VDC • AUX 4Q 24V Contacts (E1.2) • Padlock Device in Open Position • Amp Trip: 800 • Amp Frame: 800 • Bolt-on Molded-Case Circuit Breaker (MCCB) • Circuit Breaker Frame: XT7 | PUR | Distribution Feeder Circuit Breaker (800A) • 480V, 3Ø, 3P, 100kAIC, 100% Rated • EKIP Touch, LSI • EKIP RELT 2K-3 with EKIP Supply 24-48VDC • AUX 4Q 24V Contacts (E1.2) • Padlock Device in Open Position • Amp Trip: 800 • Amp Frame: 800 • Bolt-on Molded-Case Circuit Breaker (MCCB) • Circuit Breaker Frame: XT7 | EA | EA |  | TRUE |  | P | B/W | 100
134064 | 1 | 1 | States | Champlin | Hayley Fabian | TRUE | 2026-06-12T00:00:00 | 2026-10-26T00:00:00 | 2026-10-26T00:00:00 | 64 | 0 | 64 | 3682.9 | 471411.2 | 55316-3157 | USA | N45 | 1501 | ABB INDUSTRIAL CONNECTIONS AND SOLUTIONS | 27511 | XT7LQ380CPFWYSJXXX | Distribution Feeder Circuit Breaker (800A) • 480V, 3Ø, 3P, 100kAIC, 100% Rated • EKIP Touch, LSI • EKIP RELT 2K-3 with EKIP Supply 24-48VDC • AUX 4Q 24V Contacts (E1.2) • Padlock Device in Open Position • Amp Trip: 800 • Amp Frame: 800 • Bolt-on Molded-Case Circuit Breaker (MCCB) • Circuit Breaker Frame: XT7 | PUR | Distribution Feeder Circuit Breaker (800A) • 480V, 3Ø, 3P, 100kAIC, 100% Rated • EKIP Touch, LSI • EKIP RELT 2K-3 with EKIP Supply 24-48VDC • AUX 4Q 24V Contacts (E1.2) • Padlock Device in Open Position • Amp Trip: 800 • Amp Frame: 800 • Bolt-on Molded-Case Circuit Breaker (MCCB) • Circuit Breaker Frame: XT7 | EA | EA |  | TRUE |  | P | B/W | 100
133965 | 3 | 1 | States | EGAN COMPANY | Hayley Fabian | TRUE | 2026-06-09T00:00:00 | 2026-08-14T00:00:00 | 2026-08-14T00:00:00 | 1 | 0 | 1 | 789.49 | 25263.68 | 55944 | USA | N45 | 1501 | ABB INDUSTRIAL CONNECTIONS AND SOLUTIONS | 27511 | LP1 | Power Panelboard, ReliaGear neXT | PUR | Power Panelboard, ReliaGear neXT | EA | EA |  | TRUE |  | P | B/W | DAYTON
133965 | 3 | 2 | States | EGAN COMPANY | Hayley Fabian | TRUE | 2026-06-09T00:00:00 | 2026-08-14T00:00:00 | 2026-08-14T00:00:00 | 1 | 0 | 1 | 789.49 | 25263.68 | 55944 | USA | N45 | 1501 | ABB INDUSTRIAL CONNECTIONS AND SOLUTIONS | 27511 | LP1 | Power Panelboard, ReliaGear neXT | PUR | Power Panelboard, ReliaGear neXT | EA | EA |  | TRUE |  | P | B/W | DAYTON
133965 | 3 | 3 | States | EGAN COMPANY | Hayley Fabian | TRUE | 2026-06-09T00:00:00 | 2026-08-14T00:00:00 | 2026-08-14T00:00:00 | 1 | 0 | 1 | 789.49 | 25263.68 | 55944 | USA | N45 | 1501 | ABB INDUSTRIAL CONNECTIONS AND SOLUTIONS | 27511 | LP1 | Power Panelboard, ReliaGear neXT | PUR | Power Panelboard, ReliaGear neXT | EA | EA |  | TRUE |  | P | B/W | DAYTON
133965 | 3 | 4 | States | EGAN COMPANY | Hayley Fabian | TRUE | 2026-06-09T00:00:00 | 2026-08-14T00:00:00 | 2026-08-14T00:00:00 | 1 | 0 | 1 | 789.49 | 25263.68 | 55944 | USA | N45 | 1501 | ABB INDUSTRIAL CONNECTIONS AND SOLUTIONS | 27511 | LP1 | Power Panelboard, ReliaGear neXT | PUR | Power Panelboard, ReliaGear neXT | EA | EA |  | TRUE |  | P | B/W | DAYTON
133965 | 3 | 5 | States | EGAN COMPANY | Hayley Fabian | TRUE | 2026-06-09T00:00:00 | 2026-08-14T00:00:00 | 2026-08-14T00:00:00 | 1 | 0 | 1 | 789.49 | 25263.68 | 55944 | USA | N45 | 1501 | ABB INDUSTRIAL CONNECTIONS AND SOLUTIONS | 27511 | LP1 | Power Panelboard, ReliaGear neXT | PUR | Power Panelboard, ReliaGear neXT | EA | EA |  | TRUE |  | P | B/W | DAYTON
133965 | 3 | 6 | States | EGAN COMPANY | Hayley Fabian | TRUE | 2026-06-09T00:00:00 | 2026-08-14T00:00:00 | 2026-08-14T00:00:00 | 1 | 0 | 1 | 789.49 | 25263.68 | 55944 | USA | N45 | 1501 | ABB INDUSTRIAL CONNECTIONS AND SOLUTIONS | 27511 | LP1 | Power Panelboard, ReliaGear neXT | PUR | Power Panelboard, ReliaGear neXT | EA | EA |  | TRUE |  | P | B/W | DAYTON
133965 | 3 | 7 | States | EGAN COMPANY | Hayley Fabian | TRUE | 2026-06-09T00:00:00 | 2026-08-14T00:00:00 | 2026-08-14T00:00:00 | 1 | 0 | 1 | 789.49 | 25263.68 | 55944 | USA | N45 | 1501 | ABB INDUSTRIAL CONNECTIONS AND SOLUTIONS | 27511 | LP1 | Power Panelboard, ReliaGear neXT | PUR | Power Panelboard, ReliaGear neXT | EA | EA |  | TRUE |  | P | B/W | DAYTON
133965 | 3 | 8 | States | EGAN COMPANY | Hayley Fabian | TRUE | 2026-06-09T00:00:00 | 2026-08-14T00:00:00 | 2026-08-14T00:00:00 | 1 | 0 | 1 | 789.49 | 25263.68 | 55944 | USA | N45 | 1501 | ABB INDUSTRIAL CONNECTIONS AND SOLUTIONS | 27511 | LP1 | Power Panelboard, ReliaGear neXT | PUR | Power Panelboard, ReliaGear neXT | EA | EA |  | TRUE |  | P | B/W | DAYTON
133965 | 3 | 9 | States | EGAN COMPANY | Hayley Fabian | TRUE | 2026-06-09T00:00:00 | 2026-08-14T00:00:00 | 2026-08-14T00:00:00 | 1 | 0 | 1 | 789.49 | 25263.68 | 55944 | USA | N45 | 1501 | ABB INDUSTRIAL CONNECTIONS AND SOLUTIONS | 27511 | LP1 | Power Panelboard, ReliaGear neXT | PUR | Power Panelboard, ReliaGear neXT | EA | EA |  | TRUE |  | P | B/W | DAYTON
133965 | 3 | 10 | States | EGAN COMPANY | Hayley Fabian | TRUE | 2026-06-09T00:00:00 | 2026-08-14T00:00:00 | 2026-08-14T00:00:00 | 1 | 0 | 1 | 789.49 | 25263.68 | 55944 | USA | N45 | 1501 | ABB INDUSTRIAL CONNECTIONS AND SOLUTIONS | 27511 | LP1 | Power Panelboard, ReliaGear neXT | PUR | Power Panelboard, ReliaGear neXT | EA | EA |  | TRUE |  | P | B/W | DAYTON
133965 | 3 | 11 | States | EGAN COMPANY | Hayley Fabian | TRUE | 2026-06-09T00:00:00 | 2026-08-14T00:00:00 | 2026-08-14T00:00:00 | 1 | 0 | 1 | 789.49 | 25263.68 | 55944 | USA | N45 | 1501 | ABB INDUSTRIAL CONNECTIONS AND SOLUTIONS | 27511 | LP1 | Power Panelboard, ReliaGear neXT | PUR | Power Panelboard, ReliaGear neXT | EA | EA |  | TRUE |  | P | B/W | DAYTON
133965 | 3 | 12 | States | EGAN COMPANY | Hayley Fabian | TRUE | 2026-06-09T00:00:00 | 2026-08-14T00:00:00 | 2026-08-14T00:00:00 | 1 | 0 | 1 | 789.49 | 25263.68 | 55944 | USA | N45 | 1501 | ABB INDUSTRIAL CONNECTIONS AND SOLUTIONS | 27511 | LP1 | Power Panelboard, ReliaGear neXT | PUR | Power Panelboard, ReliaGear neXT | EA | EA |  | TRUE |  | P | B/W | DAYTON
133965 | 3 | 13 | States | EGAN COMPANY | Hayley Fabian | TRUE | 2026-06-09T00:00:00 | 2026-08-14T00:00:00 | 2026-08-14T00:00:00 | 1 | 0 | 1 | 789.49 | 25263.68 | 55944 | USA | N45 | 1501 | ABB INDUSTRIAL CONNECTIONS AND SOLUTIONS | 27511 | LP1 | Power Panelboard, ReliaGear neXT | PUR | Power Panelboard, ReliaGear neXT | EA | EA |  | TRUE |  | P | B/W | DAYTON
133965 | 3 | 14 | States | EGAN COMPANY | Hayley Fabian | TRUE | 2026-06-09T00:00:00 | 2026-08-14T00:00:00 | 2026-08-14T00:00:00 | 1 | 0 | 1 | 789.49 | 25263.68 | 55944 | USA | N45 | 1501 | ABB INDUSTRIAL CONNECTIONS AND SOLUTIONS | 27511 | LP1 | Power Panelboard, ReliaGear neXT | PUR | Power Panelboard, ReliaGear neXT | EA | EA |  | TRUE |  | P | B/W | DAYTON
133965 | 3 | 15 | States | EGAN COMPANY | Hayley Fabian | TRUE | 2026-06-09T00:00:00 | 2026-08-14T00:00:00 | 2026-08-14T00:00:00 | 1 | 0 | 1 | 789.49 | 25263.68 | 55944 | USA | N45 | 1501 | ABB INDUSTRIAL CONNECTIONS AND SOLUTIONS | 27511 | LP1 | Power Panelboard, ReliaGear neXT | PUR | Power Panelboard, ReliaGear neXT | EA | EA |  | TRUE |  | P | B/W | DAYTON
133965 | 3 | 16 | States | EGAN COMPANY | Hayley Fabian | TRUE | 2026-06-09T00:00:00 | 2026-08-14T00:00:00 | 2026-08-14T00:00:00 | 1 | 0 | 1 | 789.49 | 25263.68 | 55944 | USA | N45 | 1501 | ABB INDUSTRIAL CONNECTIONS AND SOLUTIONS | 27511 | LP1 | Power Panelboard, ReliaGear neXT | PUR | Power Panelboard, ReliaGear neXT | EA | EA |  | TRUE |  | P | B/W | DAYTON
133965 | 3 | 17 | States | EGAN COMPANY | Hayley Fabian | TRUE | 2026-06-09T00:00:00 | 2026-08-14T00:00:00 | 2026-08-14T00:00:00 | 1 | 0 | 1 | 789.49 | 25263.68 | 55944 | USA | N45 | 1501 | ABB INDUSTRIAL CONNECTIONS AND SOLUTIONS | 27511 | LP1 | Power Panelboard, ReliaGear neXT | PUR | Power Panelboard, ReliaGear neXT | EA | EA |  | TRUE |  | P | B/W | DAYTON
133965 | 3 | 18 | States | EGAN COMPANY | Hayley Fabian | TRUE | 2026-06-09T00:00:00 | 2026-08-14T00:00:00 | 2026-08-14T00:00:00 | 1 | 0 | 1 | 789.49 | 25263.68 | 55944 | USA | N45 | 1501 | ABB INDUSTRIAL CONNECTIONS AND SOLUTIONS | 27511 | LP1 | Power Panelboard, ReliaGear neXT | PUR | Power Panelboard, ReliaGear neXT | EA | EA |  | TRUE |  | P | B/W | DAYTON
133965 | 3 | 19 | States | EGAN COMPANY | Hayley Fabian | TRUE | 2026-06-09T00:00:00 | 2026-08-14T00:00:00 | 2026-08-14T00:00:00 | 1 | 0 | 1 | 789.49 | 25263.68 | 55944 | USA | N45 | 1501 | ABB INDUSTRIAL CONNECTIONS AND SOLUTIONS | 27511 | LP1 | Power Panelboard, ReliaGear neXT | PUR | Power Panelboard, ReliaGear neXT | EA | EA |  | TRUE |  | P | B/W | DAYTON
133965 | 3 | 20 | States | EGAN COMPANY | Hayley Fabian | TRUE | 2026-06-09T00:00:00 | 2026-08-14T00:00:00 | 2026-08-14T00:00:00 | 1 | 0 | 1 | 789.49 | 25263.68 | 55944 | USA | N45 | 1501 | ABB INDUSTRIAL CONNECTIONS AND SOLUTIONS | 27511 | LP1 | Power Panelboard, ReliaGear neXT | PUR | Power Panelboard, ReliaGear neXT | EA | EA |  | TRUE |  | P | B/W | DAYTON
133965 | 3 | 21 | States | EGAN COMPANY | Hayley Fabian | TRUE | 2026-06-09T00:00:00 | 2026-08-14T00:00:00 | 2026-08-14T00:00:00 | 1 | 0 | 1 | 789.49 | 25263.68 | 55944 | USA | N45 | 1501 | ABB INDUSTRIAL CONNECTIONS AND SOLUTIONS | 27511 | LP1 | Power Panelboard, ReliaGear neXT | PUR | Power Panelboard, ReliaGear neXT | EA | EA |  | TRUE |  | P | B/W | DAYTON
133965 | 3 | 22 | States | EGAN COMPANY | Hayley Fabian | TRUE | 2026-06-09T00:00:00 | 2026-08-14T00:00:00 | 2026-08-14T00:00:00 | 1 | 0 | 1 | 789.49 | 25263.68 | 55944 | USA | N45 | 1501 | ABB INDUSTRIAL CONNECTIONS AND SOLUTIONS | 27511 | LP1 | Power Panelboard, ReliaGear neXT | PUR | Power Panelboard, ReliaGear neXT | EA | EA |  | TRUE |  | P | B/W | DAYTON
133965 | 3 | 23 | States | EGAN COMPANY | Hayley Fabian | TRUE | 2026-06-09T00:00:00 | 2026-08-14T00:00:00 | 2026-08-14T00:00:00 | 1 | 0 | 1 | 789.49 | 25263.68 | 55944 | USA | N45 | 1501 | ABB INDUSTRIAL CONNECTIONS AND SOLUTIONS | 27511 | LP1 | Power Panelboard, ReliaGear neXT | PUR | Power Panelboard, ReliaGear neXT | EA | EA |  | TRUE |  | P | B/W | DAYTON
133965 | 3 | 24 | States | EGAN COMPANY | Hayley Fabian | TRUE | 2026-06-09T00:00:00 | 2026-08-14T00:00:00 | 2026-08-14T00:00:00 | 1 | 0 | 1 | 789.49 | 25263.68 | 55944 | USA | N45 | 1501 | ABB INDUSTRIAL CONNECTIONS AND SOLUTIONS | 27511 | LP1 | Power Panelboard, ReliaGear neXT | PUR | Power Panelboard, ReliaGear neXT | EA | EA |  | TRUE |  | P | B/W | DAYTON
133965 | 3 | 25 | States | EGAN COMPANY | Hayley Fabian | TRUE | 2026-06-09T00:00:00 | 2026-08-14T00:00:00 | 2026-08-14T00:00:00 | 1 | 0 | 1 | 789.49 | 25263.68 | 55944 | USA | N45 | 1501 | ABB INDUSTRIAL CONNECTIONS AND SOLUTIONS | 27511 | LP1 | Power Panelboard, ReliaGear neXT | PUR | Power Panelboard, ReliaGear neXT | EA | EA |  | TRUE |  | P | B/W | DAYTON
133965 | 3 | 26 | States | EGAN COMPANY | Hayley Fabian | TRUE | 2026-06-09T00:00:00 | 2026-08-14T00:00:00 | 2026-08-14T00:00:00 | 1 | 0 | 1 | 789.49 | 25263.68 | 55944 | USA | N45 | 1501 | ABB INDUSTRIAL CONNECTIONS AND SOLUTIONS | 27511 | LP1 | Power Panelboard, ReliaGear neXT | PUR | Power Panelboard, ReliaGear neXT | EA | EA |  | TRUE |  | P | B/W | DAYTON
133965 | 3 | 27 | States | EGAN COMPANY | Hayley Fabian | TRUE | 2026-06-09T00:00:00 | 2026-08-14T00:00:00 | 2026-08-14T00:00:00 | 1 | 0 | 1 | 789.49 | 25263.68 | 55944 | USA | N45 | 1501 | ABB INDUSTRIAL CONNECTIONS AND SOLUTIONS | 27511 | LP1 | Power Panelboard, ReliaGear neXT | PUR | Power Panelboard, ReliaGear neXT | EA | EA |  | TRUE |  | P | B/W | DAYTON
133965 | 3 | 28 | States | EGAN COMPANY | Hayley Fabian | TRUE | 2026-06-09T00:00:00 | 2026-08-14T00:00:00 | 2026-08-14T00:00:00 | 1 | 0 | 1 | 789.49 | 25263.68 | 55944 | USA | N45 | 1501 | ABB INDUSTRIAL CONNECTIONS AND SOLUTIONS | 27511 | LP1 | Power Panelboard, ReliaGear neXT | PUR | Power Panelboard, ReliaGear neXT | EA | EA |  | TRUE |  | P | B/W | DAYTON
133965 | 3 | 29 | States | EGAN COMPANY | Hayley Fabian | TRUE | 2026-06-09T00:00:00 | 2026-08-14T00:00:00 | 2026-08-14T00:00:00 | 1 | 0 | 1 | 789.49 | 25263.68 | 55944 | USA | N45 | 1501 | ABB INDUSTRIAL CONNECTIONS AND SOLUTIONS | 27511 | LP1 | Power Panelboard, ReliaGear neXT | PUR | Power Panelboard, ReliaGear neXT | EA | EA |  | TRUE |  | P | B/W | DAYTON
133965 | 3 | 30 | States | EGAN COMPANY | Hayley Fabian | TRUE | 2026-06-09T00:00:00 | 2026-08-14T00:00:00 | 2026-08-14T00:00:00 | 1 | 0 | 1 | 789.49 | 25263.68 | 55944 | USA | N45 | 1501 | ABB INDUSTRIAL CONNECTIONS AND SOLUTIONS | 27511 | LP1 | Power Panelboard, ReliaGear neXT | PUR | Power Panelboard, ReliaGear neXT | EA | EA |  | TRUE |  | P | B/W | DAYTON
133965 | 3 | 31 | States | EGAN COMPANY | Hayley Fabian | TRUE | 2026-06-09T00:00:00 | 2026-08-14T00:00:00 | 2026-08-14T00:00:00 | 1 | 0 | 1 | 789.49 | 25263.68 | 55944 | USA | N45 | 1501 | ABB INDUSTRIAL CONNECTIONS AND SOLUTIONS | 27511 | LP1 | Power Panelboard, ReliaGear neXT | PUR | Power Panelboard, ReliaGear neXT | EA | EA |  | TRUE |  | P | B/W | DAYTON
133965 | 3 | 32 | States | EGAN COMPANY | Hayley Fabian | TRUE | 2026-06-09T00:00:00 | 2026-08-14T00:00:00 | 2026-08-14T00:00:00 | 1 | 0 | 1 | 789.49 | 25263.68 | 55944 | USA | N45 | 1501 | ABB INDUSTRIAL CONNECTIONS AND SOLUTIONS | 27511 | LP1 | Power Panelboard, ReliaGear neXT | PUR | Power Panelboard, ReliaGear neXT | EA | EA |  | TRUE |  | P | B/W | DAYTON
133965 | 4 | 1 | States | EGAN COMPANY | Hayley Fabian | TRUE | 2026-06-09T00:00:00 | 2026-08-14T00:00:00 | 2026-08-14T00:00:00 | 1 | 0 | 1 | 793.11 | 25379.52 | 55944 | USA | N45 | 1501 | ABB INDUSTRIAL CONNECTIONS AND SOLUTIONS | 27511 | LP2 | Power Panelboard, ReliaGear neXT | PUR | Power Panelboard, ReliaGear neXT | EA | EA |  | TRUE |  | P | B/W | DAYTON
133965 | 4 | 2 | States | EGAN COMPANY | Hayley Fabian | TRUE | 2026-06-09T00:00:00 | 2026-08-14T00:00:00 | 2026-08-14T00:00:00 | 1 | 0 | 1 | 793.11 | 25379.52 | 55944 | USA | N45 | 1501 | ABB INDUSTRIAL CONNECTIONS AND SOLUTIONS | 27511 | LP2 | Power Panelboard, ReliaGear neXT | PUR | Power Panelboard, ReliaGear neXT | EA | EA |  | TRUE |  | P | B/W | DAYTON
133965 | 4 | 3 | States | EGAN COMPANY | Hayley Fabian | TRUE | 2026-06-09T00:00:00 | 2026-08-14T00:00:00 | 2026-08-14T00:00:00 | 1 | 0 | 1 | 793.11 | 25379.52 | 55944 | USA | N45 | 1501 | ABB INDUSTRIAL CONNECTIONS AND SOLUTIONS | 27511 | LP2 | Power Panelboard, ReliaGear neXT | PUR | Power Panelboard, ReliaGear neXT | EA | EA |  | TRUE |  | P | B/W | DAYTON
133965 | 4 | 4 | States | EGAN COMPANY | Hayley Fabian | TRUE | 2026-06-09T00:00:00 | 2026-08-14T00:00:00 | 2026-08-14T00:00:00 | 1 | 0 | 1 | 793.11 | 25379.52 | 55944 | USA | N45 | 1501 | ABB INDUSTRIAL CONNECTIONS AND SOLUTIONS | 27511 | LP2 | Power Panelboard, ReliaGear neXT | PUR | Power Panelboard, ReliaGear neXT | EA | EA |  | TRUE |  | P | B/W | DAYTON
133965 | 4 | 5 | States | EGAN COMPANY | Hayley Fabian | TRUE | 2026-06-09T00:00:00 | 2026-08-14T00:00:00 | 2026-08-14T00:00:00 | 1 | 0 | 1 | 793.11 | 25379.52 | 55944 | USA | N45 | 1501 | ABB INDUSTRIAL CONNECTIONS AND SOLUTIONS | 27511 | LP2 | Power Panelboard, ReliaGear neXT | PUR | Power Panelboard, ReliaGear neXT | EA | EA |  | TRUE |  | P | B/W | DAYTON
133965 | 4 | 6 | States | EGAN COMPANY | Hayley Fabian | TRUE | 2026-06-09T00:00:00 | 2026-08-14T00:00:00 | 2026-08-14T00:00:00 | 1 | 0 | 1 | 793.11 | 25379.52 | 55944 | USA | N45 | 1501 | ABB INDUSTRIAL CONNECTIONS AND SOLUTIONS | 27511 | LP2 | Power Panelboard, ReliaGear neXT | PUR | Power Panelboard, ReliaGear neXT | EA | EA |  | TRUE |  | P | B/W | DAYTON
133965 | 4 | 7 | States | EGAN COMPANY | Hayley Fabian | TRUE | 2026-06-09T00:00:00 | 2026-08-14T00:00:00 | 2026-08-14T00:00:00 | 1 | 0 | 1 | 793.11 | 25379.52 | 55944 | USA | N45 | 1501 | ABB INDUSTRIAL CONNECTIONS AND SOLUTIONS | 27511 | LP2 | Power Panelboard, ReliaGear neXT | PUR | Power Panelboard, ReliaGear neXT | EA | EA |  | TRUE |  | P | B/W | DAYTON
133965 | 4 | 8 | States | EGAN COMPANY | Hayley Fabian | TRUE | 2026-06-09T00:00:00 | 2026-08-14T00:00:00 | 2026-08-14T00:00:00 | 1 | 0 | 1 | 793.11 | 25379.52 | 55944 | USA | N45 | 1501 | ABB INDUSTRIAL CONNECTIONS AND SOLUTIONS | 27511 | LP2 | Power Panelboard, ReliaGear neXT | PUR | Power Panelboard, ReliaGear neXT | EA | EA |  | TRUE |  | P | B/W | DAYTON
133965 | 4 | 9 | States | EGAN COMPANY | Hayley Fabian | TRUE | 2026-06-09T00:00:00 | 2026-08-14T00:00:00 | 2026-08-14T00:00:00 | 1 | 0 | 1 | 793.11 | 25379.52 | 55944 | USA | N45 | 1501 | ABB INDUSTRIAL CONNECTIONS AND SOLUTIONS | 27511 | LP2 | Power Panelboard, ReliaGear neXT | PUR | Power Panelboard, ReliaGear neXT | EA | EA |  | TRUE |  | P | B/W | DAYTON
133965 | 4 | 10 | States | EGAN COMPANY | Hayley Fabian | TRUE | 2026-06-09T00:00:00 | 2026-08-14T00:00:00 | 2026-08-14T00:00:00 | 1 | 0 | 1 | 793.11 | 25379.52 | 55944 | USA | N45 | 1501 | ABB INDUSTRIAL CONNECTIONS AND SOLUTIONS | 27511 | LP2 | Power Panelboard, ReliaGear neXT | PUR | Power Panelboard, ReliaGear neXT | EA | EA |  | TRUE |  | P | B/W | DAYTON
133965 | 4 | 11 | States | EGAN COMPANY | Hayley Fabian | TRUE | 2026-06-09T00:00:00 | 2026-08-14T00:00:00 | 2026-08-14T00:00:00 | 1 | 0 | 1 | 793.11 | 25379.52 | 55944 | USA | N45 | 1501 | ABB INDUSTRIAL CONNECTIONS AND SOLUTIONS | 27511 | LP2 | Power Panelboard, ReliaGear neXT | PUR | Power Panelboard, ReliaGear neXT | EA | EA |  | TRUE |  | P | B/W | DAYTON
133965 | 4 | 12 | States | EGAN COMPANY | Hayley Fabian | TRUE | 2026-06-09T00:00:00 | 2026-08-14T00:00:00 | 2026-08-14T00:00:00 | 1 | 0 | 1 | 793.11 | 25379.52 | 55944 | USA | N45 | 1501 | ABB INDUSTRIAL CONNECTIONS AND SOLUTIONS | 27511 | LP2 | Power Panelboard, ReliaGear neXT | PUR | Power Panelboard, ReliaGear neXT | EA | EA |  | TRUE |  | P | B/W | DAYTON
133965 | 4 | 13 | States | EGAN COMPANY | Hayley Fabian | TRUE | 2026-06-09T00:00:00 | 2026-08-14T00:00:00 | 2026-08-14T00:00:00 | 1 | 0 | 1 | 793.11 | 25379.52 | 55944 | USA | N45 | 1501 | ABB INDUSTRIAL CONNECTIONS AND SOLUTIONS | 27511 | LP2 | Power Panelboard, ReliaGear neXT | PUR | Power Panelboard, ReliaGear neXT | EA | EA |  | TRUE |  | P | B/W | DAYTON
133965 | 4 | 14 | States | EGAN COMPANY | Hayley Fabian | TRUE | 2026-06-09T00:00:00 | 2026-08-14T00:00:00 | 2026-08-14T00:00:00 | 1 | 0 | 1 | 793.11 | 25379.52 | 55944 | USA | N45 | 1501 | ABB INDUSTRIAL CONNECTIONS AND SOLUTIONS | 27511 | LP2 | Power Panelboard, ReliaGear neXT | PUR | Power Panelboard, ReliaGear neXT | EA | EA |  | TRUE |  | P | B/W | DAYTON
133965 | 4 | 15 | States | EGAN COMPANY | Hayley Fabian | TRUE | 2026-06-09T00:00:00 | 2026-08-14T00:00:00 | 2026-08-14T00:00:00 | 1 | 0 | 1 | 793.11 | 25379.52 | 55944 | USA | N45 | 1501 | ABB INDUSTRIAL CONNECTIONS AND SOLUTIONS | 27511 | LP2 | Power Panelboard, ReliaGear neXT | PUR | Power Panelboard, ReliaGear neXT | EA | EA |  | TRUE |  | P | B/W | DAYTON
133965 | 4 | 16 | States | EGAN COMPANY | Hayley Fabian | TRUE | 2026-06-09T00:00:00 | 2026-08-14T00:00:00 | 2026-08-14T00:00:00 | 1 | 0 | 1 | 793.11 | 25379.52 | 55944 | USA | N45 | 1501 | ABB INDUSTRIAL CONNECTIONS AND SOLUTIONS | 27511 | LP2 | Power Panelboard, ReliaGear neXT | PUR | Power Panelboard, ReliaGear neXT | EA | EA |  | TRUE |  | P | B/W | DAYTON
133965 | 4 | 17 | States | EGAN COMPANY | Hayley Fabian | TRUE | 2026-06-09T00:00:00 | 2026-08-14T00:00:00 | 2026-08-14T00:00:00 | 1 | 0 | 1 | 793.11 | 25379.52 | 55944 | USA | N45 | 1501 | ABB INDUSTRIAL CONNECTIONS AND SOLUTIONS | 27511 | LP2 | Power Panelboard, ReliaGear neXT | PUR | Power Panelboard, ReliaGear neXT | EA | EA |  | TRUE |  | P | B/W | DAYTON
133965 | 4 | 18 | States | EGAN COMPANY | Hayley Fabian | TRUE | 2026-06-09T00:00:00 | 2026-08-14T00:00:00 | 2026-08-14T00:00:00 | 1 | 0 | 1 | 793.11 | 25379.52 | 55944 | USA | N45 | 1501 | ABB INDUSTRIAL CONNECTIONS AND SOLUTIONS | 27511 | LP2 | Power Panelboard, ReliaGear neXT | PUR | Power Panelboard, ReliaGear neXT | EA | EA |  | TRUE |  | P | B/W | DAYTON
133965 | 4 | 19 | States | EGAN COMPANY | Hayley Fabian | TRUE | 2026-06-09T00:00:00 | 2026-08-14T00:00:00 | 2026-08-14T00:00:00 | 1 | 0 | 1 | 793.11 | 25379.52 | 55944 | USA | N45 | 1501 | ABB INDUSTRIAL CONNECTIONS AND SOLUTIONS | 27511 | LP2 | Power Panelboard, ReliaGear neXT | PUR | Power Panelboard, ReliaGear neXT | EA | EA |  | TRUE |  | P | B/W | DAYTON
133965 | 4 | 20 | States | EGAN COMPANY | Hayley Fabian | TRUE | 2026-06-09T00:00:00 | 2026-08-14T00:00:00 | 2026-08-14T00:00:00 | 1 | 0 | 1 | 793.11 | 25379.52 | 55944 | USA | N45 | 1501 | ABB INDUSTRIAL CONNECTIONS AND SOLUTIONS | 27511 | LP2 | Power Panelboard, ReliaGear neXT | PUR | Power Panelboard, ReliaGear neXT | EA | EA |  | TRUE |  | P | B/W | DAYTON
133965 | 4 | 21 | States | EGAN COMPANY | Hayley Fabian | TRUE | 2026-06-09T00:00:00 | 2026-08-14T00:00:00 | 2026-08-14T00:00:00 | 1 | 0 | 1 | 793.11 | 25379.52 | 55944 | USA | N45 | 1501 | ABB INDUSTRIAL CONNECTIONS AND SOLUTIONS | 27511 | LP2 | Power Panelboard, ReliaGear neXT | PUR | Power Panelboard, ReliaGear neXT | EA | EA |  | TRUE |  | P | B/W | DAYTON
133965 | 4 | 22 | States | EGAN COMPANY | Hayley Fabian | TRUE | 2026-06-09T00:00:00 | 2026-08-14T00:00:00 | 2026-08-14T00:00:00 | 1 | 0 | 1 | 793.11 | 25379.52 | 55944 | USA | N45 | 1501 | ABB INDUSTRIAL CONNECTIONS AND SOLUTIONS | 27511 | LP2 | Power Panelboard, ReliaGear neXT | PUR | Power Panelboard, ReliaGear neXT | EA | EA |  | TRUE |  | P | B/W | DAYTON
133965 | 4 | 23 | States | EGAN COMPANY | Hayley Fabian | TRUE | 2026-06-09T00:00:00 | 2026-08-14T00:00:00 | 2026-08-14T00:00:00 | 1 | 0 | 1 | 793.11 | 25379.52 | 55944 | USA | N45 | 1501 | ABB INDUSTRIAL CONNECTIONS AND SOLUTIONS | 27511 | LP2 | Power Panelboard, ReliaGear neXT | PUR | Power Panelboard, ReliaGear neXT | EA | EA |  | TRUE |  | P | B/W | DAYTON
133965 | 4 | 24 | States | EGAN COMPANY | Hayley Fabian | TRUE | 2026-06-09T00:00:00 | 2026-08-14T00:00:00 | 2026-08-14T00:00:00 | 1 | 0 | 1 | 793.11 | 25379.52 | 55944 | USA | N45 | 1501 | ABB INDUSTRIAL CONNECTIONS AND SOLUTIONS | 27511 | LP2 | Power Panelboard, ReliaGear neXT | PUR | Power Panelboard, ReliaGear neXT | EA | EA |  | TRUE |  | P | B/W | DAYTON
133965 | 4 | 25 | States | EGAN COMPANY | Hayley Fabian | TRUE | 2026-06-09T00:00:00 | 2026-08-14T00:00:00 | 2026-08-14T00:00:00 | 1 | 0 | 1 | 793.11 | 25379.52 | 55944 | USA | N45 | 1501 | ABB INDUSTRIAL CONNECTIONS AND SOLUTIONS | 27511 | LP2 | Power Panelboard, ReliaGear neXT | PUR | Power Panelboard, ReliaGear neXT | EA | EA |  | TRUE |  | P | B/W | DAYTON
133965 | 4 | 26 | States | EGAN COMPANY | Hayley Fabian | TRUE | 2026-06-09T00:00:00 | 2026-08-14T00:00:00 | 2026-08-14T00:00:00 | 1 | 0 | 1 | 793.11 | 25379.52 | 55944 | USA | N45 | 1501 | ABB INDUSTRIAL CONNECTIONS AND SOLUTIONS | 27511 | LP2 | Power Panelboard, ReliaGear neXT | PUR | Power Panelboard, ReliaGear neXT | EA | EA |  | TRUE |  | P | B/W | DAYTON
133965 | 4 | 27 | States | EGAN COMPANY | Hayley Fabian | TRUE | 2026-06-09T00:00:00 | 2026-08-14T00:00:00 | 2026-08-14T00:00:00 | 1 | 0 | 1 | 793.11 | 25379.52 | 55944 | USA | N45 | 1501 | ABB INDUSTRIAL CONNECTIONS AND SOLUTIONS | 27511 | LP2 | Power Panelboard, ReliaGear neXT | PUR | Power Panelboard, ReliaGear neXT | EA | EA |  | TRUE |  | P | B/W | DAYTON
133965 | 4 | 28 | States | EGAN COMPANY | Hayley Fabian | TRUE | 2026-06-09T00:00:00 | 2026-08-14T00:00:00 | 2026-08-14T00:00:00 | 1 | 0 | 1 | 793.11 | 25379.52 | 55944 | USA | N45 | 1501 | ABB INDUSTRIAL CONNECTIONS AND SOLUTIONS | 27511 | LP2 | Power Panelboard, ReliaGear neXT | PUR | Power Panelboard, ReliaGear neXT | EA | EA |  | TRUE |  | P | B/W | DAYTON
133965 | 4 | 29 | States | EGAN COMPANY | Hayley Fabian | TRUE | 2026-06-09T00:00:00 | 2026-08-14T00:00:00 | 2026-08-14T00:00:00 | 1 | 0 | 1 | 793.11 | 25379.52 | 55944 | USA | N45 | 1501 | ABB INDUSTRIAL CONNECTIONS AND SOLUTIONS | 27511 | LP2 | Power Panelboard, ReliaGear neXT | PUR | Power Panelboard, ReliaGear neXT | EA | EA |  | TRUE |  | P | B/W | DAYTON
133965 | 4 | 30 | States | EGAN COMPANY | Hayley Fabian | TRUE | 2026-06-09T00:00:00 | 2026-08-14T00:00:00 | 2026-08-14T00:00:00 | 1 | 0 | 1 | 793.11 | 25379.52 | 55944 | USA | N45 | 1501 | ABB INDUSTRIAL CONNECTIONS AND SOLUTIONS | 27511 | LP2 | Power Panelboard, ReliaGear neXT | PUR | Power Panelboard, ReliaGear neXT | EA | EA |  | TRUE |  | P | B/W | DAYTON
133965 | 4 | 31 | States | EGAN COMPANY | Hayley Fabian | TRUE | 2026-06-09T00:00:00 | 2026-08-14T00:00:00 | 2026-08-14T00:00:00 | 1 | 0 | 1 | 793.11 | 25379.52 | 55944 | USA | N45 | 1501 | ABB INDUSTRIAL CONNECTIONS AND SOLUTIONS | 27511 | LP2 | Power Panelboard, ReliaGear neXT | PUR | Power Panelboard, ReliaGear neXT | EA | EA |  | TRUE |  | P | B/W | DAYTON
133965 | 4 | 32 | States | EGAN COMPANY | Hayley Fabian | TRUE | 2026-06-09T00:00:00 | 2026-08-14T00:00:00 | 2026-08-14T00:00:00 | 1 | 0 | 1 | 793.11 | 25379.52 | 55944 | USA | N45 | 1501 | ABB INDUSTRIAL CONNECTIONS AND SOLUTIONS | 27511 | LP2 | Power Panelboard, ReliaGear neXT | PUR | Power Panelboard, ReliaGear neXT | EA | EA |  | TRUE |  | P | B/W | DAYTON
129580 | 11 | 1 | States | OPPIDAN | Hayley Fabian | TRUE | 2025-10-24T00:00:00 | 2026-07-13T00:00:00 | 2026-03-18T00:00:00 | 1 | 0 | 1 | 9459.74 | 9459.74 | 76504 | USA | N30 | 1501 | ABB INDUSTRIAL CONNECTIONS AND SOLUTIONS | 27511 | 01MECH-01 | Lighting Panelboard, ReliaGear RD |  | Lighting Panelboard, ReliaGear RD | EA | EA |  | TRUE |  | P | B/W | 100
129580 | 12 | 1 | States | OPPIDAN | Hayley Fabian | TRUE | 2025-10-24T00:00:00 | 2026-07-13T00:00:00 | 2026-03-18T00:00:00 | 1 | 0 | 1 | 9459.74 | 9459.74 | 76504 | USA | N30 | 1501 | ABB INDUSTRIAL CONNECTIONS AND SOLUTIONS | 27511 | 01MECH-02 | Lighting Panelboard, ReliaGear RD |  | Lighting Panelboard, ReliaGear RD | EA | EA |  | TRUE |  | P | B/W | 100
129580 | 13 | 1 | States | OPPIDAN | Hayley Fabian | TRUE | 2025-10-24T00:00:00 | 2026-07-13T00:00:00 | 2026-03-18T00:00:00 | 1 | 0 | 1 | 9235.19 | 9235.19 | 76504 | USA | N30 | 1501 | ABB INDUSTRIAL CONNECTIONS AND SOLUTIONS | 27511 | 01MECH-03 | Lighting Panelboard, ReliaGear RD |  | Lighting Panelboard, ReliaGear RD | EA | EA |  | TRUE |  | P | B/W | 100
129580 | 14 | 1 | States | OPPIDAN | Hayley Fabian | TRUE | 2025-10-24T00:00:00 | 2026-07-13T00:00:00 | 2026-03-18T00:00:00 | 1 | 0 | 1 | 9235.19 | 9235.19 | 76504 | USA | N30 | 1501 | ABB INDUSTRIAL CONNECTIONS AND SOLUTIONS | 27511 | 01MECH-04 | Lighting Panelboard, ReliaGear RD |  | Lighting Panelboard, ReliaGear RD | EA | EA |  | TRUE |  | P | B/W | 100
129519 | 26 | 1 | States | OPP Montgomery | Hayley Fabian | TRUE | 2025-10-21T00:00:00 | 2026-07-13T00:00:00 | 2026-03-25T00:00:00 | 1 | 0 | 1 | 9459.74 | 9459.74 | 36116 | USA | N45 | 1501 | ABB INDUSTRIAL CONNECTIONS AND SOLUTIONS | 27511 | 01MECH-01 | Lighting Panelboard, ReliaGear RD |  | Lighting Panelboard, ReliaGear RD | EA | EA |  | TRUE |  | P | B/W | 100
129519 | 27 | 1 | States | OPP Montgomery | Hayley Fabian | TRUE | 2025-10-21T00:00:00 | 2026-07-13T00:00:00 | 2026-03-25T00:00:00 | 1 | 0 | 1 | 9459.74 | 9459.74 | 36116 | USA | N45 | 1501 | ABB INDUSTRIAL CONNECTIONS AND SOLUTIONS | 27511 | 01MECH-02 | Lighting Panelboard, ReliaGear RD |  | Lighting Panelboard, ReliaGear RD | EA | EA |  | TRUE |  | P | B/W | 100
129519 | 28 | 1 | States | OPP Montgomery | Hayley Fabian | TRUE | 2025-10-21T00:00:00 | 2026-07-13T00:00:00 | 2026-03-25T00:00:00 | 1 | 0 | 1 | 9235.19 | 9235.19 | 36116 | USA | N45 | 1501 | ABB INDUSTRIAL CONNECTIONS AND SOLUTIONS | 27511 | 01MECH-03 | Lighting Panelboard, ReliaGear RD |  | Lighting Panelboard, ReliaGear RD | EA | EA |  | TRUE |  | P | B/W | 100
129519 | 29 | 1 | States | OPP Montgomery | Hayley Fabian | TRUE | 2025-10-21T00:00:00 | 2026-07-13T00:00:00 | 2026-03-25T00:00:00 | 1 | 0 | 1 | 9235.19 | 9235.19 | 36116 | USA | N45 | 1501 | ABB INDUSTRIAL CONNECTIONS AND SOLUTIONS | 27511 | 01MECH-04 | Lighting Panelboard, ReliaGear RD |  | Lighting Panelboard, ReliaGear RD | EA | EA |  | TRUE |  | P | B/W | 100
133951 | 3 | 1 | States | Champlin | Hayley Fabian | TRUE | 2026-06-08T00:00:00 | 2026-07-09T00:00:00 | 2026-06-15T00:00:00 | 1 | 0 | 1 | 217.16 | 217.16 | 55316-3157 | USA | N45 | 1501 | ABB INDUSTRIAL CONNECTIONS AND SOLUTIONS | 27511 | TEYH3070B | TEYX CIRCUIT BREAKER 3P 70A | PUR | TEYX CIRCUIT BREAKER 3P 70A (00P-4N-1) | EA | EA |  | TRUE |  | P | B/W
130566 | 7 | 4 | States | Champlin | Hayley Fabian | TRUE | 2026-01-05T00:00:00 | 2026-10-13T00:00:00 | 2026-10-13T00:00:00 | 37 | 26 | 11 | 3262.78 | 371956.92 | 55316 | USA | N45 | 1501 | ABB INDUSTRIAL CONNECTIONS AND SOLUTIONS | 27511 | Z2SFUKJE60LA000005XX | 2000AF/2000AT, 65kA, 3-Pole, Fixed, Ekip Touch LSI, 120V Ekip Supply, Manually Operated, 4 Aux Contacts, PushButton Cover, Vertical Terminals | PUR | 2000AF/2000AT, 65kA, 3-Pole, Fixed, Ekip Touch LSI, 120V Ekip Supply, Manually Operated, 4 Aux Contacts, PushButton Cover, Vertical Terminals | EA | EA |  | TRUE |  | P | B/W | 100
134561 | 1 | 1 | States | Champlin | Hayley Fabian | TRUE | 2026-07-06T00:00:00 | 2026-09-25T00:00:00 | 2026-09-25T00:00:00 | 38 | 0 | 38 | 280 | 10640 | 55316-3157 | USA | N45 | 1501 | ABB INDUSTRIAL CONNECTIONS AND SOLUTIONS | 27511 | 1SDA085530R1 | Kit for fixing RRD on E2.2…E6.2 | PUR | Kit for fixing RRD on E2.2…E6.2 | EA | EA |  | TRUE |  | P | B/W | 100
134561 | 2 | 1 | States | Champlin | Hayley Fabian | TRUE | 2026-07-06T00:00:00 | 2026-08-20T00:00:00 | 2026-08-20T00:00:00 | 1 | 0 | 1 | 366.06 | 366.06 | 55316-3157 | USA | N45 | 1501 | ABB INDUSTRIAL CONNECTIONS AND SOLUTIONS | 27511 | IL30C | Lifting Bar: IL30C | PUR | Lifting Bar: IL30C | EA | EA |  | TRUE |  | P | B/W | 100
134561 | 3 | 1 | States | Champlin | Hayley Fabian | TRUE | 2026-07-06T00:00:00 | 2026-09-01T00:00:00 | 2026-09-01T00:00:00 | 1 | 0 | 1 | 289.16 | 289.16 | 55316-3157 | USA | N45 | 1501 | ABB INDUSTRIAL CONNECTIONS AND SOLUTIONS | 27511 | ZEBAUX6W | AUX 6Q 400 V E2.2…E6.2 (1SDA073756R1) | PUR | AUX 6Q 400 V E2.2…E6.2 (1SDA073756R1) | EA | EA |  | TRUE |  | P | B/W | 100
134561 | 4 | 1 | States | Champlin | Hayley Fabian | TRUE | 2026-07-06T00:00:00 | 2026-09-01T00:00:00 | 2026-09-01T00:00:00 | 150 | 0 | 150 | 15.83 | 2374.5 | 55316-3157 | USA | N45 | 1501 | ABB INDUSTRIAL CONNECTIONS AND SOLUTIONS | 27511 | E93/30CC | Fuse Holder: Finger-safe, 3-Pole, 600VAC/DC, 30A, Class CC, accepts rejection style fuse | PUR | Fuse Holder: Finger-safe, 3-Pole, 600VAC/DC, 30A, Class CC, accepts rejection style fuse | EA | EA |  | TRUE |  | P | B/W | 100
134561 | 5 | 1 | States | Champlin | Hayley Fabian | TRUE | 2026-07-06T00:00:00 | 2026-10-12T00:00:00 | 2026-10-12T00:00:00 | 1 | 0 | 1 | 5241.65 | 5241.65 | 55316-3157 | USA | N45 | 1501 | ABB INDUSTRIAL CONNECTIONS AND SOLUTIONS | 27511 | Z2SCUFAK53LA0AA025XX | 800A, 65kA, 3-Pole, Draw Out, Ekip HI-Touch LSIG, RELT, 24V Power Supply, 4 Aux Contacts, PushButton Cover | PUR | 800A, 65kA, 3-Pole, Draw Out, Ekip HI-Touch LSIG, RELT, 24V Power Supply, 4 Aux Contacts, PushButton Cover | EA | EA |  | TRUE |  | P | B/W | 100
134561 | 6 | 1 | States | Champlin | Hayley Fabian | TRUE | 2026-07-06T00:00:00 | 2026-09-25T00:00:00 | 2026-09-25T00:00:00 | 35 | 0 | 35 | 95.29 | 3335.15 | 55316-3157 | USA | N45 | 1501 | ABB INDUSTRIAL CONNECTIONS AND SOLUTIONS | 27511 | ZEASA | 24VDC SHUNT TRIP | PUR | 24VDC SHUNT TRIP | EA | EA |  | TRUE |  | P | B/W | 100
134561 | 7 | 1 | States | Champlin | Hayley Fabian | TRUE | 2026-07-06T00:00:00 | 2026-10-12T00:00:00 | 2026-10-12T00:00:00 | 1 | 0 | 1 | 6025.85 | 6025.85 | 55316-3157 | USA | N45 | 1501 | ABB INDUSTRIAL CONNECTIONS AND SOLUTIONS | 27511 | Z2SEUJAK53LA0AA025XX | 1600A, 65kA, 3-Pole, Draw Out, Ekip Touch LSIG, RELT, 24V Power Supply, 4 Aux Contacts, PushButton Cover | PUR | 1600A, 65kA, 3-Pole, Draw Out, Ekip Touch LSIG, RELT, 24V Power Supply, 4 Aux Contacts, PushButton Cover | EA | EA |  | TRUE |  | P | B/W | 100
134561 | 8 | 1 | States | Champlin | Hayley Fabian | TRUE | 2026-07-06T00:00:00 | 2026-10-30T00:00:00 | 2026-10-30T00:00:00 | 1 | 0 | 1 | 1908.22 | 1908.22 | 55316-3157 | USA | N45 | 1501 | ABB INDUSTRIAL CONNECTIONS AND SOLUTIONS | 27511 | XT2HU3100RYD050XXX | RGXT2H 125 E.TCHM LSI 100 3P UL | PUR | RGXT2H 125 E.TCHM LSI 100 3P UL | EA | EA |  | TRUE |  | P | B/W | 100
134561 | 9 | 1 | States | Champlin | Hayley Fabian | TRUE | 2026-07-06T00:00:00 | 2026-10-14T00:00:00 | 2026-10-14T00:00:00 | 5 | 0 | 5 | 802.95 | 6423.6 | 55316-3157 | USA | N45 | 1501 | ABB INDUSTRIAL CONNECTIONS AND SOLUTIONS | 27511 | XT4HU31501YJ000XXX | RGXT4H 250 Ekip DIP LSI 150 3P UL | MEC | RGXT4H 250 Ekip DIP LSI 150 3P UL | EA | EA |  | TRUE |  | P | B/W | 100
134561 | 9 | 2 | States | Champlin | Hayley Fabian | TRUE | 2026-07-06T00:00:00 | 2026-10-20T00:00:00 | 2026-10-20T00:00:00 | 3 | 0 | 3 | 802.95 | 6423.6 | 55316-3157 | USA | N45 | 1501 | ABB INDUSTRIAL CONNECTIONS AND SOLUTIONS | 27511 | XT4HU31501YJ000XXX | RGXT4H 250 Ekip DIP LSI 150 3P UL | MEC | RGXT4H 250 Ekip DIP LSI 150 3P UL | EA | EA |  | TRUE |  | P | B/W | 100
134561 | 10 | 1 | States | Champlin | Hayley Fabian | TRUE | 2026-07-06T00:00:00 | 2026-11-18T00:00:00 | 2026-11-18T00:00:00 | 1 | 0 | 1 | 1464.41 | 1464.41 | 55316-3157 | USA | N45 | 1501 | ABB INDUSTRIAL CONNECTIONS AND SOLUTIONS | 27511 | XT5HU340AGBB000XXX | XT5H 400 E.DIP LSIG 400 3P UL | MEC | XT5H 400 E.DIP LSIG 400 3P UL | EA | EA |  | TRUE |  | P | B/W | 100
134561 | 11 | 1 | States | Champlin | Hayley Fabian | TRUE | 2026-07-06T00:00:00 | 2026-08-18T00:00:00 | 2026-08-18T00:00:00 | 6 | 0 | 6 | 495.29 | 2971.74 | 55316-3157 | USA | N45 | 1501 | ABB INDUSTRIAL CONNECTIONS AND SOLUTIONS | 27511 | ZE6NCT | EXT CS N ALL E4.2 E6.2 50%UL ONLY | PUR | EXT CS N ALL E4.2 E6.2 50%UL ONLY | EA | EA |  | TRUE |  | P | B/W | 100
132799 | 5 | 1 | States | Champlin | Hayley Fabian | TRUE | 2026-04-27T00:00:00 | 2026-08-31T00:00:00 | 2026-08-31T00:00:00 | 15 | 0 | 15 | 4912.62 | 73689.3 | 55316-3157 | USA | N45 | 1501 | ABB INDUSTRIAL CONNECTIONS AND SOLUTIONS | 27511 | Z2SDUHJJ53LA0AA025XX | E2.2S-A 1200 EKIP HI-TOUCH LSI 3P FHR | PUR | E2.2S-A 1200 EKIP HI-TOUCH LSI 3P FHR | EA | EA |  | TRUE |  | P | B/W | 100
132799 | 6 | 1 | States | Champlin | Hayley Fabian | TRUE | 2026-04-27T00:00:00 | 2026-08-04T00:00:00 | 2026-08-04T00:00:00 | 8 | 1 | 7 | 6382.9 | 89360.6 | 55316-3157 | USA | N45 | 1501 | ABB INDUSTRIAL CONNECTIONS AND SOLUTIONS | 27511 | Z4SGULJE33LA0AA025XX | 1E4.2S-A 2500 EKIP TOUCH LSI 3P FHR1SDA078002R1Z4SGULBE000A000000XX1KIT VR SUP E4.2 F 2500A 3PCS UL INST1SDA079862R11KIT VR INF E4.2 F 2500A 3PCS UL INST1SDA079864R11YO E1.2..E6.2 24 V AC/DC1SDA073668R1ZEASA1YC E1.2..E6.2 24 V AC/DC1SDA073681R1ZEACA1M E2.2...E6.2 24-30 V AC/DC1SDA073722R1ZEBM21S51 250V E2.2...E6.21SDA073778R1ZEBBA1PBC D=8mm E2.2...E6.21SDA073861R1ZEBPBC81Ekip Supply 24-48VDC1SDA074173R1ZEAPWRSD1Ekip Com Modbus TCP E1.2..E6.21SDA074151R1ZEAMODTCP1Ekip 2K-3 E1.2...E6.21SDA074169R1ZEB2K3 | PUR | 1E4.2S-A 2500 EKIP TOUCH LSI 3P FHR1SDA078002R1Z4SGULBE000A000000XX1KIT VR SUP E4.2 F 2500A 3PCS UL INST1SDA079862R11KIT VR INF E4.2 F 2500A 3PCS UL INST1SDA079864R11YO E1.2..E6.2 24 V AC/DC1SDA073668R1ZEASA1YC E1.2..E6.2 24 V AC/DC1SDA073681R1ZEACA1M E2.2...E6.2 24-30 V AC/DC1SDA073722R1ZEBM21S51 250V E2.2...E6.21SDA073778R1ZEBBA1PBC D=8mm E2.2...E6.21SDA073861R1ZEBPBC81Ekip Supply 24-48VDC1SDA074173R1ZEAPWRSD1Ekip Com Modbus TCP E1.2..E6.21SDA074151R1ZEAMODTCP1Ekip 2K-3 E1.2...E6.21SDA074169R1ZEB2K3 | EA | EA |  | TRUE |  | P | B/W | 100
132799 | 6 | 2 | States | Champlin | Hayley Fabian | TRUE | 2026-04-27T00:00:00 | 2026-10-21T00:00:00 | 2026-10-21T00:00:00 | 6 | 0 | 6 | 6382.9 | 89360.6 | 55316-3157 | USA | N45 | 1501 | ABB INDUSTRIAL CONNECTIONS AND SOLUTIONS | 27511 | Z4SGULJE33LA0AA025XX | 1E4.2S-A 2500 EKIP TOUCH LSI 3P FHR1SDA078002R1Z4SGULBE000A000000XX1KIT VR SUP E4.2 F 2500A 3PCS UL INST1SDA079862R11KIT VR INF E4.2 F 2500A 3PCS UL INST1SDA079864R11YO E1.2..E6.2 24 V AC/DC1SDA073668R1ZEASA1YC E1.2..E6.2 24 V AC/DC1SDA073681R1ZEACA1M E2.2...E6.2 24-30 V AC/DC1SDA073722R1ZEBM21S51 250V E2.2...E6.21SDA073778R1ZEBBA1PBC D=8mm E2.2...E6.21SDA073861R1ZEBPBC81Ekip Supply 24-48VDC1SDA074173R1ZEAPWRSD1Ekip Com Modbus TCP E1.2..E6.21SDA074151R1ZEAMODTCP1Ekip 2K-3 E1.2...E6.21SDA074169R1ZEB2K3 | PUR | 1E4.2S-A 2500 EKIP TOUCH LSI 3P FHR1SDA078002R1Z4SGULBE000A000000XX1KIT VR SUP E4.2 F 2500A 3PCS UL INST1SDA079862R11KIT VR INF E4.2 F 2500A 3PCS UL INST1SDA079864R11YO E1.2..E6.2 24 V AC/DC1SDA073668R1ZEASA1YC E1.2..E6.2 24 V AC/DC1SDA073681R1ZEACA1M E2.2...E6.2 24-30 V AC/DC1SDA073722R1ZEBM21S51 250V E2.2...E6.21SDA073778R1ZEBBA1PBC D=8mm E2.2...E6.21SDA073861R1ZEBPBC81Ekip Supply 24-48VDC1SDA074173R1ZEAPWRSD1Ekip Com Modbus TCP E1.2..E6.21SDA074151R1ZEAMODTCP1Ekip 2K-3 E1.2...E6.21SDA074169R1ZEB2K3 | EA | EA |  | TRUE |  | P | B/W | 100
132799 | 7 | 1 | States | Champlin | Hayley Fabian | TRUE | 2026-04-27T00:00:00 | 2026-08-03T00:00:00 | 2026-08-03T00:00:00 | 8 | 3 | 5 | 5826.47 | 81570.58 | 55316-3157 | USA | N45 | 1501 | ABB INDUSTRIAL CONNECTIONS AND SOLUTIONS | 27511 | Z4SGULJE63LA00A00WXX | 1E4.2S-A 2500 EKIP TOUCH LSI 3P FHR1SDA078002R1Z4SGULBE000A000000XX 1KIT VR SUP E4.2 F 2500A 3PCS UL INST1SDA079862R1 1KIT VR INF E4.2 F 2500A 3PCS UL INST1SDA079864R1 1YO E1.2..E6.2 24 V AC/DC1SDA073668R1ZEASA 1S51 250V E2.2...E6.21SDA073778R1ZEBBA 1KLC-A Kirk key lock in open position E2.2...E6.21SDA073798R1ZEBKLAK 1PBC D=8mm E2.2...E6.21SDA073861R1ZEBPBC8 1Ekip Supply 110-240VAC/DC1SDA074172R1ZEAPWRS 1Ekip Com Modbus TCP E1.2..E6.21SDA074151R1ZEAMODTCP 1Ekip 2K-3 E1.2...E6.21SDA074169R1ZEB2K3 | PUR | 1E4.2S-A 2500 EKIP TOUCH LSI 3P FHR1SDA078002R1Z4SGULBE000A000000XX 1KIT VR SUP E4.2 F 2500A 3PCS UL INST1SDA079862R1 1KIT VR INF E4.2 F 2500A 3PCS UL INST1SDA079864R1 1YO E1.2..E6.2 24 V AC/DC1SDA073668R1ZEASA 1S51 250V E2.2...E6.21SDA073778R1ZEBBA 1KLC-A Kirk key lock in open position E2.2...E6.21SDA073798R1ZEBKLAK 1PBC D=8mm E2.2...E6.21SDA073861R1ZEBPBC8 1Ekip Supply 110-240VAC/DC1SDA074172R1ZEAPWRS 1Ekip Com Modbus TCP E1.2..E6.21SDA074151R1ZEAMODTCP 1Ekip 2K-3 E1.2...E6.21SDA074169R1ZEB2K3 | EA | EA |  | TRUE |  | P | B/W | 100
132799 | 7 | 2 | States | Champlin | Hayley Fabian | TRUE | 2026-04-27T00:00:00 | 2026-10-26T00:00:00 | 2026-10-26T00:00:00 | 6 | 0 | 6 | 5826.47 | 81570.58 | 55316-3157 | USA | N45 | 1501 | ABB INDUSTRIAL CONNECTIONS AND SOLUTIONS | 27511 | Z4SGULJE63LA00A00WXX | 1E4.2S-A 2500 EKIP TOUCH LSI 3P FHR1SDA078002R1Z4SGULBE000A000000XX 1KIT VR SUP E4.2 F 2500A 3PCS UL INST1SDA079862R1 1KIT VR INF E4.2 F 2500A 3PCS UL INST1SDA079864R1 1YO E1.2..E6.2 24 V AC/DC1SDA073668R1ZEASA 1S51 250V E2.2...E6.21SDA073778R1ZEBBA 1KLC-A Kirk key lock in open position E2.2...E6.21SDA073798R1ZEBKLAK 1PBC D=8mm E2.2...E6.21SDA073861R1ZEBPBC8 1Ekip Supply 110-240VAC/DC1SDA074172R1ZEAPWRS 1Ekip Com Modbus TCP E1.2..E6.21SDA074151R1ZEAMODTCP 1Ekip 2K-3 E1.2...E6.21SDA074169R1ZEB2K3 | PUR | 1E4.2S-A 2500 EKIP TOUCH LSI 3P FHR1SDA078002R1Z4SGULBE000A000000XX 1KIT VR SUP E4.2 F 2500A 3PCS UL INST1SDA079862R1 1KIT VR INF E4.2 F 2500A 3PCS UL INST1SDA079864R1 1YO E1.2..E6.2 24 V AC/DC1SDA073668R1ZEASA 1S51 250V E2.2...E6.21SDA073778R1ZEBBA 1KLC-A Kirk key lock in open position E2.2...E6.21SDA073798R1ZEBKLAK 1PBC D=8mm E2.2...E6.21SDA073861R1ZEBPBC8 1Ekip Supply 110-240VAC/DC1SDA074172R1ZEAPWRS 1Ekip Com Modbus TCP E1.2..E6.21SDA074151R1ZEAMODTCP 1Ekip 2K-3 E1.2...E6.21SDA074169R1ZEB2K3 | EA | EA |  | TRUE |  | P | B/W | 100
132799 | 8 | 1 | States | Champlin | Hayley Fabian | TRUE | 2026-04-27T00:00:00 | 2026-08-04T00:00:00 | 2026-08-04T00:00:00 | 8 | 0 | 8 | 8057.69 | 64461.52 | 55316-3157 | USA | N45 | 1501 | ABB INDUSTRIAL CONNECTIONS AND SOLUTIONS | 27511 | Z4SHUNBF33LA0AA02WXX | 1E4.2S-A 3200 EKIP TOUCH LSIG 3P FVR1SDA078013R1Z4SHUNBF000A000000XX 1YO E1.2..E6.2 24 V AC/DC1SDA073668R1ZEASA 1YC E1.2..E6.2 24 V AC/DC1SDA073681R1ZEACA 1M E2.2...E6.2 24-30 V AC/DC1SDA073722R1ZEBM2 1S51 250V E2.2...E6.21SDA073778R1ZEBBA 1KLC-A Kirk key lock in open position E2.2...E6.21SDA073798R1ZEBKLAK 1PBC D=8mm E2.2...E6.21SDA073861R1ZEBPBC8 1Ekip Supply 24-48VDC1SDA074173R1ZEAPWRSD 1Ekip Com Modbus TCP E1.2..E6.21SDA074151R1ZEAMODTCP 1Ekip 2K-3 E1.2...E6.21SDA074169R1ZEB2K3" | PUR | 1E4.2S-A 3200 EKIP TOUCH LSIG 3P FVR1SDA078013R1Z4SHUNBF000A000000XX 1YO E1.2..E6.2 24 V AC/DC1SDA073668R1ZEASA 1YC E1.2..E6.2 24 V AC/DC1SDA073681R1ZEACA 1M E2.2...E6.2 24-30 V AC/DC1SDA073722R1ZEBM2 1S51 250V E2.2...E6.21SDA073778R1ZEBBA 1KLC-A Kirk key lock in open position E2.2...E6.21SDA073798R1ZEBKLAK 1PBC D=8mm E2.2...E6.21SDA073861R1ZEBPBC8 1Ekip Supply 24-48VDC1SDA074173R1ZEAPWRSD 1Ekip Com Modbus TCP E1.2..E6.21SDA074151R1ZEAMODTCP 1Ekip 2K-3 E1.2...E6.21SDA074169R1ZEB2K3" | EA | EA |  | TRUE |  | P | B/W | 100
132799 | 9 | 1 | States | Champlin | Hayley Fabian | TRUE | 2026-04-27T00:00:00 | 2026-09-14T00:00:00 | 2026-09-14T00:00:00 | 4 | 0 | 4 | 7997.22 | 31988.88 | 55316-3157 | USA | N45 | 1501 | ABB INDUSTRIAL CONNECTIONS AND SOLUTIONS | 27511 | Z4SHUNBF63LA0EE045XX | 1E4.2S-A 3200 EKIP TOUCH LSIG 3P FVR1SDA078013R1Z4SHUNBF000A000000XX 1YO E1.2..E6.2 110-120 V AC/DC1SDA073672R1ZEASE 1YC E1.2..E6.2 110-120 V AC/DC1SDA073685R1ZEACE 1M E2.2...E6.2 100-130 V AC/DC1SDA073724R1ZEBM4 1S51 250V E2.2...E6.21SDA073778R1ZEBBA 1PBC D=8mm E2.2...E6.21SDA073861R1ZEBPBC8 1Ekip Supply 110-240VAC/DC1SDA074172R1ZEAPWRS 1Ekip Com Modbus TCP E1.2..E6.21SDA074151R1ZEAMODTCP 1Ekip 2K-3 E1.2...E6.21SDA074169R1ZEB2K3 | PUR | 1E4.2S-A 3200 EKIP TOUCH LSIG 3P FVR1SDA078013R1Z4SHUNBF000A000000XX 1YO E1.2..E6.2 110-120 V AC/DC1SDA073672R1ZEASE 1YC E1.2..E6.2 110-120 V AC/DC1SDA073685R1ZEACE 1M E2.2...E6.2 100-130 V AC/DC1SDA073724R1ZEBM4 1S51 250V E2.2...E6.21SDA073778R1ZEBBA 1PBC D=8mm E2.2...E6.21SDA073861R1ZEBPBC8 1Ekip Supply 110-240VAC/DC1SDA074172R1ZEAPWRS 1Ekip Com Modbus TCP E1.2..E6.21SDA074151R1ZEAMODTCP 1Ekip 2K-3 E1.2...E6.21SDA074169R1ZEB2K3 | EA | EA |  | TRUE |  | P | B/W | 100
133654 | 1 | 1 | States | Dayton | Hayley Fabian | TRUE | 2026-05-27T00:00:00 | 2026-09-24T00:00:00 | 2026-09-24T00:00:00 | 12 | 0 | 12 | 6543.81 | 78525.72 | 55369-6417 | USA | N45 | 1501 | ABB INDUSTRIAL CONNECTIONS AND SOLUTIONS | 27511 | VA6Q3864N06FERR000 | Types Rating: 2864 - 38kV, 600A, 40kA, Mech Type: A - A MECH, Mech Shaft Length: A6 - 6.90inches, Qualification: N - None, Shunt Trip: 0 - None, Aux Switch: 6 - 6 Contact switch, Handle: FERR - HE shaft drive with mech interlock and Kirk Key, right side, offset for all ratings switches, Motor: 000 – None | PUR | Types Rating: 2864 - 38kV, 600A, 40kA, Mech Type: A - A MECH, Mech Shaft Length: A6 - 6.90inches, Qualification: N - None, Shunt Trip: 0 - None, Aux Switch: 6 - 6 Contact switch, Handle: FERR - HE shaft drive with mech interlock and Kirk Key, right side, offset for all ratings switches, Motor: 000 – None | EA | EA |  | TRUE |  | P | B/W | DAYTON
133749 | 1 | 3 | States | Champlin | Hayley Fabian | TRUE | 2026-05-31T00:00:00 | 2026-09-18T00:00:00 | 2026-09-18T00:00:00 | 45 | 0 | 45 | 151.45 | 18628.35 | 55316-3157 | USA | N45 | 1501 | ABB INDUSTRIAL CONNECTIONS AND SOLUTIONS | 27511 | XT1HU3060AAA000XXX | XT1H 125 TMF 60-600 3P F F UL/CSA | MEC | XT1H 125 TMF 60-600 3P F F UL/CSA | EA | EA |  | TRUE |  | P | B/W | 100
133749 | 1 | 2 | States | Champlin | Hayley Fabian | TRUE | 2026-05-31T00:00:00 | 2026-08-24T00:00:00 | 2026-08-24T00:00:00 | 27 | 0 | 27 | 151.45 | 18628.35 | 55316-3157 | USA | N45 | 1501 | ABB INDUSTRIAL CONNECTIONS AND SOLUTIONS | 27511 | XT1HU3060AAA000XXX | XT1H 125 TMF 60-600 3P F F UL/CSA | MEC | XT1H 125 TMF 60-600 3P F F UL/CSA | EA | EA |  | TRUE |  | P | B/W | 100
133749 | 1 | 1 | States | Champlin | Hayley Fabian | TRUE | 2026-05-31T00:00:00 | 2026-08-19T00:00:00 | 2026-08-19T00:00:00 | 51 | 0 | 51 | 151.45 | 18628.35 | 55316-3157 | USA | N45 | 1501 | ABB INDUSTRIAL CONNECTIONS AND SOLUTIONS | 27511 | XT1HU3060AAA000XXX | XT1H 125 TMF 60-600 3P F F UL/CSA | MEC | XT1H 125 TMF 60-600 3P F F UL/CSA | EA | EA |  | TRUE |  | P | B/W | 100
134555 | 2 | 1 | States | Champlin | Hayley Fabian | TRUE | 2026-07-06T00:00:00 | 2026-08-06T00:00:00 | 2026-08-06T00:00:00 | 6 | 0 | 6 | 23.13 | 138.78 | 55316-3157 | USA | N45 | 1501 | ABB INDUSTRIAL CONNECTIONS AND SOLUTIONS | 27511 | SR01EF | NEXT 1X FILLER ONLY | MEC | NEXT 1X FILLER ONLY | EA | EA |  | TRUE |  | P | B/W | 100
134360 | 1 | 1 | States | Dayton | Hayley Fabian | TRUE | 2026-06-25T00:00:00 | 2026-07-17T00:00:00 | 2026-07-17T00:00:00 | 1 | 0 | 1 | 2173.98 | 2173.98 | 55369-6417 | USA | N45 | 1501 | ABB INDUSTRIAL CONNECTIONS AND SOLUTIONS | 27511 | AEF1302KT-Interior | Interior Component from ABB'S Lighting Panelboard, ReliaGear RE for Enterprise 076800-4-1 | PUR | Interior Component from ABB'S Lighting Panelboard, ReliaGear RE for Enterprise 076800-4-1 | EA | EA |  | TRUE |  | P | B/W | DAYTON
134355 | 2 | 1 | States | GC - Whiting Turner - Olathe | Hayley Fabian | TRUE | 2026-06-24T00:00:00 | 2026-07-28T00:00:00 | 2026-07-28T00:00:00 | 2 | 0 | 2 | 66.5 | 133 | 66061 | USA | N45 | 1501 | ABB INDUSTRIAL CONNECTIONS AND SOLUTIONS | 27511 | SR2XBR | XT1 2 Stack Blank and Rail | PUR | XT1 2 Stack Blank and Rail | EA | EA |  | TRUE |  | P | B/W | Dayton
134355 | 3 | 1 | States | GC - Whiting Turner - Olathe | Hayley Fabian | TRUE | 2026-06-24T00:00:00 | 2026-07-28T00:00:00 | 2026-07-28T00:00:00 | 2 | 0 | 2 | 31.81 | 63.62 | 66061 | USA | N45 | 1501 | ABB INDUSTRIAL CONNECTIONS AND SOLUTIONS | 27511 | SR01BB | NEXT 1X BLANK ONLY | MEC | NEXT 1X BLANK ONLY | EA | EA |  | TRUE |  | P | B/W | Dayton
133452 | 1 | 1 | States | Champlin | Hayley Fabian | TRUE | 2026-05-20T00:00:00 | 2026-07-27T00:00:00 | 2026-07-27T00:00:00 | 38 | 0 | 38 | 155.11 | 23576.72 | 55316-3157 | USA | N45 | 1501 | ABB INDUSTRIAL CONNECTIONS AND SOLUTIONS | 27511 | XT1SU3030AAA000XXX | XT1S 125 TMF 30-500 3P F F UL/CSA 1SDX101680R1 XT1SU3030AAA000XXX XT1S 125 TMF 30-500 3P F F UL/CSA (1SDA074667R1) 1SDA074667R1 XT1SU3030AFF000XXX KIT FCCUXT1 14-1/0AWG3PCUL/CSA MCCB (1SDA075869R1) 1SDA075869R1 KXT1CU-3PC KIT FCCUXT1 14-1/0AWG3PCUL/CSA MCCB (1SDA075869R1) 1SDA075869R1 KXT1CU-3PC | PUR | XT1S 125 TMF 30-500 3P F F UL/CSA 1SDX101680R1 XT1SU3030AAA000XXX XT1S 125 TMF 30-500 3P F F UL/CSA (1SDA074667R1) 1SDA074667R1 XT1SU3030AFF000XXX KIT FCCUXT1 14-1/0AWG3PCUL/CSA MCCB (1SDA075869R1) 1SDA075869R1 KXT1CU-3PC KIT FCCUXT1 14-1/0AWG3PCUL/CSA MCCB (1SDA075869R1) 1SDA075869R1 KXT1CU-3PC | EA | EA |  | TRUE |  | P | B/W | 100
133452 | 1 | 2 | States | Champlin | Hayley Fabian | TRUE | 2026-05-20T00:00:00 | 2026-08-18T00:00:00 | 2026-08-18T00:00:00 | 38 | 0 | 38 | 155.11 | 23576.72 | 55316-3157 | USA | N45 | 1501 | ABB INDUSTRIAL CONNECTIONS AND SOLUTIONS | 27511 | XT1SU3030AAA000XXX | XT1S 125 TMF 30-500 3P F F UL/CSA 1SDX101680R1 XT1SU3030AAA000XXX XT1S 125 TMF 30-500 3P F F UL/CSA (1SDA074667R1) 1SDA074667R1 XT1SU3030AFF000XXX KIT FCCUXT1 14-1/0AWG3PCUL/CSA MCCB (1SDA075869R1) 1SDA075869R1 KXT1CU-3PC KIT FCCUXT1 14-1/0AWG3PCUL/CSA MCCB (1SDA075869R1) 1SDA075869R1 KXT1CU-3PC | PUR | XT1S 125 TMF 30-500 3P F F UL/CSA 1SDX101680R1 XT1SU3030AAA000XXX XT1S 125 TMF 30-500 3P F F UL/CSA (1SDA074667R1) 1SDA074667R1 XT1SU3030AFF000XXX KIT FCCUXT1 14-1/0AWG3PCUL/CSA MCCB (1SDA075869R1) 1SDA075869R1 KXT1CU-3PC KIT FCCUXT1 14-1/0AWG3PCUL/CSA MCCB (1SDA075869R1) 1SDA075869R1 KXT1CU-3PC | EA | EA |  | TRUE |  | P | B/W | 100
133452 | 1 | 3 | States | Champlin | Hayley Fabian | TRUE | 2026-05-20T00:00:00 | 2026-09-17T00:00:00 | 2026-09-17T00:00:00 | 38 | 0 | 38 | 155.11 | 23576.72 | 55316-3157 | USA | N45 | 1501 | ABB INDUSTRIAL CONNECTIONS AND SOLUTIONS | 27511 | XT1SU3030AAA000XXX | XT1S 125 TMF 30-500 3P F F UL/CSA 1SDX101680R1 XT1SU3030AAA000XXX XT1S 125 TMF 30-500 3P F F UL/CSA (1SDA074667R1) 1SDA074667R1 XT1SU3030AFF000XXX KIT FCCUXT1 14-1/0AWG3PCUL/CSA MCCB (1SDA075869R1) 1SDA075869R1 KXT1CU-3PC KIT FCCUXT1 14-1/0AWG3PCUL/CSA MCCB (1SDA075869R1) 1SDA075869R1 KXT1CU-3PC | PUR | XT1S 125 TMF 30-500 3P F F UL/CSA 1SDX101680R1 XT1SU3030AAA000XXX XT1S 125 TMF 30-500 3P F F UL/CSA (1SDA074667R1) 1SDA074667R1 XT1SU3030AFF000XXX KIT FCCUXT1 14-1/0AWG3PCUL/CSA MCCB (1SDA075869R1) 1SDA075869R1 KXT1CU-3PC KIT FCCUXT1 14-1/0AWG3PCUL/CSA MCCB (1SDA075869R1) 1SDA075869R1 KXT1CU-3PC | EA | EA |  | TRUE |  | P | B/W | 100
133452 | 1 | 4 | States | Champlin | Hayley Fabian | TRUE | 2026-05-20T00:00:00 | 2026-10-19T00:00:00 | 2026-10-19T00:00:00 | 38 | 0 | 38 | 155.11 | 23576.72 | 55316-3157 | USA | N45 | 1501 | ABB INDUSTRIAL CONNECTIONS AND SOLUTIONS | 27511 | XT1SU3030AAA000XXX | XT1S 125 TMF 30-500 3P F F UL/CSA 1SDX101680R1 XT1SU3030AAA000XXX XT1S 125 TMF 30-500 3P F F UL/CSA (1SDA074667R1) 1SDA074667R1 XT1SU3030AFF000XXX KIT FCCUXT1 14-1/0AWG3PCUL/CSA MCCB (1SDA075869R1) 1SDA075869R1 KXT1CU-3PC KIT FCCUXT1 14-1/0AWG3PCUL/CSA MCCB (1SDA075869R1) 1SDA075869R1 KXT1CU-3PC | PUR | XT1S 125 TMF 30-500 3P F F UL/CSA 1SDX101680R1 XT1SU3030AAA000XXX XT1S 125 TMF 30-500 3P F F UL/CSA (1SDA074667R1) 1SDA074667R1 XT1SU3030AFF000XXX KIT FCCUXT1 14-1/0AWG3PCUL/CSA MCCB (1SDA075869R1) 1SDA075869R1 KXT1CU-3PC KIT FCCUXT1 14-1/0AWG3PCUL/CSA MCCB (1SDA075869R1) 1SDA075869R1 KXT1CU-3PC | EA | EA |  | TRUE |  | P | B/W | 100
133452 | 2 | 1 | States | Champlin | Hayley Fabian | TRUE | 2026-05-20T00:00:00 | 2026-07-07T00:00:00 | 2026-07-07T00:00:00 | 40 | 38 | 2 | 4030.85 | 620750.9 | 55316-3157 | USA | N45 | 1501 | ABB INDUSTRIAL CONNECTIONS AND SOLUTIONS | 27511 | Z2SFNKJF60LAM00004XX | E2.2S-A 2000 EKIP TOUCH LSIG 3P FHR: 1SDX420414R1: Z2SFNKJF60LAM00004XX E2.2S-A 2000 EKIP TOUCH LSIG 3P FHR: 1SDA077333R1 KIT VR SUP E2.2 F 3PCS UL INST: 1SDA079852R1 KIT VR INF E2.2 F 3PCS UL INST: 1SDA079854R1 S51 250V E2.2...E6.2: 1SDA073778R1 PBC D=7mm E2.2...E6.2: 1SDA073860R1 Sealable trip unit cover: 1SDA073870R1 Ekip Supply 110-240VAC/DC: 1SDA074172R1 Ekip 2K-3 E1.2...E6.2: 1SDA074169R1 Bluetooth disabled ExCo: 1SDA114808R1 NON DEFEATABLE I PROTECTION E1.2...E6.2: 1SDA114799R1 | PUR | E2.2S-A 2000 EKIP TOUCH LSIG 3P FHR: 1SDX420414R1: Z2SFNKJF60LAM00004XX E2.2S-A 2000 EKIP TOUCH LSIG 3P FHR: 1SDA077333R1 KIT VR SUP E2.2 F 3PCS UL INST: 1SDA079852R1 KIT VR INF E2.2 F 3PCS UL INST: 1SDA079854R1 S51 250V E2.2...E6.2: 1SDA073778R1 PBC D=7mm E2.2...E6.2: 1SDA073860R1 Sealable trip unit cover: 1SDA073870R1 Ekip Supply 110-240VAC/DC: 1SDA074172R1 Ekip 2K-3 E1.2...E6.2: 1SDA074169R1 Bluetooth disabled ExCo: 1SDA114808R1 NON DEFEATABLE I PROTECTION E1.2...E6.2: 1SDA114799R1 | EA | EA |  | TRUE |  | P | B/W | 100
133452 | 2 | 2 | States | Champlin | Hayley Fabian | TRUE | 2026-05-20T00:00:00 | 2026-08-19T00:00:00 | 2026-08-19T00:00:00 | 38 | 0 | 38 | 4030.85 | 620750.9 | 55316-3157 | USA | N45 | 1501 | ABB INDUSTRIAL CONNECTIONS AND SOLUTIONS | 27511 | Z2SFNKJF60LAM00004XX | E2.2S-A 2000 EKIP TOUCH LSIG 3P FHR: 1SDX420414R1: Z2SFNKJF60LAM00004XX E2.2S-A 2000 EKIP TOUCH LSIG 3P FHR: 1SDA077333R1 KIT VR SUP E2.2 F 3PCS UL INST: 1SDA079852R1 KIT VR INF E2.2 F 3PCS UL INST: 1SDA079854R1 S51 250V E2.2...E6.2: 1SDA073778R1 PBC D=7mm E2.2...E6.2: 1SDA073860R1 Sealable trip unit cover: 1SDA073870R1 Ekip Supply 110-240VAC/DC: 1SDA074172R1 Ekip 2K-3 E1.2...E6.2: 1SDA074169R1 Bluetooth disabled ExCo: 1SDA114808R1 NON DEFEATABLE I PROTECTION E1.2...E6.2: 1SDA114799R1 | PUR | E2.2S-A 2000 EKIP TOUCH LSIG 3P FHR: 1SDX420414R1: Z2SFNKJF60LAM00004XX E2.2S-A 2000 EKIP TOUCH LSIG 3P FHR: 1SDA077333R1 KIT VR SUP E2.2 F 3PCS UL INST: 1SDA079852R1 KIT VR INF E2.2 F 3PCS UL INST: 1SDA079854R1 S51 250V E2.2...E6.2: 1SDA073778R1 PBC D=7mm E2.2...E6.2: 1SDA073860R1 Sealable trip unit cover: 1SDA073870R1 Ekip Supply 110-240VAC/DC: 1SDA074172R1 Ekip 2K-3 E1.2...E6.2: 1SDA074169R1 Bluetooth disabled ExCo: 1SDA114808R1 NON DEFEATABLE I PROTECTION E1.2...E6.2: 1SDA114799R1 | EA | EA |  | TRUE |  | P | B/W | 100
133452 | 2 | 3 | States | Champlin | Hayley Fabian | TRUE | 2026-05-20T00:00:00 | 2026-09-17T00:00:00 | 2026-09-17T00:00:00 | 38 | 0 | 38 | 4030.85 | 620750.9 | 55316-3157 | USA | N45 | 1501 | ABB INDUSTRIAL CONNECTIONS AND SOLUTIONS | 27511 | Z2SFNKJF60LAM00004XX | E2.2S-A 2000 EKIP TOUCH LSIG 3P FHR: 1SDX420414R1: Z2SFNKJF60LAM00004XX E2.2S-A 2000 EKIP TOUCH LSIG 3P FHR: 1SDA077333R1 KIT VR SUP E2.2 F 3PCS UL INST: 1SDA079852R1 KIT VR INF E2.2 F 3PCS UL INST: 1SDA079854R1 S51 250V E2.2...E6.2: 1SDA073778R1 PBC D=7mm E2.2...E6.2: 1SDA073860R1 Sealable trip unit cover: 1SDA073870R1 Ekip Supply 110-240VAC/DC: 1SDA074172R1 Ekip 2K-3 E1.2...E6.2: 1SDA074169R1 Bluetooth disabled ExCo: 1SDA114808R1 NON DEFEATABLE I PROTECTION E1.2...E6.2: 1SDA114799R1 | PUR | E2.2S-A 2000 EKIP TOUCH LSIG 3P FHR: 1SDX420414R1: Z2SFNKJF60LAM00004XX E2.2S-A 2000 EKIP TOUCH LSIG 3P FHR: 1SDA077333R1 KIT VR SUP E2.2 F 3PCS UL INST: 1SDA079852R1 KIT VR INF E2.2 F 3PCS UL INST: 1SDA079854R1 S51 250V E2.2...E6.2: 1SDA073778R1 PBC D=7mm E2.2...E6.2: 1SDA073860R1 Sealable trip unit cover: 1SDA073870R1 Ekip Supply 110-240VAC/DC: 1SDA074172R1 Ekip 2K-3 E1.2...E6.2: 1SDA074169R1 Bluetooth disabled ExCo: 1SDA114808R1 NON DEFEATABLE I PROTECTION E1.2...E6.2: 1SDA114799R1 | EA | EA |  | TRUE |  | P | B/W | 100
133452 | 2 | 4 | States | Champlin | Hayley Fabian | TRUE | 2026-05-20T00:00:00 | 2026-10-19T00:00:00 | 2026-10-19T00:00:00 | 38 | 0 | 38 | 4030.85 | 620750.9 | 55316-3157 | USA | N45 | 1501 | ABB INDUSTRIAL CONNECTIONS AND SOLUTIONS | 27511 | Z2SFNKJF60LAM00004XX | E2.2S-A 2000 EKIP TOUCH LSIG 3P FHR: 1SDX420414R1: Z2SFNKJF60LAM00004XX E2.2S-A 2000 EKIP TOUCH LSIG 3P FHR: 1SDA077333R1 KIT VR SUP E2.2 F 3PCS UL INST: 1SDA079852R1 KIT VR INF E2.2 F 3PCS UL INST: 1SDA079854R1 S51 250V E2.2...E6.2: 1SDA073778R1 PBC D=7mm E2.2...E6.2: 1SDA073860R1 Sealable trip unit cover: 1SDA073870R1 Ekip Supply 110-240VAC/DC: 1SDA074172R1 Ekip 2K-3 E1.2...E6.2: 1SDA074169R1 Bluetooth disabled ExCo: 1SDA114808R1 NON DEFEATABLE I PROTECTION E1.2...E6.2: 1SDA114799R1 | PUR | E2.2S-A 2000 EKIP TOUCH LSIG 3P FHR: 1SDX420414R1: Z2SFNKJF60LAM00004XX E2.2S-A 2000 EKIP TOUCH LSIG 3P FHR: 1SDA077333R1 KIT VR SUP E2.2 F 3PCS UL INST: 1SDA079852R1 KIT VR INF E2.2 F 3PCS UL INST: 1SDA079854R1 S51 250V E2.2...E6.2: 1SDA073778R1 PBC D=7mm E2.2...E6.2: 1SDA073860R1 Sealable trip unit cover: 1SDA073870R1 Ekip Supply 110-240VAC/DC: 1SDA074172R1 Ekip 2K-3 E1.2...E6.2: 1SDA074169R1 Bluetooth disabled ExCo: 1SDA114808R1 NON DEFEATABLE I PROTECTION E1.2...E6.2: 1SDA114799R1 | EA | EA |  | TRUE |  | P | B/W | 100
133452 | 3 | 1 | States | Champlin | Hayley Fabian | TRUE | 2026-05-20T00:00:00 | 2026-09-02T00:00:00 | 2026-09-02T00:00:00 | 80 | 0 | 80 | 2606.78 | 802888.24 | 55316-3157 | USA | N45 | 1501 | ABB INDUSTRIAL CONNECTIONS AND SOLUTIONS | 27511 | XT7SQ310DGFW0AGXXX | XT7S 1000 E.DIP LSIG 1000 3P UL100 XT7S 1000 E.DIP LSIG 1000 3P UL (1SDA102906R1) 100% rated XT7 UL 3p (1SDA107723R1) 1/2 KIT STANDARD TERMINALS (1SDA050230R1) KIT FCCUAL 4X240 INF E1.2-XT7/M F 3PINST (1SDA073999R1) AUX 4Q 400V E1.2 (1SDA073750R1) PLL XT7 PADLOCKS DEVICE OPEN (1SDA105104R1) | PUR | XT7S 1000 E.DIP LSIG 1000 3P UL100 XT7S 1000 E.DIP LSIG 1000 3P UL (1SDA102906R1) 100% rated XT7 UL 3p (1SDA107723R1) 1/2 KIT STANDARD TERMINALS (1SDA050230R1) KIT FCCUAL 4X240 INF E1.2-XT7/M F 3PINST (1SDA073999R1) AUX 4Q 400V E1.2 (1SDA073750R1) PLL XT7 PADLOCKS DEVICE OPEN (1SDA105104R1) | EA | EA |  | TRUE |  | P | B/W | 100
133452 | 3 | 2 | States | Champlin | Hayley Fabian | TRUE | 2026-05-20T00:00:00 | 2026-09-02T00:00:00 | 2026-09-02T00:00:00 | 76 | 0 | 76 | 2606.78 | 802888.24 | 55316-3157 | USA | N45 | 1501 | ABB INDUSTRIAL CONNECTIONS AND SOLUTIONS | 27511 | XT7SQ310DGFW0AGXXX | XT7S 1000 E.DIP LSIG 1000 3P UL100 XT7S 1000 E.DIP LSIG 1000 3P UL (1SDA102906R1) 100% rated XT7 UL 3p (1SDA107723R1) 1/2 KIT STANDARD TERMINALS (1SDA050230R1) KIT FCCUAL 4X240 INF E1.2-XT7/M F 3PINST (1SDA073999R1) AUX 4Q 400V E1.2 (1SDA073750R1) PLL XT7 PADLOCKS DEVICE OPEN (1SDA105104R1) | PUR | XT7S 1000 E.DIP LSIG 1000 3P UL100 XT7S 1000 E.DIP LSIG 1000 3P UL (1SDA102906R1) 100% rated XT7 UL 3p (1SDA107723R1) 1/2 KIT STANDARD TERMINALS (1SDA050230R1) KIT FCCUAL 4X240 INF E1.2-XT7/M F 3PINST (1SDA073999R1) AUX 4Q 400V E1.2 (1SDA073750R1) PLL XT7 PADLOCKS DEVICE OPEN (1SDA105104R1) | EA | EA |  | TRUE |  | P | B/W | 100
133452 | 3 | 3 | States | Champlin | Hayley Fabian | TRUE | 2026-05-20T00:00:00 | 2026-09-17T00:00:00 | 2026-09-17T00:00:00 | 76 | 0 | 76 | 2606.78 | 802888.24 | 55316-3157 | USA | N45 | 1501 | ABB INDUSTRIAL CONNECTIONS AND SOLUTIONS | 27511 | XT7SQ310DGFW0AGXXX | XT7S 1000 E.DIP LSIG 1000 3P UL100 XT7S 1000 E.DIP LSIG 1000 3P UL (1SDA102906R1) 100% rated XT7 UL 3p (1SDA107723R1) 1/2 KIT STANDARD TERMINALS (1SDA050230R1) KIT FCCUAL 4X240 INF E1.2-XT7/M F 3PINST (1SDA073999R1) AUX 4Q 400V E1.2 (1SDA073750R1) PLL XT7 PADLOCKS DEVICE OPEN (1SDA105104R1) | PUR | XT7S 1000 E.DIP LSIG 1000 3P UL100 XT7S 1000 E.DIP LSIG 1000 3P UL (1SDA102906R1) 100% rated XT7 UL 3p (1SDA107723R1) 1/2 KIT STANDARD TERMINALS (1SDA050230R1) KIT FCCUAL 4X240 INF E1.2-XT7/M F 3PINST (1SDA073999R1) AUX 4Q 400V E1.2 (1SDA073750R1) PLL XT7 PADLOCKS DEVICE OPEN (1SDA105104R1) | EA | EA |  | TRUE |  | P | B/W | 100
133452 | 3 | 4 | States | Champlin | Hayley Fabian | TRUE | 2026-05-20T00:00:00 | 2026-10-19T00:00:00 | 2026-10-19T00:00:00 | 76 | 0 | 76 | 2606.78 | 802888.24 | 55316-3157 | USA | N45 | 1501 | ABB INDUSTRIAL CONNECTIONS AND SOLUTIONS | 27511 | XT7SQ310DGFW0AGXXX | XT7S 1000 E.DIP LSIG 1000 3P UL100 XT7S 1000 E.DIP LSIG 1000 3P UL (1SDA102906R1) 100% rated XT7 UL 3p (1SDA107723R1) 1/2 KIT STANDARD TERMINALS (1SDA050230R1) KIT FCCUAL 4X240 INF E1.2-XT7/M F 3PINST (1SDA073999R1) AUX 4Q 400V E1.2 (1SDA073750R1) PLL XT7 PADLOCKS DEVICE OPEN (1SDA105104R1) | PUR | XT7S 1000 E.DIP LSIG 1000 3P UL100 XT7S 1000 E.DIP LSIG 1000 3P UL (1SDA102906R1) 100% rated XT7 UL 3p (1SDA107723R1) 1/2 KIT STANDARD TERMINALS (1SDA050230R1) KIT FCCUAL 4X240 INF E1.2-XT7/M F 3PINST (1SDA073999R1) AUX 4Q 400V E1.2 (1SDA073750R1) PLL XT7 PADLOCKS DEVICE OPEN (1SDA105104R1) | EA | EA |  | TRUE |  | P | B/W | 100
133966 | 2 | 1 | States | Champlin | Hayley Fabian | TRUE | 2026-06-09T00:00:00 | 2026-08-05T00:00:00 | 2026-08-05T00:00:00 | 12 | 0 | 12 | 3806.39 | 258834.52 | 55316-3157 | USA | N45 | 1501 | ABB INDUSTRIAL CONNECTIONS AND SOLUTIONS | 27511 | IN4812SU3B3XS | SB INT 1200A 48X 3P CENUPR 1S/2S DNST AG | MEC | SB INT 1200A 48X 3P CENUPR 1S/2S DNST AG | EA | EA |  | TRUE |  | P | B/W | 100
133966 | 2 | 2 | States | Champlin | Hayley Fabian | TRUE | 2026-06-09T00:00:00 | 2026-08-31T00:00:00 | 2026-08-31T00:00:00 | 29 | 0 | 29 | 3806.39 | 258834.52 | 55316-3157 | USA | N45 | 1501 | ABB INDUSTRIAL CONNECTIONS AND SOLUTIONS | 27511 | IN4812SU3B3XS | SB INT 1200A 48X 3P CENUPR 1S/2S DNST AG | MEC | SB INT 1200A 48X 3P CENUPR 1S/2S DNST AG | EA | EA |  | TRUE |  | P | B/W | 100
133966 | 2 | 3 | States | Champlin | Hayley Fabian | TRUE | 2026-06-09T00:00:00 | 2026-10-05T00:00:00 | 2026-10-05T00:00:00 | 12 | 0 | 12 | 3806.39 | 258834.52 | 55316-3157 | USA | N45 | 1501 | ABB INDUSTRIAL CONNECTIONS AND SOLUTIONS | 27511 | IN4812SU3B3XS | SB INT 1200A 48X 3P CENUPR 1S/2S DNST AG | MEC | SB INT 1200A 48X 3P CENUPR 1S/2S DNST AG | EA | EA |  | TRUE |  | P | B/W | 100
133966 | 2 | 4 | States | Champlin | Hayley Fabian | TRUE | 2026-06-09T00:00:00 | 2026-11-17T00:00:00 | 2026-11-17T00:00:00 | 15 | 0 | 15 | 3806.39 | 258834.52 | 55316-3157 | USA | N45 | 1501 | ABB INDUSTRIAL CONNECTIONS AND SOLUTIONS | 27511 | IN4812SU3B3XS | SB INT 1200A 48X 3P CENUPR 1S/2S DNST AG | MEC | SB INT 1200A 48X 3P CENUPR 1S/2S DNST AG | EA | EA |  | TRUE |  | P | B/W | 100
132895 | 1 | 1 | States | Champlin | Hayley Fabian | TRUE | 2026-04-30T00:00:00 | 2026-08-10T00:00:00 | 2026-08-10T00:00:00 | 100 | 0 | 100 | 10.57 | 1057 | 55316-3157 | USA | N45 | 1501 | ABB INDUSTRIAL CONNECTIONS AND SOLUTIONS | 27511 | E92/30CC | FUSE HOLDER: 30A, 2-POLE, E90 CLASS CC | PUR | FUSE HOLDER: 30A, 2-POLE, E90 CLASS CC | EA | EA |  | TRUE |  | P | B/W | 100
132895 | 4 | 1 | States | Champlin | Hayley Fabian | TRUE | 2026-04-30T00:00:00 | 2026-10-26T00:00:00 | 2026-10-26T00:00:00 | 50 | 0 | 50 | 5.28 | 264 | 55316-3157 | USA | N45 | 1501 | ABB INDUSTRIAL CONNECTIONS AND SOLUTIONS | 27511 | E91/30CC | FUSE HOLDER: 30A, 1-POLE, E90 CLASS CC | FFB | FUSE HOLDER: 30A, 1-POLE, E90 CLASS CC | EA | EA |  | TRUE |  | P | B/W | 100
133007 | 1 | 1 | States | Champlin | Hayley Fabian | TRUE | 2026-05-05T00:00:00 | 2026-10-14T00:00:00 | 2026-10-14T00:00:00 | 5 | 0 | 5 | 3920.54 | 19602.7 | 55316-3157 | USA | N45 | 1501 | ABB INDUSTRIAL CONNECTIONS AND SOLUTIONS | 27511 | IN4820SU3B3XS | SB INT 2000A 48X 3P CENUPR 1S/2S DNST AG | MEC | SB INT 2000A 48X 3P CENUPR 1S/2S DNST AG | EA | EA |  | TRUE |  | P | B/W | 100
133007 | 2 | 1 | States | Champlin | Hayley Fabian | TRUE | 2026-05-05T00:00:00 | 2026-10-14T00:00:00 | 2026-10-14T00:00:00 | 18 | 0 | 18 | 3806.39 | 68515.02 | 55316-3157 | USA | N45 | 1501 | ABB INDUSTRIAL CONNECTIONS AND SOLUTIONS | 27511 | IN4812SU3B3XS | SB INT 1200A 48X 3P CENUPR 1S/2S DNST AG | MEC | SB INT 1200A 48X 3P CENUPR 1S/2S DNST AG | EA | EA |  | TRUE |  | P | B/W | 100
133007 | 3 | 1 | States | Champlin | Hayley Fabian | TRUE | 2026-05-05T00:00:00 | 2026-10-14T00:00:00 | 2026-10-14T00:00:00 | 6 | 0 | 6 | 299.27 | 1795.62 | 55316-3157 | USA | N45 | 1501 | ABB INDUSTRIAL CONNECTIONS AND SOLUTIONS | 27511 | XT1HU3060AYD0A0XXX | 1XT1H 125 TMF 60-600 3P F F UL/CSA (1SDA074702R1)1SDA074702R1XT1HU3060AFF000XXX001NEXT XT1 LSC 3000257978A001 (1SDA114241R1)1SDA114241R1001KIT FC CUAL 10-2/0 AWG XT1 3PCS UL (1SDA075837R1)1SDA075837R1KXT1CUAL1-3PC001AUX-C 1Q+1SY 250 V XT1..XT4 F/P (1SDA066431R1)1SDA066431R1KXTAAXCQSYFP | PUR | 1XT1H 125 TMF 60-600 3P F F UL/CSA (1SDA074702R1)1SDA074702R1XT1HU3060AFF000XXX001NEXT XT1 LSC 3000257978A001 (1SDA114241R1)1SDA114241R1001KIT FC CUAL 10-2/0 AWG XT1 3PCS UL (1SDA075837R1)1SDA075837R1KXT1CUAL1-3PC001AUX-C 1Q+1SY 250 V XT1..XT4 F/P (1SDA066431R1)1SDA066431R1KXTAAXCQSYFP | EA | EA |  | TRUE |  | P | B/W | 100
133007 | 4 | 1 | States | Champlin | Hayley Fabian | TRUE | 2026-05-05T00:00:00 | 2026-10-14T00:00:00 | 2026-10-14T00:00:00 | 3 | 0 | 3 | 1908.22 | 5724.66 | 55316-3157 | USA | N45 | 1501 | ABB INDUSTRIAL CONNECTIONS AND SOLUTIONS | 27511 | XT2HU3100RYD050XXX | RGXT2H 125 E.TCHM LSI 100 3P UL | PUR | RGXT2H 125 E.TCHM LSI 100 3P UL | EA | EA |  | TRUE |  | P | B/W | 100
133007 | 5 | 1 | States | Champlin | Hayley Fabian | TRUE | 2026-05-05T00:00:00 | 2026-10-14T00:00:00 | 2026-10-14T00:00:00 | 9 | 0 | 9 | 1729.02 | 15561.18 | 55316-3157 | USA | N45 | 1501 | ABB INDUSTRIAL CONNECTIONS AND SOLUTIONS | 27511 | XT5HU340AFYN0A0XXX | "1XT5H 400 EKIP DIP LSI IN400 3P UL (1SDA102529R1)1SDA102529R1XT5HU340AFFF000XXX 1NEXT XT5 LSC 3000257980A001 (1SDA114243R1)1SDA114243R1 1FCCUAL 2X2/0-500KCMIL XT5 3PUL (1SDA113066R1)1SDA113066R1KXT5CUAL2X500K-3PC 1AUX-C 1Q+1SY 250 V XT1..XT4 F/P (1SDA066431R1)1SDA066431R1KXTAAXCQSYFP" | PUR | "1XT5H 400 EKIP DIP LSI IN400 3P UL (1SDA102529R1)1SDA102529R1XT5HU340AFFF000XXX 1NEXT XT5 LSC 3000257980A001 (1SDA114243R1)1SDA114243R1 1FCCUAL 2X2/0-500KCMIL XT5 3PUL (1SDA113066R1)1SDA113066R1KXT5CUAL2X500K-3PC 1AUX-C 1Q+1SY 250 V XT1..XT4 F/P (1SDA066431R1)1SDA066431R1KXTAAXCQSYFP" | EA | EA |  | TRUE |  | P | B/W | 100
133007 | 6 | 1 | States | Champlin | Hayley Fabian | TRUE | 2026-05-05T00:00:00 | 2026-09-21T00:00:00 | 2026-09-21T00:00:00 | 99 | 0 | 99 | 2780.89 | 542273.55 | 55316-3157 | USA | N45 | 1501 | ABB INDUSTRIAL CONNECTIONS AND SOLUTIONS | 27511 | XT5HU340ARYN050XXX | 1XT5H 400 BREAKING PART 3P F F UL/CSA (1SDA102683R1)1SDA102683R11EKIP TOUCH MEAS.LSI IN400 XT5 3P UL/CSA (1SDA102729R1)1SDA102729R11NEXT XT5 LSC 3000257980A001 (1SDA114243R1)1SDA114243R11FCCUAL 2X2/0-500KCMIL XT5 3PUL (1SDA113066R1)1SDA113066R1KXT5CUAL2X500K-3PC1EKIP COM MODBUS TCP XT5 INT (1SDA105189R1)1SDA105189R1KXT5COMIMBTCP | PUR | 1XT5H 400 BREAKING PART 3P F F UL/CSA (1SDA102683R1)1SDA102683R11EKIP TOUCH MEAS.LSI IN400 XT5 3P UL/CSA (1SDA102729R1)1SDA102729R11NEXT XT5 LSC 3000257980A001 (1SDA114243R1)1SDA114243R11FCCUAL 2X2/0-500KCMIL XT5 3PUL (1SDA113066R1)1SDA113066R1KXT5CUAL2X500K-3PC1EKIP COM MODBUS TCP XT5 INT (1SDA105189R1)1SDA105189R1KXT5COMIMBTCP | EA | EA |  | TRUE |  | P | B/W | 100
133007 | 6 | 2 | States | Champlin | Hayley Fabian | TRUE | 2026-05-05T00:00:00 | 2026-10-14T00:00:00 | 2026-10-14T00:00:00 | 96 | 0 | 96 | 2780.89 | 542273.55 | 55316-3157 | USA | N45 | 1501 | ABB INDUSTRIAL CONNECTIONS AND SOLUTIONS | 27511 | XT5HU340ARYN050XXX | 1XT5H 400 BREAKING PART 3P F F UL/CSA (1SDA102683R1)1SDA102683R11EKIP TOUCH MEAS.LSI IN400 XT5 3P UL/CSA (1SDA102729R1)1SDA102729R11NEXT XT5 LSC 3000257980A001 (1SDA114243R1)1SDA114243R11FCCUAL 2X2/0-500KCMIL XT5 3PUL (1SDA113066R1)1SDA113066R1KXT5CUAL2X500K-3PC1EKIP COM MODBUS TCP XT5 INT (1SDA105189R1)1SDA105189R1KXT5COMIMBTCP | PUR | 1XT5H 400 BREAKING PART 3P F F UL/CSA (1SDA102683R1)1SDA102683R11EKIP TOUCH MEAS.LSI IN400 XT5 3P UL/CSA (1SDA102729R1)1SDA102729R11NEXT XT5 LSC 3000257980A001 (1SDA114243R1)1SDA114243R11FCCUAL 2X2/0-500KCMIL XT5 3PUL (1SDA113066R1)1SDA113066R1KXT5CUAL2X500K-3PC1EKIP COM MODBUS TCP XT5 INT (1SDA105189R1)1SDA105189R1KXT5COMIMBTCP | EA | EA |  | TRUE |  | P | B/W | 100
133007 | 7 | 1 | States | Champlin | Hayley Fabian | TRUE | 2026-05-05T00:00:00 | 2026-10-14T00:00:00 | 2026-10-14T00:00:00 | 15 | 0 | 15 | 377.07 | 5656.05 | 55316-3157 | USA | N45 | 1501 | ABB INDUSTRIAL CONNECTIONS AND SOLUTIONS | 27511 | XT1HU3125AYD000XXX | 125A, 65kA, ReliaGear, Thermal Mag, Load Lugs - 10-2/0 AWG | PUR | 125A, 65kA, ReliaGear, Thermal Mag, Load Lugs - 10-2/0 AWG | EA | EA |  | TRUE |  | P | B/W | 100
133691 | 1 | 2 | States | Champlin | Hayley Fabian | TRUE | 2026-05-28T00:00:00 | 2026-11-17T00:00:00 | 2026-11-17T00:00:00 | 4 | 0 | 4 | 355.95 | 3559.5 | 55316-3157 | USA | N45 | 1501 | ABB INDUSTRIAL CONNECTIONS AND SOLUTIONS | 27511 | XT1HU3100AYD0A0XXX | 1 RGXT1H 125 TMF 100-1000 3P UL/CSA (1SDX080023R1) XT1HU3100AYD0A0XXX 2,4432,443 1XT1H 125 TMF 100-1000 3P F F UL/CSA (1SDA074706R1) 1 NEXT XT1 LSC 3000257978A001 (1SDA114241R1) 1KIT FC CUAL 10-2/0 AWG XT1 3PCS UL (1SDA075837R1) 1AUX-C 1Q+1SY 250 V XT1..XT4 F/P (1SDA066431R1) | PUR | 1 RGXT1H 125 TMF 100-1000 3P UL/CSA (1SDX080023R1) XT1HU3100AYD0A0XXX 2,4432,443 1XT1H 125 TMF 100-1000 3P F F UL/CSA (1SDA074706R1) 1 NEXT XT1 LSC 3000257978A001 (1SDA114241R1) 1KIT FC CUAL 10-2/0 AWG XT1 3PCS UL (1SDA075837R1) 1AUX-C 1Q+1SY 250 V XT1..XT4 F/P (1SDA066431R1) | EA | EA |  | TRUE |  | P | B/W | 100
133691 | 1 | 1 | States | Champlin | Hayley Fabian | TRUE | 2026-05-28T00:00:00 | 2026-09-17T00:00:00 | 2026-09-17T00:00:00 | 6 | 0 | 6 | 355.95 | 3559.5 | 55316-3157 | USA | N45 | 1501 | ABB INDUSTRIAL CONNECTIONS AND SOLUTIONS | 27511 | XT1HU3100AYD0A0XXX | 1 RGXT1H 125 TMF 100-1000 3P UL/CSA (1SDX080023R1) XT1HU3100AYD0A0XXX 2,4432,443 1XT1H 125 TMF 100-1000 3P F F UL/CSA (1SDA074706R1) 1 NEXT XT1 LSC 3000257978A001 (1SDA114241R1) 1KIT FC CUAL 10-2/0 AWG XT1 3PCS UL (1SDA075837R1) 1AUX-C 1Q+1SY 250 V XT1..XT4 F/P (1SDA066431R1) | PUR | 1 RGXT1H 125 TMF 100-1000 3P UL/CSA (1SDX080023R1) XT1HU3100AYD0A0XXX 2,4432,443 1XT1H 125 TMF 100-1000 3P F F UL/CSA (1SDA074706R1) 1 NEXT XT1 LSC 3000257978A001 (1SDA114241R1) 1KIT FC CUAL 10-2/0 AWG XT1 3PCS UL (1SDA075837R1) 1AUX-C 1Q+1SY 250 V XT1..XT4 F/P (1SDA066431R1) | EA | EA |  | TRUE |  | P | B/W | 100
133803 | 1 | 1 | States | Dayton | Hayley Fabian | TRUE | 2026-06-02T00:00:00 | 2026-08-31T00:00:00 | 2026-08-31T00:00:00 | 74 | 0 | 74 | 505.05 | 37373.7 | 55369-6417 | USA | N45 | 1501 | ABB INDUSTRIAL CONNECTIONS AND SOLUTIONS | 27511 | ZEAMODTCP | EKIP MODBUS | PUR | EKIP MODBUS | EA | EA |  | TRUE |  | P | B/W | Dayton
133041 | 1 | 1 | States | Champlin | Hayley Fabian | TRUE | 2026-05-07T00:00:00 | 2026-10-05T00:00:00 | 2026-10-05T00:00:00 | 7 | 0 | 7 | 4038.2 | 28267.4 | 55316-3157 | USA | N45 | 1501 | ABB INDUSTRIAL CONNECTIONS AND SOLUTIONS | 27511 | IN4830SU3B3XS | SB INT 3000A 48X 3P CENUPR 1S/2S DNST AG | MEC | SB INT 3000A 48X 3P CENUPR 1S/2S DNST AG | EA | EA |  | TRUE |  | P | B/W | 100
133041 | 4 | 2 | States | Champlin | Hayley Fabian | TRUE | 2026-05-07T00:00:00 | 2026-09-21T00:00:00 | 2026-09-21T00:00:00 | 114 | 108 | 6 | 703.25 | 208162 | 55316-3157 | USA | N45 | 1501 | ABB INDUSTRIAL CONNECTIONS AND SOLUTIONS | 27511 | XT4HU32251AA000XXX | 250AF/225AT, 65kA, Ekip DIP LSI. Line & Load Lugs = 10AWG - 250MCM | PUR | 250AF/225AT, 65kA, Ekip DIP LSI. Line & Load Lugs = 10AWG - 250MCM | EA | EA |  | TRUE |  | P | B/W | 100
133041 | 5 | 1 | States | Champlin | Hayley Fabian | TRUE | 2026-05-07T00:00:00 | 2026-10-19T00:00:00 | 2026-10-19T00:00:00 | 21 | 0 | 21 | 299.27 | 6284.67 | 55316-3157 | USA | N45 | 1501 | ABB INDUSTRIAL CONNECTIONS AND SOLUTIONS | 27511 | XT1HU3060AYD0A0XXX | 1XT1H 125 TMF 60-600 3P F F UL/CSA (1SDA074702R1)1SDA074702R1XT1HU3060AFF000XXX001NEXT XT1 LSC 3000257978A001 (1SDA114241R1)1SDA114241R1001KIT FC CUAL 10-2/0 AWG XT1 3PCS UL (1SDA075837R1)1SDA075837R1KXT1CUAL1-3PC001AUX-C 1Q+1SY 250 V XT1..XT4 F/P (1SDA066431R1)1SDA066431R1KXTAAXCQSYFP | PUR | 1XT1H 125 TMF 60-600 3P F F UL/CSA (1SDA074702R1)1SDA074702R1XT1HU3060AFF000XXX001NEXT XT1 LSC 3000257978A001 (1SDA114241R1)1SDA114241R1001KIT FC CUAL 10-2/0 AWG XT1 3PCS UL (1SDA075837R1)1SDA075837R1KXT1CUAL1-3PC001AUX-C 1Q+1SY 250 V XT1..XT4 F/P (1SDA066431R1)1SDA066431R1KXTAAXCQSYFP | EA | EA |  | TRUE |  | P | B/W | 100
133041 | 6 | 1 | States | Champlin | Hayley Fabian | TRUE | 2026-05-07T00:00:00 | 2026-07-27T00:00:00 | 2026-07-27T00:00:00 | 22 | 0 | 22 | 299.27 | 6583.94 | 55316-3157 | USA | N45 | 1501 | ABB INDUSTRIAL CONNECTIONS AND SOLUTIONS | 27511 | XT1HU3030AYD0A0XXX | 1XT1H 125 TMF 30-500 3P F F UL/CSA (1SDA074697R1)1SDA074697R1XT1HU3030AFF000XXX1NEXT XT1 LSC 3000257978A001 (1SDA114241R1)1SDA114241R11KIT FC CUAL 10-2/0 AWG XT1 3PCS UL (1SDA075837R1)1SDA075837R1KXT1CUAL1-3PC1AUX-C 1Q+1SY 250 V XT1..XT4 F/P (1SDA066431R1)1SDA066431R1KXTAAXCQSYFP | PUR | 1XT1H 125 TMF 30-500 3P F F UL/CSA (1SDA074697R1)1SDA074697R1XT1HU3030AFF000XXX1NEXT XT1 LSC 3000257978A001 (1SDA114241R1)1SDA114241R11KIT FC CUAL 10-2/0 AWG XT1 3PCS UL (1SDA075837R1)1SDA075837R1KXT1CUAL1-3PC1AUX-C 1Q+1SY 250 V XT1..XT4 F/P (1SDA066431R1)1SDA066431R1KXTAAXCQSYFP | EA | EA |  | TRUE |  | P | B/W | 100
134371 | 2 | 1 | States | Dayton | Hayley Fabian | TRUE | 2026-06-25T00:00:00 |  |  | 1 | 0 | 1 | 1688.03 | 1688.03 | 55369-6417 | USA | N45 | 1501 | ABB INDUSTRIAL CONNECTIONS AND SOLUTIONS | 27511 | 1SDA101921R1 | XT7 Ekip Touch LSI Trip Unit | PUR | XT7 Ekip Touch LSI Trip Unit | EA | EA |  | TRUE |  | P | B/W | 100
134371 | 1 | 2 | States | Dayton | Hayley Fabian | TRUE | 2026-06-25T00:00:00 |  |  | 2 | 0 | 2 | 1688.03 | 3376.06 | 55369-6417 | USA | N45 | 1501 | ABB INDUSTRIAL CONNECTIONS AND SOLUTIONS | 27511 | 1SDA101921R1 | XT7 Ekip Touch LSI Trip Unit | PUR | XT7 Ekip Touch LSI Trip Unit | EA | EA |  | TRUE |  | P | B/W | 100
133117 | 1 | 1 | States | Champlin | Hayley Fabian | TRUE | 2026-05-08T00:00:00 | 2026-07-15T00:00:00 | 2026-07-15T00:00:00 | 4 | 0 | 4 | 188.54 | 754.16 | 55316-3157 | USA | N45 | 1501 | ABB INDUSTRIAL CONNECTIONS AND SOLUTIONS | 27511 | XT1HU3030AYD000XXX | 125AF/30AT, 65kA, Thermal Mag, ReliaGear, Load Lugs - 10 - 2/0 AWG | PUR | RGXT1H 125 TME 30-500 3P UL/CSA (00-UPS-A-DIST & 01-UPS-A-DIST) | EA | EA |  | TRUE |  | P | B/W | Dayton
134059 | 6 | 2 | States | Champlin | Hayley Fabian | TRUE | 2026-06-12T00:00:00 | 2026-11-03T00:00:00 | 2026-11-03T00:00:00 | 34 | 0 | 34 | 19158.84 | 1302801.12 | 55316-3157 | USA | N45 | 1501 | ABB INDUSTRIAL CONNECTIONS AND SOLUTIONS | 27511 | ZEVJURAX33LKAAA0A5XX | ABB EMAX2 480V, 3Ø, 100kAIC• 4000AT / 4000AF, 4P (Electrically Operated. Draw-out)• 100% Rated• Air Insulated Case Circuit Breaker• EKIP Touch LSIG Protection• Modbus TCP Communication Module• RELT Switch (Arc Flash Reduction)Provided with the following STANDARD features:• 24V AUX Contacts• Digital 24V Bell AlarmProvided with the following OPTIONAL features:• 6Q AUX Contacts• 24VDC Closing Coil• 24VDC Shunt Trip• 24VDC Spring Charging Motor• 24VDC Remote Reset• EKIP Supply 24VDC (for RELT Switch)• RELT EKIP 2k-3 Signaling• Modbus TCP• 8mm Padlockable Push Button Cover | PUR | ABB EMAX2 480V, 3Ø, 100kAIC• 4000AT / 4000AF, 4P (Electrically Operated. Draw-out)• 100% Rated• Air Insulated Case Circuit Breaker• EKIP Touch LSIG Protection• Modbus TCP Communication Module• RELT Switch (Arc Flash Reduction)Provided with the following STANDARD features:• 24V AUX Contacts• Digital 24V Bell AlarmProvided with the following OPTIONAL features:• 6Q AUX Contacts• 24VDC Closing Coil• 24VDC Shunt Trip• 24VDC Spring Charging Motor• 24VDC Remote Reset• EKIP Supply 24VDC (for RELT Switch)• RELT EKIP 2k-3 Signaling• Modbus TCP• 8mm Padlockable Push Button Cover | EA | EA |  | TRUE |  | P | B/W | 100
134059 | 6 | 1 | States | Champlin | Hayley Fabian | TRUE | 2026-06-12T00:00:00 | 2026-10-26T00:00:00 | 2026-10-26T00:00:00 | 34 | 0 | 34 | 19158.84 | 1302801.12 | 55316-3157 | USA | N45 | 1501 | ABB INDUSTRIAL CONNECTIONS AND SOLUTIONS | 27511 | ZEVJURAX33LKAAA0A5XX | ABB EMAX2 480V, 3Ø, 100kAIC• 4000AT / 4000AF, 4P (Electrically Operated. Draw-out)• 100% Rated• Air Insulated Case Circuit Breaker• EKIP Touch LSIG Protection• Modbus TCP Communication Module• RELT Switch (Arc Flash Reduction)Provided with the following STANDARD features:• 24V AUX Contacts• Digital 24V Bell AlarmProvided with the following OPTIONAL features:• 6Q AUX Contacts• 24VDC Closing Coil• 24VDC Shunt Trip• 24VDC Spring Charging Motor• 24VDC Remote Reset• EKIP Supply 24VDC (for RELT Switch)• RELT EKIP 2k-3 Signaling• Modbus TCP• 8mm Padlockable Push Button Cover | PUR | ABB EMAX2 480V, 3Ø, 100kAIC• 4000AT / 4000AF, 4P (Electrically Operated. Draw-out)• 100% Rated• Air Insulated Case Circuit Breaker• EKIP Touch LSIG Protection• Modbus TCP Communication Module• RELT Switch (Arc Flash Reduction)Provided with the following STANDARD features:• 24V AUX Contacts• Digital 24V Bell AlarmProvided with the following OPTIONAL features:• 6Q AUX Contacts• 24VDC Closing Coil• 24VDC Shunt Trip• 24VDC Spring Charging Motor• 24VDC Remote Reset• EKIP Supply 24VDC (for RELT Switch)• RELT EKIP 2k-3 Signaling• Modbus TCP• 8mm Padlockable Push Button Cover | EA | EA |  | TRUE |  | P | B/W | 100
134059 | 5 | 2 | States | Champlin | Hayley Fabian | TRUE | 2026-06-12T00:00:00 | 2026-11-03T00:00:00 | 2026-11-03T00:00:00 | 17 | 0 | 17 | 1141.89 | 38824.26 | 55316-3157 | USA | N45 | 1501 | ABB INDUSTRIAL CONNECTIONS AND SOLUTIONS | 27511 | XT4LU32502FJ0HHXXX | 225AT / 250AF, 3P, 480V, 100kAIC, Distribution Feeder Circuit Breaker 80% Rated MCCB• 480V, 3Ø, 3P, 100kAIC, 80% Rated• EKIP DIP, LSIG, (G Protection can be disabled)• 3Q+1SY 24VDC AUX Contacts• Padlock Device in Open Position• Amp Trip: 250 (Dialed Down up to 225A)• Amp Frame: 250• Bolt-on, Molded Case Circuit Breaker (MCCB)• Circuit Breaker Frame: XT4 | PUR | 225AT / 250AF, 3P, 480V, 100kAIC, Distribution Feeder Circuit Breaker 80% Rated MCCB• 480V, 3Ø, 3P, 100kAIC, 80% Rated• EKIP DIP, LSIG, (G Protection can be disabled)• 3Q+1SY 24VDC AUX Contacts• Padlock Device in Open Position• Amp Trip: 250 (Dialed Down up to 225A)• Amp Frame: 250• Bolt-on, Molded Case Circuit Breaker (MCCB)• Circuit Breaker Frame: XT4 | EA | EA |  | TRUE |  | P | B/W | 100
134059 | 5 | 1 | States | Champlin | Hayley Fabian | TRUE | 2026-06-12T00:00:00 | 2026-10-20T00:00:00 | 2026-10-20T00:00:00 | 17 | 0 | 17 | 1141.89 | 38824.26 | 55316-3157 | USA | N45 | 1501 | ABB INDUSTRIAL CONNECTIONS AND SOLUTIONS | 27511 | XT4LU32502FJ0HHXXX | 225AT / 250AF, 3P, 480V, 100kAIC, Distribution Feeder Circuit Breaker 80% Rated MCCB• 480V, 3Ø, 3P, 100kAIC, 80% Rated• EKIP DIP, LSIG, (G Protection can be disabled)• 3Q+1SY 24VDC AUX Contacts• Padlock Device in Open Position• Amp Trip: 250 (Dialed Down up to 225A)• Amp Frame: 250• Bolt-on, Molded Case Circuit Breaker (MCCB)• Circuit Breaker Frame: XT4 | PUR | 225AT / 250AF, 3P, 480V, 100kAIC, Distribution Feeder Circuit Breaker 80% Rated MCCB• 480V, 3Ø, 3P, 100kAIC, 80% Rated• EKIP DIP, LSIG, (G Protection can be disabled)• 3Q+1SY 24VDC AUX Contacts• Padlock Device in Open Position• Amp Trip: 250 (Dialed Down up to 225A)• Amp Frame: 250• Bolt-on, Molded Case Circuit Breaker (MCCB)• Circuit Breaker Frame: XT4 | EA | EA |  | TRUE |  | P | B/W | 100
134059 | 4 | 2 | States | Champlin | Hayley Fabian | TRUE | 2026-06-12T00:00:00 | 2026-11-03T00:00:00 | 2026-11-03T00:00:00 | 17 | 0 | 17 | 890.95 | 30292.3 | 55316-3157 | USA | N45 | 1501 | ABB INDUSTRIAL CONNECTIONS AND SOLUTIONS | 27511 | XT2LU31252FD0HHXXX | Distribution Feeder Circuit Breaker (100A)• 480V, 3Ø, 3P, 100kAIC, 100% Rated• EKIP DIP, LSIG, (G Protection can be disabled)• 3Q+1SY 24VDC AUX Contacts• Padlock Device in Open Position• Amp Trip: 125 (Dialed Down to 100A)• Amp Frame: 125• Bolt-on, Molded Case Circuit Breaker (MCCB)• Circuit Breaker Frame: XT2 | PUR | Distribution Feeder Circuit Breaker (100A)• 480V, 3Ø, 3P, 100kAIC, 100% Rated• EKIP DIP, LSIG, (G Protection can be disabled)• 3Q+1SY 24VDC AUX Contacts• Padlock Device in Open Position• Amp Trip: 125 (Dialed Down to 100A)• Amp Frame: 125• Bolt-on, Molded Case Circuit Breaker (MCCB)• Circuit Breaker Frame: XT2 | EA | EA |  | TRUE |  | P | B/W | 100
134059 | 4 | 1 | States | Champlin | Hayley Fabian | TRUE | 2026-06-12T00:00:00 | 2026-10-20T00:00:00 | 2026-10-20T00:00:00 | 17 | 0 | 17 | 890.95 | 30292.3 | 55316-3157 | USA | N45 | 1501 | ABB INDUSTRIAL CONNECTIONS AND SOLUTIONS | 27511 | XT2LU31252FD0HHXXX | Distribution Feeder Circuit Breaker (100A)• 480V, 3Ø, 3P, 100kAIC, 100% Rated• EKIP DIP, LSIG, (G Protection can be disabled)• 3Q+1SY 24VDC AUX Contacts• Padlock Device in Open Position• Amp Trip: 125 (Dialed Down to 100A)• Amp Frame: 125• Bolt-on, Molded Case Circuit Breaker (MCCB)• Circuit Breaker Frame: XT2 | PUR | Distribution Feeder Circuit Breaker (100A)• 480V, 3Ø, 3P, 100kAIC, 100% Rated• EKIP DIP, LSIG, (G Protection can be disabled)• 3Q+1SY 24VDC AUX Contacts• Padlock Device in Open Position• Amp Trip: 125 (Dialed Down to 100A)• Amp Frame: 125• Bolt-on, Molded Case Circuit Breaker (MCCB)• Circuit Breaker Frame: XT2 | EA | EA |  | TRUE |  | P | B/W | 100
134059 | 3 | 2 | States | Champlin | Hayley Fabian | TRUE | 2026-06-12T00:00:00 | 2026-11-03T00:00:00 | 2026-11-03T00:00:00 | 34 | 0 | 34 | 5007.1 | 340482.8 | 55316-3157 | USA | N45 | 1501 | ABB INDUSTRIAL CONNECTIONS AND SOLUTIONS | 27511 | Z6A50JDXX | Draw-out Circuit Breaker CradleABB EMAX2 E6.2 Frame• Mechanical Inter-locked Circuit Breaker Shutters (Shutter Locks) | PUR | Draw-out Circuit Breaker CradleABB EMAX2 E6.2 Frame• Mechanical Inter-locked Circuit Breaker Shutters (Shutter Locks) | EA | EA |  | TRUE |  | P | B/W | 100
134059 | 3 | 1 | States | Champlin | Hayley Fabian | TRUE | 2026-06-12T00:00:00 | 2026-10-26T00:00:00 | 2026-10-26T00:00:00 | 34 | 0 | 34 | 5007.1 | 340482.8 | 55316-3157 | USA | N45 | 1501 | ABB INDUSTRIAL CONNECTIONS AND SOLUTIONS | 27511 | Z6A50JDXX | Draw-out Circuit Breaker CradleABB EMAX2 E6.2 Frame• Mechanical Inter-locked Circuit Breaker Shutters (Shutter Locks) | PUR | Draw-out Circuit Breaker CradleABB EMAX2 E6.2 Frame• Mechanical Inter-locked Circuit Breaker Shutters (Shutter Locks) | EA | EA |  | TRUE |  | P | B/W | 100
134059 | 2 | 2 | States | Champlin | Hayley Fabian | TRUE | 2026-06-12T00:00:00 | 2026-11-03T00:00:00 | 2026-11-03T00:00:00 | 17 | 0 | 17 | 1896.84 | 64492.56 | 55316-3157 | USA | N45 | 1501 | ABB INDUSTRIAL CONNECTIONS AND SOLUTIONS | 27511 | XT5LQ340AGFN0HHXXX | Distribution Feeder Circuit Breaker (400A)• 480V, 3Ø, 3P, 100kAIC, 100% Rated• EKIP DIP, LSIG, (G Protection can be disabled)• 3Q+1SY 24VDC AUX Contacts• Padlock Device in Open Position• Amp Trip: 400• Amp Frame: 400• Bolt-on, Molded Case Circuit Breaker (MCCB)• Circuit Breaker Frame: XT5 | PUR | Distribution Feeder Circuit Breaker (400A)• 480V, 3Ø, 3P, 100kAIC, 100% Rated• EKIP DIP, LSIG, (G Protection can be disabled)• 3Q+1SY 24VDC AUX Contacts• Padlock Device in Open Position• Amp Trip: 400• Amp Frame: 400• Bolt-on, Molded Case Circuit Breaker (MCCB)• Circuit Breaker Frame: XT5 | EA | EA |  | TRUE |  | P | B/W | 100
134059 | 2 | 1 | States | Champlin | Hayley Fabian | TRUE | 2026-06-12T00:00:00 | 2026-10-20T00:00:00 | 2026-10-20T00:00:00 | 17 | 0 | 17 | 1896.84 | 64492.56 | 55316-3157 | USA | N45 | 1501 | ABB INDUSTRIAL CONNECTIONS AND SOLUTIONS | 27511 | XT5LQ340AGFN0HHXXX | Distribution Feeder Circuit Breaker (400A)• 480V, 3Ø, 3P, 100kAIC, 100% Rated• EKIP DIP, LSIG, (G Protection can be disabled)• 3Q+1SY 24VDC AUX Contacts• Padlock Device in Open Position• Amp Trip: 400• Amp Frame: 400• Bolt-on, Molded Case Circuit Breaker (MCCB)• Circuit Breaker Frame: XT5 | PUR | Distribution Feeder Circuit Breaker (400A)• 480V, 3Ø, 3P, 100kAIC, 100% Rated• EKIP DIP, LSIG, (G Protection can be disabled)• 3Q+1SY 24VDC AUX Contacts• Padlock Device in Open Position• Amp Trip: 400• Amp Frame: 400• Bolt-on, Molded Case Circuit Breaker (MCCB)• Circuit Breaker Frame: XT5 | EA | EA |  | TRUE |  | P | B/W | 100
134059 | 1 | 2 | States | Champlin | Hayley Fabian | TRUE | 2026-06-12T00:00:00 | 2026-11-03T00:00:00 | 2026-11-03T00:00:00 | 17 | 0 | 17 | 5315.31 | 180720.54 | 55316-3157 | USA | N45 | 1501 | ABB INDUSTRIAL CONNECTIONS AND SOLUTIONS | 27511 | XT7LQ312EQFWYSJXXX | 1200AT/1200AF, 100kAIC, 480V, LSIG, 100% Rated• 480V, 3Ø, 3P, 100kAIC, 100% Rated• EKIP Touch, LSIG, (G Protection can be disabled)• EKIP RELT 2K-3 with EKIP Supply 24-48VDC (E1.2)• AUX 4Q 24VDC Contacts• Padlock Device in Open Position• Amp Trip: 1200• Amp Frame: 1200• Bolt-on Molded-Case Circuit Breaker (MCCB)• Circuit Breaker Frame: XT7 | PUR | 1200AT/1200AF, 100kAIC, 480V, LSIG, 100% Rated• 480V, 3Ø, 3P, 100kAIC, 100% Rated• EKIP Touch, LSIG, (G Protection can be disabled)• EKIP RELT 2K-3 with EKIP Supply 24-48VDC (E1.2)• AUX 4Q 24VDC Contacts• Padlock Device in Open Position• Amp Trip: 1200• Amp Frame: 1200• Bolt-on Molded-Case Circuit Breaker (MCCB)• Circuit Breaker Frame: XT7 | EA | EA |  | TRUE |  | P | B/W | 100
134059 | 1 | 1 | States | Champlin | Hayley Fabian | TRUE | 2026-06-12T00:00:00 | 2026-10-26T00:00:00 | 2026-10-26T00:00:00 | 17 | 0 | 17 | 5315.31 | 180720.54 | 55316-3157 | USA | N45 | 1501 | ABB INDUSTRIAL CONNECTIONS AND SOLUTIONS | 27511 | XT7LQ312EQFWYSJXXX | 1200AT/1200AF, 100kAIC, 480V, LSIG, 100% Rated• 480V, 3Ø, 3P, 100kAIC, 100% Rated• EKIP Touch, LSIG, (G Protection can be disabled)• EKIP RELT 2K-3 with EKIP Supply 24-48VDC (E1.2)• AUX 4Q 24VDC Contacts• Padlock Device in Open Position• Amp Trip: 1200• Amp Frame: 1200• Bolt-on Molded-Case Circuit Breaker (MCCB)• Circuit Breaker Frame: XT7 | PUR | 1200AT/1200AF, 100kAIC, 480V, LSIG, 100% Rated• 480V, 3Ø, 3P, 100kAIC, 100% Rated• EKIP Touch, LSIG, (G Protection can be disabled)• EKIP RELT 2K-3 with EKIP Supply 24-48VDC (E1.2)• AUX 4Q 24VDC Contacts• Padlock Device in Open Position• Amp Trip: 1200• Amp Frame: 1200• Bolt-on Molded-Case Circuit Breaker (MCCB)• Circuit Breaker Frame: XT7 | EA | EA |  | TRUE |  | P | B/W | 100
134243 | 6 | 1 | States | Champlin | Hayley Fabian | TRUE | 2026-06-19T00:00:00 | 2026-10-27T00:00:00 | 2026-10-27T00:00:00 | 8 | 0 | 8 | 495.29 | 3962.32 | 55316-3157 | USA | N45 | 1501 | ABB INDUSTRIAL CONNECTIONS AND SOLUTIONS | 27511 | ZE6NCT | EXT CS N ALL E4.2 E6.2 50%UL ONLY | PUR | EXT CS N ALL E4.2 E6.2 50%UL ONLY | EA | EA |  | TRUE |  | P | B/W | 100
134243 | 5 | 6 | States | Champlin | Hayley Fabian | TRUE | 2026-06-19T00:00:00 | 2027-09-17T00:00:00 | 2027-09-17T00:00:00 | 34 | 0 | 34 | 720.37 | 104453.65 | 55316-3157 | USA | N45 | 1501 | ABB INDUSTRIAL CONNECTIONS AND SOLUTIONS | 27511 | ZE6NCTF | CS N E6.2 100% UL | PUR | CS N E6.2 100% UL | EA | EA |  | TRUE |  | P | B/W | 100
134243 | 5 | 5 | States | Champlin | Hayley Fabian | TRUE | 2026-06-19T00:00:00 | 2027-08-18T00:00:00 | 2027-08-18T00:00:00 | 24 | 0 | 24 | 720.37 | 104453.65 | 55316-3157 | USA | N45 | 1501 | ABB INDUSTRIAL CONNECTIONS AND SOLUTIONS | 27511 | ZE6NCTF | CS N E6.2 100% UL | PUR | CS N E6.2 100% UL | EA | EA |  | TRUE |  | P | B/W | 100
134243 | 5 | 4 | States | Champlin | Hayley Fabian | TRUE | 2026-06-19T00:00:00 | 2027-07-19T00:00:00 | 2027-07-19T00:00:00 | 34 | 0 | 34 | 720.37 | 104453.65 | 55316-3157 | USA | N45 | 1501 | ABB INDUSTRIAL CONNECTIONS AND SOLUTIONS | 27511 | ZE6NCTF | CS N E6.2 100% UL | PUR | CS N E6.2 100% UL | EA | EA |  | TRUE |  | P | B/W | 100
134243 | 5 | 3 | States | Champlin | Hayley Fabian | TRUE | 2026-06-19T00:00:00 | 2027-06-17T00:00:00 | 2027-06-17T00:00:00 | 10 | 0 | 10 | 720.37 | 104453.65 | 55316-3157 | USA | N45 | 1501 | ABB INDUSTRIAL CONNECTIONS AND SOLUTIONS | 27511 | ZE6NCTF | CS N E6.2 100% UL | PUR | CS N E6.2 100% UL | EA | EA |  | TRUE |  | P | B/W | 100
134243 | 5 | 2 | States | Champlin | Hayley Fabian | TRUE | 2026-06-19T00:00:00 | 2027-05-18T00:00:00 | 2027-05-18T00:00:00 | 37 | 0 | 37 | 720.37 | 104453.65 | 55316-3157 | USA | N45 | 1501 | ABB INDUSTRIAL CONNECTIONS AND SOLUTIONS | 27511 | ZE6NCTF | CS N E6.2 100% UL | PUR | CS N E6.2 100% UL | EA | EA |  | TRUE |  | P | B/W | 100
134243 | 5 | 1 | States | Champlin | Hayley Fabian | TRUE | 2026-06-19T00:00:00 | 2026-07-30T00:00:00 | 2026-07-30T00:00:00 | 6 | 0 | 6 | 720.37 | 104453.65 | 55316-3157 | USA | N45 | 1501 | ABB INDUSTRIAL CONNECTIONS AND SOLUTIONS | 27511 | ZE6NCTF | CS N E6.2 100% UL | PUR | CS N E6.2 100% UL | EA | EA |  | TRUE |  | P | B/W | 100
134243 | 4 | 2 | States | Champlin | Hayley Fabian | TRUE | 2026-06-19T00:00:00 | 2027-02-15T00:00:00 | 2027-02-15T00:00:00 | 10 | 0 | 10 | 180.22 | 3604.4 | 55316-3157 | USA | N45 | 1501 | ABB INDUSTRIAL CONNECTIONS AND SOLUTIONS | 27511 | ZE1NCT | ABB Neutral CT For Ground Fault Sensing | SRPP | ABB Neutral CT For Ground Fault Sensing | EA | EA |  | TRUE |  | P | B/W | 100
134243 | 4 | 1 | States | Champlin | Hayley Fabian | TRUE | 2026-06-19T00:00:00 | 2026-10-20T00:00:00 | 2026-10-20T00:00:00 | 10 | 0 | 10 | 180.22 | 3604.4 | 55316-3157 | USA | N45 | 1501 | ABB INDUSTRIAL CONNECTIONS AND SOLUTIONS | 27511 | ZE1NCT | ABB Neutral CT For Ground Fault Sensing | SRPP | ABB Neutral CT For Ground Fault Sensing | EA | EA |  | TRUE |  | P | B/W | 100
134243 | 3 | 1 | States | Champlin | Hayley Fabian | TRUE | 2026-06-19T00:00:00 | 2026-11-03T00:00:00 | 2026-11-03T00:00:00 | 6 | 0 | 6 | 5315.31 | 31891.86 | 55316-3157 | USA | N45 | 1501 | ABB INDUSTRIAL CONNECTIONS AND SOLUTIONS | 27511 | XT7LQ312EQFWYSJXXX | 1200AT/1200AF, 100kAIC, 480V, LSIG, 100% Rated• 480V, 3Ø, 3P, 100kAIC, 100% Rated• EKIP Touch, LSIG, (G Protection can be disabled)• EKIP RELT 2K-3 with EKIP Supply 24-48VDC (E1.2)• AUX 4Q 24VDC Contacts• Padlock Device in Open Position• Amp Trip: 1200• Amp Frame: 1200• Bolt-on Molded-Case Circuit Breaker (MCCB)• Circuit Breaker Frame: XT7 | PUR | 1200AT/1200AF, 100kAIC, 480V, LSIG, 100% Rated• 480V, 3Ø, 3P, 100kAIC, 100% Rated• EKIP Touch, LSIG, (G Protection can be disabled)• EKIP RELT 2K-3 with EKIP Supply 24-48VDC (E1.2)• AUX 4Q 24VDC Contacts• Padlock Device in Open Position• Amp Trip: 1200• Amp Frame: 1200• Bolt-on Molded-Case Circuit Breaker (MCCB)• Circuit Breaker Frame: XT7 | EA | EA |  | TRUE |  | P | B/W | 100
134243 | 2 | 1 | States | Champlin | Hayley Fabian | TRUE | 2026-06-19T00:00:00 | 2026-11-03T00:00:00 | 2026-11-03T00:00:00 | 3 | 0 | 3 | 1896.84 | 5690.52 | 55316-3157 | USA | N45 | 1501 | ABB INDUSTRIAL CONNECTIONS AND SOLUTIONS | 27511 | XT5LQ340AGFN0HHXXX | Distribution Feeder Circuit Breaker (400A)• 480V, 3Ø, 3P, 100kAIC, 100% Rated• EKIP DIP, LSIG, (G Protection can be disabled)• 3Q+1SY 24VDC AUX Contacts• Padlock Device in Open Position• Amp Trip: 400• Amp Frame: 400• Bolt-on, Molded Case Circuit Breaker (MCCB)• Circuit Breaker Frame: XT5 | PUR | Distribution Feeder Circuit Breaker (400A)• 480V, 3Ø, 3P, 100kAIC, 100% Rated• EKIP DIP, LSIG, (G Protection can be disabled)• 3Q+1SY 24VDC AUX Contacts• Padlock Device in Open Position• Amp Trip: 400• Amp Frame: 400• Bolt-on, Molded Case Circuit Breaker (MCCB)• Circuit Breaker Frame: XT5 | EA | EA |  | TRUE |  | P | B/W | 100
134243 | 1 | 1 | States | Champlin | Hayley Fabian | TRUE | 2026-06-19T00:00:00 | 2026-10-02T00:00:00 | 2026-10-02T00:00:00 | 50 | 0 | 50 | 5.28 | 264 | 55316-3157 | USA | N45 | 1501 | ABB INDUSTRIAL CONNECTIONS AND SOLUTIONS | 27511 | E91/30CC | FUSE HOLDER: 30A, 1-POLE, E90 CLASS CC | FFB | FUSE HOLDER: 30A, 1-POLE, E90 CLASS CC | EA | EA |  | TRUE |  | P | B/W | 100
134330 | 21 | 1 | States | Champlin | Hayley Fabian | TRUE | 2026-06-24T00:00:00 | 2026-09-18T00:00:00 | 2026-09-18T00:00:00 | 9 | 0 | 9 | 188.54 | 1696.86 | 55316-3157 | USA | N45 | 1501 | ABB INDUSTRIAL CONNECTIONS AND SOLUTIONS | 27511 | XT1HU3030AYD000XXX | 125AF/30AT, 65kA, Thermal Mag, ReliaGear, Load Lugs - 10 - 2/0 AWG | PUR | 125AF/30AT, 65kA, Thermal Mag, ReliaGear, Load Lugs - 10 - 2/0 AWG | EA | EA |  | TRUE |  | P | B/W | 100
134330 | 20 | 1 | States | Champlin | Hayley Fabian | TRUE | 2026-06-24T00:00:00 | 2026-10-26T00:00:00 | 2026-10-26T00:00:00 | 16 | 0 | 16 | 1148.97 | 18383.52 | 55316-3157 | USA | N45 | 1501 | ABB INDUSTRIAL CONNECTIONS AND SOLUTIONS | 27511 | XT4LU32502FA0HHXXX | 150AT / 250AF, 3P, 480V, 100kAIC, Distribution Feeder Circuit Breaker • 480V, 3Ø, 3P, 100kAIC, 80% Rated • EKIP DIP, LSIG, (G Protection can be disabled) • 3Q+1SY 24VDC AUX Contacts • Padlock Device in Open Position • Amp Trip: 250 (Dialed Down up to 150A) • Amp Frame: 250 • Bolt-on, Molded Case Circuit Breaker (MCCB) • Circuit Breaker Frame: XT4 | PUR | 150AT / 250AF, 3P, 480V, 100kAIC, Distribution Feeder Circuit Breaker • 480V, 3Ø, 3P, 100kAIC, 80% Rated • EKIP DIP, LSIG, (G Protection can be disabled) • 3Q+1SY 24VDC AUX Contacts • Padlock Device in Open Position • Amp Trip: 250 (Dialed Down up to 150A) • Amp Frame: 250 • Bolt-on, Molded Case Circuit Breaker (MCCB) • Circuit Breaker Frame: XT4 | EA | EA |  | TRUE |  | P | B/W | 100
134330 | 19 | 1 | States | Champlin | Hayley Fabian | TRUE | 2026-06-24T00:00:00 | 2026-10-26T00:00:00 | 2026-10-26T00:00:00 | 3 | 0 | 3 | 4184.39 | 12553.17 | 55316-3157 | USA | N45 | 1501 | ABB INDUSTRIAL CONNECTIONS AND SOLUTIONS | 27511 | XT7LU310DQFWEBJXXX | 1000AT / 1000AF, 3P, 480V, 100kAIC, Distribution Feeder Circuit Breaker • 480V, 3Ø, 3P, 100kAIC, 80% Rated • EKIP Touch, LSIG, (G Protection can be disabled) • AUX 4Q 24VDC Contacts • Padlock Device in Open Position • Amp Trip: 1000 • Amp Frame: 1000 • Bolt-on Molded-Case Circuit Breaker (MCCB) • 120VAC Shunt Trip • Circuit Breaker Frame: XT7 | PUR | 1000AT / 1000AF, 3P, 480V, 100kAIC, Distribution Feeder Circuit Breaker • 480V, 3Ø, 3P, 100kAIC, 80% Rated • EKIP Touch, LSIG, (G Protection can be disabled) • AUX 4Q 24VDC Contacts • Padlock Device in Open Position • Amp Trip: 1000 • Amp Frame: 1000 • Bolt-on Molded-Case Circuit Breaker (MCCB) • 120VAC Shunt Trip • Circuit Breaker Frame: XT7 | EA | EA |  | TRUE |  | P | B/W | 100
134330 | 18 | 1 | States | Champlin | Hayley Fabian | TRUE | 2026-06-24T00:00:00 | 2026-10-26T00:00:00 | 2026-10-26T00:00:00 | 3 | 0 | 3 | 1219.48 | 3658.44 | 55316-3157 | USA | N45 | 1501 | ABB INDUSTRIAL CONNECTIONS AND SOLUTIONS | 27511 | XT5HU340AFF80HHXXX | 400AT / 400AF, 3P, 480V, 65kAIC, Distribution Feeder Circuit Breaker • 480V, 3Ø, 3P, 65kAIC, 80% Rated • EKIP DIP, LSI • 3Q+1SY 24VDC AUX Contacts • Padlock Device in Open Position • Amp Trip: 400 • Amp Frame: 400 • Bolt-on, Molded Case Circuit Breaker (MCCB) • Circuit Breaker Frame: XT5 | PUR | 400AT / 400AF, 3P, 480V, 65kAIC, Distribution Feeder Circuit Breaker • 480V, 3Ø, 3P, 65kAIC, 80% Rated • EKIP DIP, LSI • 3Q+1SY 24VDC AUX Contacts • Padlock Device in Open Position • Amp Trip: 400 • Amp Frame: 400 • Bolt-on, Molded Case Circuit Breaker (MCCB) • Circuit Breaker Frame: XT5 | EA | EA |  | TRUE |  | P | B/W | 100
134330 | 17 | 1 | States | Champlin | Hayley Fabian | TRUE | 2026-06-24T00:00:00 | 2026-10-26T00:00:00 | 2026-10-26T00:00:00 | 6 | 0 | 6 | 3050.01 | 18300.06 | 55316-3157 | USA | N45 | 1501 | ABB INDUSTRIAL CONNECTIONS AND SOLUTIONS | 27511 | Z2SCUFJX000B000000KX | 800AT / 800AF Emax Breakers, 3P, 480V, 65kAIC, Manually-Operated Fixed-Mounted (MOFX), 100% Rated ACB • EKIP Touch LSIG Protection • Four (4) 24V AUX Contacts • Digital 24V Bell Alarm • 8mm Padlockable Push-Button Cover • Test Report | PUR | 800AT / 800AF Emax Breakers, 3P, 480V, 65kAIC, Manually-Operated Fixed-Mounted (MOFX), 100% Rated ACB • EKIP Touch LSIG Protection • Four (4) 24V AUX Contacts • Digital 24V Bell Alarm • 8mm Padlockable Push-Button Cover • Test Report | EA | EA |  | TRUE |  | P | B/W | 100
134330 | 16 | 1 | States | Champlin | Hayley Fabian | TRUE | 2026-06-24T00:00:00 | 2026-10-26T00:00:00 | 2026-10-26T00:00:00 | 3 | 0 | 3 | 2846.69 | 8540.07 | 55316-3157 | USA | N45 | 1501 | ABB INDUSTRIAL CONNECTIONS AND SOLUTIONS | 27511 | Z2SCUFJW000B00000CKX | 800AT / 800AF Emax Breakers, 3P, 480V, 65kAIC, Manually-Operated Fixed-Mounted (MOFX), 100% Rated ACB • EKIP Touch LSI Protection • Four (4) 24V AUX Contacts • Digital 24V Bell Alarm • Kirk Key Provisions • 8mm Padlockable Push-Button Cover • Test Report | PUR | 800AT / 800AF Emax Breakers, 3P, 480V, 65kAIC, Manually-Operated Fixed-Mounted (MOFX), 100% Rated ACB • EKIP Touch LSI Protection • Four (4) 24V AUX Contacts • Digital 24V Bell Alarm • Kirk Key Provisions • 8mm Padlockable Push-Button Cover • Test Report | EA | EA |  | TRUE |  | P | B/W | 100
134330 | 15 | 1 | States | Champlin | Hayley Fabian | TRUE | 2026-06-24T00:00:00 | 2026-10-26T00:00:00 | 2026-10-26T00:00:00 | 3 | 0 | 3 | 2438.1 | 7314.3 | 55316-3157 | USA | N45 | 1501 | ABB INDUSTRIAL CONNECTIONS AND SOLUTIONS | 27511 | XT7LU380CFFW0BJGXX | 800AT / 800AF, 3P, 480V, 100kAIC, Distribution Feeder Circuit Breaker • 480V, 3Ø, 3P, 100kAIC, 80% Rated • EKIP DIP, LSI • AUX 4Q 24VDC Contacts • Padlock Device in Open Position • Amp Trip: 800 • Amp Frame: 800 • Bolt-on Molded-Case Circuit Breaker (MCCB) • Kirk Key Provisions • Circuit Breaker Frame: XT7 | PUR | 800AT / 800AF, 3P, 480V, 100kAIC, Distribution Feeder Circuit Breaker • 480V, 3Ø, 3P, 100kAIC, 80% Rated • EKIP DIP, LSI • AUX 4Q 24VDC Contacts • Padlock Device in Open Position • Amp Trip: 800 • Amp Frame: 800 • Bolt-on Molded-Case Circuit Breaker (MCCB) • Kirk Key Provisions • Circuit Breaker Frame: XT7 | EA | EA |  | TRUE |  | P | B/W | 100
134330 | 14 | 1 | States | Champlin | Hayley Fabian | TRUE | 2026-06-24T00:00:00 | 2026-10-26T00:00:00 | 2026-10-26T00:00:00 | 6 | 0 | 6 | 11246.83 | 67480.98 | 55316-3157 | USA | N45 | 1501 | ABB INDUSTRIAL CONNECTIONS AND SOLUTIONS | 27511 | Z6HJURJX30LB0AA025KX | 4000AT / 4000AF, 4P, 480V, 100kAIC, Electrically-Operated Draw-Out (MODO), 100% Rated ACB • EKIP Touch LSIG Protection • RELT Switch (Arc Flash Reduction) • 24V AUX Contacts • Digital 24V Bell Alarm • 24V Closing Coil, Shunt Trip, Spring Charging Motor • 24VDC EKIP Supply (Relt Switch) • 8mm Padlockable Push-Button Cover • Test Report | PUR | 4000AT / 4000AF, 4P, 480V, 100kAIC, Electrically-Operated Draw-Out (MODO), 100% Rated ACB • EKIP Touch LSIG Protection • RELT Switch (Arc Flash Reduction) • 24V AUX Contacts • Digital 24V Bell Alarm • 24V Closing Coil, Shunt Trip, Spring Charging Motor • 24VDC EKIP Supply (Relt Switch) • 8mm Padlockable Push-Button Cover • Test Report | EA | EA |  | TRUE |  | P | B/W | 100
134330 | 13 | 1 | States | Champlin | Hayley Fabian | TRUE | 2026-06-24T00:00:00 | 2026-10-26T00:00:00 | 2026-10-26T00:00:00 | 7 | 0 | 7 | 890.95 | 6236.65 | 55316-3157 | USA | N45 | 1501 | ABB INDUSTRIAL CONNECTIONS AND SOLUTIONS | 27511 | XT2LU31002FD0HHXXX | 100AT / 125AF, 3P, 480V, 100kAIC, Distribution Feeder Circuit Breaker • 480V, 3Ø, 3P, 100kAIC, 80% Rated • EKIP DIP, LSIG, (G Protection can be disabled) • 3Q+1SY 24VDC AUX Contacts • Padlock Device in Open Position • Amp Trip: 100 • Amp Frame: 125 • Bolt-on, Molded Case Circuit Breaker (MCCB) • Circuit Breaker Frame: XT2 | PUR | 100AT / 125AF, 3P, 480V, 100kAIC, Distribution Feeder Circuit Breaker • 480V, 3Ø, 3P, 100kAIC, 80% Rated • EKIP DIP, LSIG, (G Protection can be disabled) • 3Q+1SY 24VDC AUX Contacts • Padlock Device in Open Position • Amp Trip: 100 • Amp Frame: 125 • Bolt-on, Molded Case Circuit Breaker (MCCB) • Circuit Breaker Frame: XT2 | EA | EA |  | TRUE |  | P | B/W | 100
134330 | 12 | 1 | States | Champlin | Hayley Fabian | TRUE | 2026-06-24T00:00:00 | 2026-10-26T00:00:00 | 2026-10-26T00:00:00 | 6 | 0 | 6 | 6998.72 | 41992.32 | 55316-3157 | USA | N45 | 1501 | ABB INDUSTRIAL CONNECTIONS AND SOLUTIONS | 27511 | ZEA50A0XX | 6.2 Emax Draw-out Breaker Craddle | PUR | 6.2 Emax Draw-out Breaker Craddle | EA | EA |  | TRUE |  | P | B/W | 100
134330 | 11 | 1 | States | Champlin | Hayley Fabian | TRUE | 2026-06-24T00:00:00 | 2026-10-19T00:00:00 | 2026-10-19T00:00:00 | 1 | 0 | 1 | 3739.35 | 3739.35 | 55316-3157 | USA | N45 | 1501 | ABB INDUSTRIAL CONNECTIONS AND SOLUTIONS | 27511 | Z2SDUHJX30LB000008KX | 1200AT / 1200AF, 3P, 480V, 65kAIC, Manually-Operated Fixed-Mounted (MOFX), 100% Rated ACB • EKIP Touch LSIG Protection • RELT Switch (Arc Flash Reduction) • 24V AUX Contacts • Digital 24V Bell Alarm • 24VDC EKIP Supply (Relt Switch) • 8mm Padlockable Push-Button Cover • Test Report | PUR | 1200AT / 1200AF, 3P, 480V, 65kAIC, Manually-Operated Fixed-Mounted (MOFX), 100% Rated ACB • EKIP Touch LSIG Protection • RELT Switch (Arc Flash Reduction) • 24V AUX Contacts • Digital 24V Bell Alarm • 24VDC EKIP Supply (Relt Switch) • 8mm Padlockable Push-Button Cover • Test Report | EA | EA |  | TRUE |  | P | B/W | 100
134330 | 10 | 1 | States | Champlin | Hayley Fabian | TRUE | 2026-06-24T00:00:00 | 2026-10-19T00:00:00 | 2026-10-19T00:00:00 | 3 | 0 | 3 | 1177.68 | 3533.04 | 55316-3157 | USA | N45 | 1501 | ABB INDUSTRIAL CONNECTIONS AND SOLUTIONS | 27511 | XT5HU325AFFN0HHXXX | 250AT / 400AF, 3P, 480V, 65kAIC, Distribution Feeder Circuit Breaker • 480V, 3Ø, 3P, 80% Rated • EKIP DIP, LSI • 3Q+1SY 24VDC AUX Contacts • Padlock Device in Open Position • Amp Trip: 250 • Amp Frame: 400 • Bolt-on, Molded Case Circuit Breaker (MCCB) • Circuit Breaker Frame: XT5 | PUR | 250AT / 400AF, 3P, 480V, 65kAIC, Distribution Feeder Circuit Breaker • 480V, 3Ø, 3P, 80% Rated • EKIP DIP, LSI • 3Q+1SY 24VDC AUX Contacts • Padlock Device in Open Position • Amp Trip: 250 • Amp Frame: 400 • Bolt-on, Molded Case Circuit Breaker (MCCB) • Circuit Breaker Frame: XT5 | EA | EA |  | TRUE |  | P | B/W | 100
134330 | 9 | 1 | States | Champlin | Hayley Fabian | TRUE | 2026-06-24T00:00:00 | 2026-10-26T00:00:00 | 2026-10-26T00:00:00 | 1 | 0 | 1 | 3814.33 | 3814.33 | 55316-3157 | USA | N45 | 1501 | ABB INDUSTRIAL CONNECTIONS AND SOLUTIONS | 27511 | XT7HQ310DQFW0BJXXX | 1000AT / 1000AF, 3P, 480V, 65kAIC, Distribution Feeder Circuit Breaker • 480V, 3Ø, 3P, 65kAIC, 100% Rated • EKIP Touch, LSIG, (G Protection can be disabled) • AUX 4Q 24VDC Contacts • Padlock Device in Open Position • Amp Trip: 1000 • Amp Frame: 1000 • Bolt-on Molded-Case Circuit Breaker (MCCB) • Circuit Breaker Frame: XT7 | PUR | 1000AT / 1000AF, 3P, 480V, 65kAIC, Distribution Feeder Circuit Breaker • 480V, 3Ø, 3P, 65kAIC, 100% Rated • EKIP Touch, LSIG, (G Protection can be disabled) • AUX 4Q 24VDC Contacts • Padlock Device in Open Position • Amp Trip: 1000 • Amp Frame: 1000 • Bolt-on Molded-Case Circuit Breaker (MCCB) • Circuit Breaker Frame: XT7 | EA | EA |  | TRUE |  | P | B/W | 100
134330 | 8 | 1 | States | Champlin | Hayley Fabian | TRUE | 2026-06-24T00:00:00 | 2026-10-19T00:00:00 |  | 1 | 0 | 1 | 2101.8 | 2101.8 | 55316-3157 | USA | N45 | 1501 | ABB INDUSTRIAL CONNECTIONS AND SOLUTIONS | 27511 | XT6HU3800FFU0HHXXX | 800AT / 800AF, 3P, 480V, 65kAIC, Distribution Feeder Circuit Breaker • 480V, 3Ø, 3P, 65kAIC, 80% Rated • EKIP DIP, LSI • AUX 4Q 24VDC Contacts • Padlock Device in Open Position • Amp Trip: 800 • Amp Frame: 800 • Bolt-on Molded-Case Circuit Breaker (MCCB) • Circuit Breaker Frame: XT6 | PUR | 800AT / 800AF, 3P, 480V, 65kAIC, Distribution Feeder Circuit Breaker • 480V, 3Ø, 3P, 65kAIC, 80% Rated • EKIP DIP, LSI • AUX 4Q 24VDC Contacts • Padlock Device in Open Position • Amp Trip: 800 • Amp Frame: 800 • Bolt-on Molded-Case Circuit Breaker (MCCB) • Circuit Breaker Frame: XT6 | EA | EA |  | TRUE |  | P | B/W | 100
134330 | 7 | 1 | States | Champlin | Hayley Fabian | TRUE | 2026-06-24T00:00:00 | 2026-10-19T00:00:00 | 2026-10-19T00:00:00 | 1 | 0 | 1 | 1784.41 | 1784.41 | 55316-3157 | USA | N45 | 1501 | ABB INDUSTRIAL CONNECTIONS AND SOLUTIONS | 27511 | XT5HU360BFFN0HHXXX | 600AT / 600AF, 3P, 480V, 65kAIC, Distribution Feeder Circuit Breaker • 480V, 3Ø, 3P, 65kAIC, 80% Rated • EKIP DIP, LSI • 3Q+1SY 24VDC AUX Contacts • Padlock Device in Open Position • Amp Trip: 600 • Amp Frame: 600 • Bolt-on, Molded Case Circuit Breaker (MCCB) • Circuit Breaker Frame: XT5 | PUR | 600AT / 600AF, 3P, 480V, 65kAIC, Distribution Feeder Circuit Breaker • 480V, 3Ø, 3P, 65kAIC, 80% Rated • EKIP DIP, LSI • 3Q+1SY 24VDC AUX Contacts • Padlock Device in Open Position • Amp Trip: 600 • Amp Frame: 600 • Bolt-on, Molded Case Circuit Breaker (MCCB) • Circuit Breaker Frame: XT5 | EA | EA |  | TRUE |  | P | B/W | 100
134330 | 6 | 1 | States | Champlin | Hayley Fabian | TRUE | 2026-06-24T00:00:00 | 2026-10-19T00:00:00 | 2026-10-19T00:00:00 | 2 | 0 | 2 | 1263.52 | 2527.04 | 55316-3157 | USA | N45 | 1501 | ABB INDUSTRIAL CONNECTIONS AND SOLUTIONS | 27511 | XT5HU340AFFN0HHXXX | 400AT / 400AF, 3P, 480V, 65kAIC, Distribution Feeder Circuit Breaker • 480V, 3Ø, 3P, 80% Rated • EKIP DIP, LSI • 3Q+1SY 24VDC AUX Contacts • Padlock Device in Open Position • Amp Trip: 400 • Amp Frame: 400 • Bolt-on, Molded Case Circuit Breaker (MCCB) • Circuit Breaker Frame: XT5 | PUR | 400AT / 400AF, 3P, 480V, 65kAIC, Distribution Feeder Circuit Breaker • 480V, 3Ø, 3P, 80% Rated • EKIP DIP, LSI • 3Q+1SY 24VDC AUX Contacts • Padlock Device in Open Position • Amp Trip: 400 • Amp Frame: 400 • Bolt-on, Molded Case Circuit Breaker (MCCB) • Circuit Breaker Frame: XT5 | EA | EA |  | TRUE |  | P | B/W | 100
134330 | 5 | 3 | States | Champlin | Hayley Fabian | TRUE | 2026-06-24T00:00:00 | 2026-11-16T00:00:00 | 2026-11-16T00:00:00 | 3 | 0 | 3 | 806.85 | 10489.05 | 55316-3157 | USA | N45 | 1501 | ABB INDUSTRIAL CONNECTIONS AND SOLUTIONS | 27511 | XT4HU32501FJ0HHXXX | 250AT / 250AF, 3P, 480V, 65kAIC, Distribution Feeder Circuit Breaker • 480V, 3Ø, 3P, 80% Rated • EKIP DIP, LSI • 3Q+1SY 24VDC AUX Contacts • Padlock Device in Open Position • Amp Trip: 250 • Amp Frame: 250 • Bolt-on, Molded Case Circuit Breaker (MCCB) • Circuit Breaker Frame: XT4 | PUR | 250AT / 250AF, 3P, 480V, 65kAIC, Distribution Feeder Circuit Breaker • 480V, 3Ø, 3P, 80% Rated • EKIP DIP, LSI • 3Q+1SY 24VDC AUX Contacts • Padlock Device in Open Position • Amp Trip: 250 • Amp Frame: 250 • Bolt-on, Molded Case Circuit Breaker (MCCB) • Circuit Breaker Frame: XT4 | EA | EA |  | TRUE |  | P | B/W | 100
134330 | 5 | 2 | States | Champlin | Hayley Fabian | TRUE | 2026-06-24T00:00:00 | 2026-11-02T00:00:00 | 2026-10-29T00:00:00 | 3 | 0 | 3 | 806.85 | 10489.05 | 55316-3157 | USA | N45 | 1501 | ABB INDUSTRIAL CONNECTIONS AND SOLUTIONS | 27511 | XT4HU32501FJ0HHXXX | 250AT / 250AF, 3P, 480V, 65kAIC, Distribution Feeder Circuit Breaker • 480V, 3Ø, 3P, 80% Rated • EKIP DIP, LSI • 3Q+1SY 24VDC AUX Contacts • Padlock Device in Open Position • Amp Trip: 250 • Amp Frame: 250 • Bolt-on, Molded Case Circuit Breaker (MCCB) • Circuit Breaker Frame: XT4 | PUR | 250AT / 250AF, 3P, 480V, 65kAIC, Distribution Feeder Circuit Breaker • 480V, 3Ø, 3P, 80% Rated • EKIP DIP, LSI • 3Q+1SY 24VDC AUX Contacts • Padlock Device in Open Position • Amp Trip: 250 • Amp Frame: 250 • Bolt-on, Molded Case Circuit Breaker (MCCB) • Circuit Breaker Frame: XT4 | EA | EA |  | TRUE |  | P | B/W | 100
134330 | 5 | 1 | States | Champlin | Hayley Fabian | TRUE | 2026-06-24T00:00:00 | 2026-10-19T00:00:00 | 2026-10-19T00:00:00 | 7 | 0 | 7 | 806.85 | 10489.05 | 55316-3157 | USA | N45 | 1501 | ABB INDUSTRIAL CONNECTIONS AND SOLUTIONS | 27511 | XT4HU32501FJ0HHXXX | 250AT / 250AF, 3P, 480V, 65kAIC, Distribution Feeder Circuit Breaker • 480V, 3Ø, 3P, 80% Rated • EKIP DIP, LSI • 3Q+1SY 24VDC AUX Contacts • Padlock Device in Open Position • Amp Trip: 250 • Amp Frame: 250 • Bolt-on, Molded Case Circuit Breaker (MCCB) • Circuit Breaker Frame: XT4 | PUR | 250AT / 250AF, 3P, 480V, 65kAIC, Distribution Feeder Circuit Breaker • 480V, 3Ø, 3P, 80% Rated • EKIP DIP, LSI • 3Q+1SY 24VDC AUX Contacts • Padlock Device in Open Position • Amp Trip: 250 • Amp Frame: 250 • Bolt-on, Molded Case Circuit Breaker (MCCB) • Circuit Breaker Frame: XT4 | EA | EA |  | TRUE |  | P | B/W | 100
134330 | 4 | 1 | States | Champlin | Hayley Fabian | TRUE | 2026-06-24T00:00:00 | 2026-10-19T00:00:00 | 2026-10-19T00:00:00 | 1 | 0 | 1 | 806.94 | 806.94 | 55316-3157 | USA | N45 | 1501 | ABB INDUSTRIAL CONNECTIONS AND SOLUTIONS | 27511 | XT4HU32501F80HHXXX | 250AT / 250AF, 3P, 480V, 65kAIC, Distribution Feeder Circuit Breaker • 480V, 3Ø, 3P, 80% Rated • EKIP DIP, LSI • 3Q+1SY 24VDC AUX Contacts • Padlock Device in Open Position • Amp Trip: 250 • Amp Frame: 250 • Bolt-on, Molded Case Circuit Breaker (MCCB) • Circuit Breaker Frame: XT4 | PUR | 250AT / 250AF, 3P, 480V, 65kAIC, Distribution Feeder Circuit Breaker • 480V, 3Ø, 3P, 80% Rated • EKIP DIP, LSI • 3Q+1SY 24VDC AUX Contacts • Padlock Device in Open Position • Amp Trip: 250 • Amp Frame: 250 • Bolt-on, Molded Case Circuit Breaker (MCCB) • Circuit Breaker Frame: XT4 | EA | EA |  | TRUE |  | P | B/W | 100
134330 | 3 | 1 | States | Champlin | Hayley Fabian | TRUE | 2026-06-24T00:00:00 | 2026-10-19T00:00:00 | 2026-10-19T00:00:00 | 7 | 0 | 7 | 747 | 5229 | 55316-3157 | USA | N45 | 1501 | ABB INDUSTRIAL CONNECTIONS AND SOLUTIONS | 27511 | XT4HU31501FA0HHXXX | 150AT / 250AF, 3P, 480V, 65kAIC, Distribution Feeder Circuit Breaker • 480V, 3Ø, 3P, 80% Rated • EKIP DIP, LSI • 3Q+1SY 24VDC AUX Contacts • Padlock Device in Open Position • Amp Trip: 150 • Amp Frame: 250 • Bolt-on, Molded Case Circuit Breaker (MCCB) • Circuit Breaker Frame: XT4 | PUR | 150AT / 250AF, 3P, 480V, 65kAIC, Distribution Feeder Circuit Breaker • 480V, 3Ø, 3P, 80% Rated • EKIP DIP, LSI • 3Q+1SY 24VDC AUX Contacts • Padlock Device in Open Position • Amp Trip: 150 • Amp Frame: 250 • Bolt-on, Molded Case Circuit Breaker (MCCB) • Circuit Breaker Frame: XT4 | EA | EA |  | TRUE |  | P | B/W | 100
134330 | 2 | 1 | States | Champlin | Hayley Fabian | TRUE | 2026-06-24T00:00:00 | 2026-10-19T00:00:00 | 2026-10-19T00:00:00 | 1 | 0 | 1 | 740.01 | 740.01 | 55316-3157 | USA | N45 | 1501 | ABB INDUSTRIAL CONNECTIONS AND SOLUTIONS | 27511 | XT4HU31501F80HHXXX | 150AT / 250AF, 3P, 480V, 65kAIC, Distribution Feeder Circuit Breaker • 480V, 3Ø, 3P, 65kAIC, 80% Rated • EKIP DIP, LSI • 3Q+1SY 24VDC AUX Contacts • Padlock Device in Open Position • Amp Trip: 150 • Amp Frame: 250 • Bolt-on, Molded Case Circuit Breaker (MCCB) • Circuit Breaker Frame: XT4 | PUR | 150AT / 250AF, 3P, 480V, 65kAIC, Distribution Feeder Circuit Breaker • 480V, 3Ø, 3P, 65kAIC, 80% Rated • EKIP DIP, LSI • 3Q+1SY 24VDC AUX Contacts • Padlock Device in Open Position • Amp Trip: 150 • Amp Frame: 250 • Bolt-on, Molded Case Circuit Breaker (MCCB) • Circuit Breaker Frame: XT4 | EA | EA |  | TRUE |  | P | B/W | 100
134330 | 1 | 1 | States | Champlin | Hayley Fabian | TRUE | 2026-06-24T00:00:00 | 2026-10-19T00:00:00 | 2026-10-19T00:00:00 | 9 | 0 | 9 | 639.72 | 5757.48 | 55316-3157 | USA | N45 | 1501 | ABB INDUSTRIAL CONNECTIONS AND SOLUTIONS | 27511 | XT2HU31001FD0HHXXX | 80AT / 125AF, 3P, 480V, 65kAIC, Distribution Feeder Circuit Breaker • 480V, 3Ø, 3P, 80% Rated • EKIP DIP, LSI • 3Q+1SY 24VDC AUX Contacts • Padlock Device in Open Position • Amp Trip: 100 (Dialed Down up to 80A) • Amp Frame: 125 • Bolt-on, Molded Case Circuit Breaker (MCCB) • Circuit Breaker Frame: XT2 | PUR | 80AT / 125AF, 3P, 480V, 65kAIC, Distribution Feeder Circuit Breaker • 480V, 3Ø, 3P, 80% Rated • EKIP DIP, LSI • 3Q+1SY 24VDC AUX Contacts • Padlock Device in Open Position • Amp Trip: 100 (Dialed Down up to 80A) • Amp Frame: 125 • Bolt-on, Molded Case Circuit Breaker (MCCB) • Circuit Breaker Frame: XT2 | EA | EA |  | TRUE |  | P | B/W | 100
134508 | 1 | 1 | States | Champlin | Hayley Fabian | TRUE | 2026-07-02T00:00:00 | 2026-10-08T00:00:00 | 2026-10-08T00:00:00 | 3 | 0 | 3 | 11591.87 | 34775.61 | 55316-3157 | USA | N45 | 1501 | ABB INDUSTRIAL CONNECTIONS AND SOLUTIONS | 27511 | Z4HHUMAK83LE0FF045XA | 3200 A, 85kA, 3-Pole, Draw Out, Ekip Hi-Touch LSIG, RELT,110-240V Power Supply, ModBus E4.2H-A 3200 EKIP HI-TOUCH LSIG 3P WMP (1SDA078386R1) Z4HHUNAK200A000000XX - RATING PLUG 3000 E4.2 INST (1SDA120956R1) 1SDA120956R1 - YO E1.2..E6.2 120-127 V AC/DC (1SDA073673R1) ZEASF - YC E1.2..E6.2 120-127 V AC/DC (1SDA073686R1) ZEACF - M E2.2...E6.2 100-130 V AC/DC (1SDA073724R1) ZEBM4 - AUX 6Q 400 V E2.2…E6.2 (1SDA073756R1) ZEBAUX6 - S51 250V E2.2...E6.2 (1SDA073778R1) ZEBBA - MOC E2.2..E6.2 (1SDA073781R1) ZEBMOC - PBC D=8mm E2.2...E6.2 (1SDA073861R1) ZEBPBC8 - Up. Int. outlets INST E1.2..E6.2-XT7/Mex (1SDA074216R1) 1SDA074216R1 - Ekip Supply 110-240VAC/DC (1SDA074172R1) ZEAPWRS - Ekip Com Modbus TCP E1.2..E6.2 (1SDA074151R1) ZEAMODTCP - Ekip 2K-3 E1.2...E6.2 (1SDA074169R1) ZEB2K3 | PUR | 3200 A, 85kA, 3-Pole, Draw Out, Ekip Hi-Touch LSIG, RELT,110-240V Power Supply, ModBus E4.2H-A 3200 EKIP HI-TOUCH LSIG 3P WMP (1SDA078386R1) Z4HHUNAK200A000000XX - RATING PLUG 3000 E4.2 INST (1SDA120956R1) 1SDA120956R1 - YO E1.2..E6.2 120-127 V AC/DC (1SDA073673R1) ZEASF - YC E1.2..E6.2 120-127 V AC/DC (1SDA073686R1) ZEACF - M E2.2...E6.2 100-130 V AC/DC (1SDA073724R1) ZEBM4 - AUX 6Q 400 V E2.2…E6.2 (1SDA073756R1) ZEBAUX6 - S51 250V E2.2...E6.2 (1SDA073778R1) ZEBBA - MOC E2.2..E6.2 (1SDA073781R1) ZEBMOC - PBC D=8mm E2.2...E6.2 (1SDA073861R1) ZEBPBC8 - Up. Int. outlets INST E1.2..E6.2-XT7/Mex (1SDA074216R1) 1SDA074216R1 - Ekip Supply 110-240VAC/DC (1SDA074172R1) ZEAPWRS - Ekip Com Modbus TCP E1.2..E6.2 (1SDA074151R1) ZEAMODTCP - Ekip 2K-3 E1.2...E6.2 (1SDA074169R1) ZEB2K3 | EA | EA |  | TRUE |  | P | B/W | 100
133121 | 1 | 1 | States | Champlin | Hayley Fabian | TRUE | 2026-05-11T00:00:00 | 2026-07-16T00:00:00 | 2026-07-16T00:00:00 | 4 | 0 | 4 | 188.54 | 754.16 | 55316-3157 | USA | N45 | 1501 | ABB INDUSTRIAL CONNECTIONS AND SOLUTIONS | 27511 | XT1HU3030AYD000XXX | 125AF/30AT, 65kA, Thermal Mag, ReliaGear, Load Lugs - 10 - 2/0 AWG | PUR | RGXT1H 125 TME 30-500 3P UL/CSA (00-UPS-A-DIST & 01-UPS-A-DIST) | EA | EA |  | TRUE |  | P | B/W | Dayton
131137 | 12 | 5 | States | Champlin | Hayley Fabian | TRUE | 2026-02-05T00:00:00 | 2026-07-22T00:00:00 | 2026-07-22T00:00:00 | 4 | 3 | 1 | 10570.07 | 422802.8 | 55316 | USA | N45 | 1501 | ABB INDUSTRIAL CONNECTIONS AND SOLUTIONS | 27511 | Z6HJURAF63LA00000WXX | 4000AF/4000AT, 85kA, 3-Pole, Draw-Out, Ekip Touch LSIG, RELT, ModBus TCP, 120V Ekip Supply, Manually Operated, Kirk Key in Open Position, 4 Aux Contacts, PushButton Cover | PUR | 4000AF/4000AT, 85kA, 3-Pole, Draw-Out, Ekip Touch LSIG, RELT, ModBus TCP, 120V Ekip Supply, Manually Operated, Kirk Key in Open Position, 4 Aux Contacts, PushButton Cover | EA | EA |  | TRUE |  | P | B/W | 100
131137 | 14 | 3 | States | Champlin | Hayley Fabian | TRUE | 2026-02-05T00:00:00 | 2026-08-05T00:00:00 | 2026-06-01T00:00:00 | 10 | 1 | 9 | 8739.15 | 524349 | 55316 | USA | N45 | 1501 | ABB INDUSTRIAL CONNECTIONS AND SOLUTIONS | 27511 | Z6HJURJE60LA00000WXX | 4000AF/4000AT, 85kA, 3-Pole, Fixed, Ekip Touch LSI, RELT, 120V Ekip Supply, Kirk Key in Open Position, Manually Operated, 4 Aux Contacts, PushButton Cover, Vertical Terminals | PUR | 4000AF/4000AT, 85kA, 3-Pole, Fixed, Ekip Touch LSI, RELT, 120V Ekip Supply, Kirk Key in Open Position, Manually Operated, 4 Aux Contacts, PushButton Cover, Vertical Terminals | EA | EA |  | TRUE |  | P | B/W | 100
131137 | 14 | 4 | States | Champlin | Hayley Fabian | TRUE | 2026-02-05T00:00:00 | 2026-08-13T00:00:00 | 2026-06-01T00:00:00 | 10 | 0 | 10 | 8739.15 | 524349 | 55316 | USA | N45 | 1501 | ABB INDUSTRIAL CONNECTIONS AND SOLUTIONS | 27511 | Z6HJURJE60LA00000WXX | 4000AF/4000AT, 85kA, 3-Pole, Fixed, Ekip Touch LSI, RELT, 120V Ekip Supply, Kirk Key in Open Position, Manually Operated, 4 Aux Contacts, PushButton Cover, Vertical Terminals | PUR | 4000AF/4000AT, 85kA, 3-Pole, Fixed, Ekip Touch LSI, RELT, 120V Ekip Supply, Kirk Key in Open Position, Manually Operated, 4 Aux Contacts, PushButton Cover, Vertical Terminals | EA | EA |  | TRUE |  | P | B/W | 100
131137 | 14 | 5 | States | Champlin | Hayley Fabian | TRUE | 2026-02-05T00:00:00 | 2026-09-22T00:00:00 | 2026-06-01T00:00:00 | 10 | 0 | 10 | 8739.15 | 524349 | 55316 | USA | N45 | 1501 | ABB INDUSTRIAL CONNECTIONS AND SOLUTIONS | 27511 | Z6HJURJE60LA00000WXX | 4000AF/4000AT, 85kA, 3-Pole, Fixed, Ekip Touch LSI, RELT, 120V Ekip Supply, Kirk Key in Open Position, Manually Operated, 4 Aux Contacts, PushButton Cover, Vertical Terminals | PUR | 4000AF/4000AT, 85kA, 3-Pole, Fixed, Ekip Touch LSI, RELT, 120V Ekip Supply, Kirk Key in Open Position, Manually Operated, 4 Aux Contacts, PushButton Cover, Vertical Terminals | EA | EA |  | TRUE |  | P | B/W | 100
133403 | 10 | 1 | States | Champlin | Hayley Fabian | TRUE | 2026-05-19T00:00:00 | 2026-09-01T00:00:00 | 2026-09-01T00:00:00 | 4 | 0 | 4 | 1141.89 | 4567.56 | 55316-3157 | USA | N45 | 1501 | ABB INDUSTRIAL CONNECTIONS AND SOLUTIONS | 27511 | XT4LU32502FJ0HHXXX | 225AT / 250AF, 3P, 480V, 100kAIC, Distribution Feeder Circuit Breaker 80% Rated MCCB• 480V, 3Ø, 3P, 100kAIC, 80% Rated• EKIP DIP, LSIG, (G Protection can be disabled)• 3Q+1SY 24VDC AUX Contacts• Padlock Device in Open Position• Amp Trip: 250 (Dialed Down up to 225A)• Amp Frame: 250• Bolt-on, Molded Case Circuit Breaker (MCCB)• Circuit Breaker Frame: XT4 | PUR | 225AT / 250AF, 3P, 480V, 100kAIC, Distribution Feeder Circuit Breaker 80% Rated MCCB• 480V, 3Ø, 3P, 100kAIC, 80% Rated• EKIP DIP, LSIG, (G Protection can be disabled)• 3Q+1SY 24VDC AUX Contacts• Padlock Device in Open Position• Amp Trip: 250 (Dialed Down up to 225A)• Amp Frame: 250• Bolt-on, Molded Case Circuit Breaker (MCCB)• Circuit Breaker Frame: XT4 | EA | EA |  | TRUE |  | P | B/W | 100
133403 | 9 | 2 | States | Champlin | Hayley Fabian | TRUE | 2026-05-19T00:00:00 | 2027-03-31T00:00:00 | 2027-03-31T00:00:00 | 34 | 0 | 34 | 720.37 | 45383.31 | 55316-3157 | USA | N45 | 1501 | ABB INDUSTRIAL CONNECTIONS AND SOLUTIONS | 27511 | ZE6NCTF | CS N E6.2 100% UL | PUR | CS N E6.2 100% UL | EA | EA |  | TRUE |  | P | B/W | 100
133403 | 9 | 1 | States | Champlin | Hayley Fabian | TRUE | 2026-05-19T00:00:00 | 2027-04-26T00:00:00 | 2027-04-26T00:00:00 | 29 | 0 | 29 | 720.37 | 45383.31 | 55316-3157 | USA | N45 | 1501 | ABB INDUSTRIAL CONNECTIONS AND SOLUTIONS | 27511 | ZE6NCTF | CS N E6.2 100% UL | PUR | CS N E6.2 100% UL | EA | EA |  | TRUE |  | P | B/W | 100
133403 | 8 | 2 | States | Champlin | Hayley Fabian | TRUE | 2026-05-19T00:00:00 | 2026-09-17T00:00:00 | 2026-09-17T00:00:00 | 53 | 0 | 53 | 495.29 | 62406.54 | 55316-3157 | USA | N45 | 1501 | ABB INDUSTRIAL CONNECTIONS AND SOLUTIONS | 27511 | ZE6NCT | EXT CS N ALL E4.2 E6.2 50%UL ONLY | PUR | EXT CS N ALL E4.2 E6.2 50%UL ONLY | EA | EA |  | TRUE |  | P | B/W | 100
133403 | 8 | 1 | States | Champlin | Hayley Fabian | TRUE | 2026-05-19T00:00:00 | 2026-08-18T00:00:00 | 2026-08-18T00:00:00 | 73 | 0 | 73 | 495.29 | 62406.54 | 55316-3157 | USA | N45 | 1501 | ABB INDUSTRIAL CONNECTIONS AND SOLUTIONS | 27511 | ZE6NCT | EXT CS N ALL E4.2 E6.2 50%UL ONLY | PUR | EXT CS N ALL E4.2 E6.2 50%UL ONLY | EA | EA |  | TRUE |  | P | B/W | 100
133403 | 7 | 1 | States | Champlin | Hayley Fabian | TRUE | 2026-05-19T00:00:00 | 2026-09-01T00:00:00 | 2026-09-01T00:00:00 | 16 | 0 | 16 | 5315.31 | 85044.96 | 55316-3157 | USA | N45 | 1501 | ABB INDUSTRIAL CONNECTIONS AND SOLUTIONS | 27511 | XT7LQ312EQFWYSJXXX | 1200AT/1200AF, 100kAIC, 480V, LSIG, 100% Rated• 480V, 3Ø, 3P, 100kAIC, 100% Rated• EKIP Touch, LSIG, (G Protection can be disabled)• EKIP RELT 2K-3 with EKIP Supply 24-48VDC (E1.2)• AUX 4Q 24VDC Contacts• Padlock Device in Open Position• Amp Trip: 1200• Amp Frame: 1200• Bolt-on Molded-Case Circuit Breaker (MCCB)• Circuit Breaker Frame: XT7 | PUR | 1200AT/1200AF, 100kAIC, 480V, LSIG, 100% Rated• 480V, 3Ø, 3P, 100kAIC, 100% Rated• EKIP Touch, LSIG, (G Protection can be disabled)• EKIP RELT 2K-3 with EKIP Supply 24-48VDC (E1.2)• AUX 4Q 24VDC Contacts• Padlock Device in Open Position• Amp Trip: 1200• Amp Frame: 1200• Bolt-on Molded-Case Circuit Breaker (MCCB)• Circuit Breaker Frame: XT7 | EA | EA |  | TRUE |  | P | B/W | 100
133403 | 6 | 2 | States | Champlin | Hayley Fabian | TRUE | 2026-05-19T00:00:00 | 2026-09-17T00:00:00 | 2026-09-17T00:00:00 | 30 | 0 | 30 | 180.22 | 15859.36 | 55316-3157 | USA | N45 | 1501 | ABB INDUSTRIAL CONNECTIONS AND SOLUTIONS | 27511 | ZE1NCT | ABB Neutral CT For Ground Fault Sensing | SRPP | ABB Neutral CT For Ground Fault Sensing | EA | EA |  | TRUE |  | P | B/W | 100
133403 | 6 | 1 | States | Champlin | Hayley Fabian | TRUE | 2026-05-19T00:00:00 | 2026-08-18T00:00:00 | 2026-08-18T00:00:00 | 58 | 0 | 58 | 180.22 | 15859.36 | 55316-3157 | USA | N45 | 1501 | ABB INDUSTRIAL CONNECTIONS AND SOLUTIONS | 27511 | ZE1NCT | ABB Neutral CT For Ground Fault Sensing | SRPP | ABB Neutral CT For Ground Fault Sensing | EA | EA |  | TRUE |  | P | B/W | 100
133403 | 5 | 2 | States | Champlin | Hayley Fabian | TRUE | 2026-05-19T00:00:00 | 2026-09-17T00:00:00 | 2026-09-17T00:00:00 | 50 | 0 | 50 | 740.21 | 86604.57 | 55316-3157 | USA | N45 | 1501 | ABB INDUSTRIAL CONNECTIONS AND SOLUTIONS | 27511 | XT2HU31252FD0HHXXX | 50AT / 125AF, 3P, 480V, 65kAIC, Distribution Feeder Circuit Breaker, 80% Rated MCCB• 480V, 3Ø, 3P, 65kAIC, 80% Rated• EKIP DIP, LSIG, (G Protection can be disabled)• 3Q+1SY 24VDC AUX Contacts• Padlock Device in Open Position• Amp Trip: 125 (Dialed Down up to 50A)• Amp Frame: 125• Bolt-on, Molded Case Circuit Breaker (MCCB)• Circuit Breaker Frame: XT2 | PUR | 50AT / 125AF, 3P, 480V, 65kAIC, Distribution Feeder Circuit Breaker, 80% Rated MCCB• 480V, 3Ø, 3P, 65kAIC, 80% Rated• EKIP DIP, LSIG, (G Protection can be disabled)• 3Q+1SY 24VDC AUX Contacts• Padlock Device in Open Position• Amp Trip: 125 (Dialed Down up to 50A)• Amp Frame: 125• Bolt-on, Molded Case Circuit Breaker (MCCB)• Circuit Breaker Frame: XT2 | EA | EA |  | TRUE |  | P | B/W | 100
133403 | 5 | 1 | States | Champlin | Hayley Fabian | TRUE | 2026-05-19T00:00:00 | 2026-09-09T00:00:00 | 2026-09-09T00:00:00 | 67 | 0 | 67 | 740.21 | 86604.57 | 55316-3157 | USA | N45 | 1501 | ABB INDUSTRIAL CONNECTIONS AND SOLUTIONS | 27511 | XT2HU31252FD0HHXXX | 50AT / 125AF, 3P, 480V, 65kAIC, Distribution Feeder Circuit Breaker, 80% Rated MCCB• 480V, 3Ø, 3P, 65kAIC, 80% Rated• EKIP DIP, LSIG, (G Protection can be disabled)• 3Q+1SY 24VDC AUX Contacts• Padlock Device in Open Position• Amp Trip: 125 (Dialed Down up to 50A)• Amp Frame: 125• Bolt-on, Molded Case Circuit Breaker (MCCB)• Circuit Breaker Frame: XT2 | PUR | 50AT / 125AF, 3P, 480V, 65kAIC, Distribution Feeder Circuit Breaker, 80% Rated MCCB• 480V, 3Ø, 3P, 65kAIC, 80% Rated• EKIP DIP, LSIG, (G Protection can be disabled)• 3Q+1SY 24VDC AUX Contacts• Padlock Device in Open Position• Amp Trip: 125 (Dialed Down up to 50A)• Amp Frame: 125• Bolt-on, Molded Case Circuit Breaker (MCCB)• Circuit Breaker Frame: XT2 | EA | EA |  | TRUE |  | P | B/W | 100
133403 | 4 | 2 | States | Champlin | Hayley Fabian | TRUE | 2026-05-19T00:00:00 | 2026-09-17T00:00:00 | 2026-09-17T00:00:00 | 20 | 0 | 20 | 1575.18 | 78759 | 55316-3157 | USA | N45 | 1501 | ABB INDUSTRIAL CONNECTIONS AND SOLUTIONS | 27511 | XT5HQ340AGFN0HHXXX | 300AT / 400AF, 3P, 480V, 65kAIC, Distribution Feeder Circuit Breaker, 100% Rated MCCB• 480V, 3Ø, 3P, 65kAIC, 100% Rated• EKIP DIP, LSIG, (G Protection can be disabled)• 3Q+1SY 24VDC AUX Contacts• Padlock Device in Open Position• Amp Trip: 400 (Dialed Down up to 300A)• Amp Frame: 250• Amp Frame: 400• Bolt-on, Molded Case Circuit Breaker (MCCB)• Circuit Breaker Frame: XT5 | PUR | 300AT / 400AF, 3P, 480V, 65kAIC, Distribution Feeder Circuit Breaker, 100% Rated MCCB• 480V, 3Ø, 3P, 65kAIC, 100% Rated• EKIP DIP, LSIG, (G Protection can be disabled)• 3Q+1SY 24VDC AUX Contacts• Padlock Device in Open Position• Amp Trip: 400 (Dialed Down up to 300A)• Amp Frame: 250• Amp Frame: 400• Bolt-on, Molded Case Circuit Breaker (MCCB)• Circuit Breaker Frame: XT5 | EA | EA |  | TRUE |  | P | B/W | 100
133403 | 4 | 1 | States | Champlin | Hayley Fabian | TRUE | 2026-05-19T00:00:00 | 2026-08-18T00:00:00 | 2026-08-18T00:00:00 | 30 | 0 | 30 | 1575.18 | 78759 | 55316-3157 | USA | N45 | 1501 | ABB INDUSTRIAL CONNECTIONS AND SOLUTIONS | 27511 | XT5HQ340AGFN0HHXXX | 300AT / 400AF, 3P, 480V, 65kAIC, Distribution Feeder Circuit Breaker, 100% Rated MCCB• 480V, 3Ø, 3P, 65kAIC, 100% Rated• EKIP DIP, LSIG, (G Protection can be disabled)• 3Q+1SY 24VDC AUX Contacts• Padlock Device in Open Position• Amp Trip: 400 (Dialed Down up to 300A)• Amp Frame: 250• Amp Frame: 400• Bolt-on, Molded Case Circuit Breaker (MCCB)• Circuit Breaker Frame: XT5 | PUR | 300AT / 400AF, 3P, 480V, 65kAIC, Distribution Feeder Circuit Breaker, 100% Rated MCCB• 480V, 3Ø, 3P, 65kAIC, 100% Rated• EKIP DIP, LSIG, (G Protection can be disabled)• 3Q+1SY 24VDC AUX Contacts• Padlock Device in Open Position• Amp Trip: 400 (Dialed Down up to 300A)• Amp Frame: 250• Amp Frame: 400• Bolt-on, Molded Case Circuit Breaker (MCCB)• Circuit Breaker Frame: XT5 | EA | EA |  | TRUE |  | P | B/W | 100
133403 | 3 | 2 | States | Champlin | Hayley Fabian | TRUE | 2026-05-19T00:00:00 | 2026-09-17T00:00:00 | 2026-09-17T00:00:00 | 30 | 0 | 30 | 982.13 | 67766.97 | 55316-3157 | USA | N45 | 1501 | ABB INDUSTRIAL CONNECTIONS AND SOLUTIONS | 27511 | XT4HQ32502FA0HHXXX | 150AT / 250AF, 3P, 480V, 65kAIC, Distribution Feeder Circuit Breaker, 100% Rated MCCB• 480V, 3Ø, 3P, 65kAIC, 100% Rated• EKIP DIP, LSIG, (G Protection can be disabled)• 3Q+1SY 24VDC AUX Contacts• Padlock Device in Open Position• Amp Trip: 250 (Dialed Down up to 150A)• Amp Frame: 250• Bolt-on, Molded Case Circuit Breaker (MCCB)• Circuit Breaker Frame: XT4 | PUR | 150AT / 250AF, 3P, 480V, 65kAIC, Distribution Feeder Circuit Breaker, 100% Rated MCCB• 480V, 3Ø, 3P, 65kAIC, 100% Rated• EKIP DIP, LSIG, (G Protection can be disabled)• 3Q+1SY 24VDC AUX Contacts• Padlock Device in Open Position• Amp Trip: 250 (Dialed Down up to 150A)• Amp Frame: 250• Bolt-on, Molded Case Circuit Breaker (MCCB)• Circuit Breaker Frame: XT4 | EA | EA |  | TRUE |  | P | B/W | 100
133403 | 3 | 1 | States | Champlin | Hayley Fabian | TRUE | 2026-05-19T00:00:00 | 2026-08-25T00:00:00 | 2026-08-25T00:00:00 | 39 | 0 | 39 | 982.13 | 67766.97 | 55316-3157 | USA | N45 | 1501 | ABB INDUSTRIAL CONNECTIONS AND SOLUTIONS | 27511 | XT4HQ32502FA0HHXXX | 150AT / 250AF, 3P, 480V, 65kAIC, Distribution Feeder Circuit Breaker, 100% Rated MCCB• 480V, 3Ø, 3P, 65kAIC, 100% Rated• EKIP DIP, LSIG, (G Protection can be disabled)• 3Q+1SY 24VDC AUX Contacts• Padlock Device in Open Position• Amp Trip: 250 (Dialed Down up to 150A)• Amp Frame: 250• Bolt-on, Molded Case Circuit Breaker (MCCB)• Circuit Breaker Frame: XT4 | PUR | 150AT / 250AF, 3P, 480V, 65kAIC, Distribution Feeder Circuit Breaker, 100% Rated MCCB• 480V, 3Ø, 3P, 65kAIC, 100% Rated• EKIP DIP, LSIG, (G Protection can be disabled)• 3Q+1SY 24VDC AUX Contacts• Padlock Device in Open Position• Amp Trip: 250 (Dialed Down up to 150A)• Amp Frame: 250• Bolt-on, Molded Case Circuit Breaker (MCCB)• Circuit Breaker Frame: XT4 | EA | EA |  | TRUE |  | P | B/W | 100
133403 | 2 | 2 | States | Champlin | Hayley Fabian | TRUE | 2026-05-19T00:00:00 | 2026-09-17T00:00:00 | 2026-09-17T00:00:00 | 10 | 0 | 10 | 3627.15 | 76170.15 | 55316-3157 | USA | N45 | 1501 | ABB INDUSTRIAL CONNECTIONS AND SOLUTIONS | 27511 | Z2SDUHJF30LA000008KX | 1000AT / 1000AF, 3P, 480V, 65kAIC, Manually-Operated Fixed-Mounted (MOFX), 100% Rated ACBProvided with the following STANDARD features:• EKIP Touch LSIG Protection• RELT Switch (Arc Flash Reduction)• 400V AUX Contacts•Std 250V Bell AlarmProvided with the following OPTIONAL features:• 24VDC EKIP Supply (Relt Switch)• 8mm Padlockable Push-Button Cover• Test Report | PUR | 1000AT / 1000AF, 3P, 480V, 65kAIC, Manually-Operated Fixed-Mounted (MOFX), 100% Rated ACBProvided with the following STANDARD features:• EKIP Touch LSIG Protection• RELT Switch (Arc Flash Reduction)• 400V AUX Contacts•Std 250V Bell AlarmProvided with the following OPTIONAL features:• 24VDC EKIP Supply (Relt Switch)• 8mm Padlockable Push-Button Cover• Test Report | EA | EA |  | TRUE |  | P | B/W | 100
133403 | 2 | 1 | States | Champlin | Hayley Fabian | TRUE | 2026-05-19T00:00:00 | 2026-08-18T00:00:00 | 2026-08-18T00:00:00 | 11 | 0 | 11 | 3627.15 | 76170.15 | 55316-3157 | USA | N45 | 1501 | ABB INDUSTRIAL CONNECTIONS AND SOLUTIONS | 27511 | Z2SDUHJF30LA000008KX | 1000AT / 1000AF, 3P, 480V, 65kAIC, Manually-Operated Fixed-Mounted (MOFX), 100% Rated ACBProvided with the following STANDARD features:• EKIP Touch LSIG Protection• RELT Switch (Arc Flash Reduction)• 400V AUX Contacts•Std 250V Bell AlarmProvided with the following OPTIONAL features:• 24VDC EKIP Supply (Relt Switch)• 8mm Padlockable Push-Button Cover• Test Report | PUR | 1000AT / 1000AF, 3P, 480V, 65kAIC, Manually-Operated Fixed-Mounted (MOFX), 100% Rated ACBProvided with the following STANDARD features:• EKIP Touch LSIG Protection• RELT Switch (Arc Flash Reduction)• 400V AUX Contacts•Std 250V Bell AlarmProvided with the following OPTIONAL features:• 24VDC EKIP Supply (Relt Switch)• 8mm Padlockable Push-Button Cover• Test Report | EA | EA |  | TRUE |  | P | B/W | 100
133403 | 1 | 2 | States | Champlin | Hayley Fabian | TRUE | 2026-05-19T00:00:00 | 2026-09-17T00:00:00 | 2026-09-17T00:00:00 | 20 | 0 | 20 | 132.67 | 5306.8 | 55316-3157 | USA | N45 | 1501 | ABB INDUSTRIAL CONNECTIONS AND SOLUTIONS | 27511 | XT1HU3015AFF000XXX | XT1H 125 TMF 15-500 3P F F UL/CSA | SRPP | XT1H 125 TMF 15-500 3P F F UL/CSA | EA | EA |  | TRUE |  | P | B/W | 100
133403 | 1 | 1 | States | Champlin | Hayley Fabian | TRUE | 2026-05-19T00:00:00 | 2026-08-18T00:00:00 | 2026-08-18T00:00:00 | 20 | 0 | 20 | 132.67 | 5306.8 | 55316-3157 | USA | N45 | 1501 | ABB INDUSTRIAL CONNECTIONS AND SOLUTIONS | 27511 | XT1HU3015AFF000XXX | XT1H 125 TMF 15-500 3P F F UL/CSA | SRPP | XT1H 125 TMF 15-500 3P F F UL/CSA | EA | EA |  | TRUE |  | P | B/W | 100
133789 | 1 | 1 | States | Champlin | Hayley Fabian | TRUE | 2026-06-02T00:00:00 | 2026-10-13T00:00:00 | 2026-10-13T00:00:00 | 153 | 0 | 153 | 1729.02 | 264540.06 | 55316-3157 | USA | N45 | 1501 | ABB INDUSTRIAL CONNECTIONS AND SOLUTIONS | 27511 | XT5HU340AFYN0A0XXX | "1XT5H 400 EKIP DIP LSI IN400 3P UL (1SDA102529R1)1SDA102529R1XT5HU340AFFF000XXX 1NEXT XT5 LSC 3000257980A001 (1SDA114243R1)1SDA114243R1 1FCCUAL 2X2/0-500KCMIL XT5 3PUL (1SDA113066R1)1SDA113066R1KXT5CUAL2X500K-3PC 1AUX-C 1Q+1SY 250 V XT1..XT4 F/P (1SDA066431R1)1SDA066431R1KXTAAXCQSYFP" | PUR | "1XT5H 400 EKIP DIP LSI IN400 3P UL (1SDA102529R1)1SDA102529R1XT5HU340AFFF000XXX 1NEXT XT5 LSC 3000257980A001 (1SDA114243R1)1SDA114243R1 1FCCUAL 2X2/0-500KCMIL XT5 3PUL (1SDA113066R1)1SDA113066R1KXT5CUAL2X500K-3PC 1AUX-C 1Q+1SY 250 V XT1..XT4 F/P (1SDA066431R1)1SDA066431R1KXTAAXCQSYFP" | EA | EA |  | TRUE |  | P | B/W | 100
133789 | 2 | 1 | States | Champlin | Hayley Fabian | TRUE | 2026-06-02T00:00:00 | 2026-10-20T00:00:00 | 2026-10-20T00:00:00 | 3 | 0 | 3 | 299.27 | 897.81 | 55316-3157 | USA | N45 | 1501 | ABB INDUSTRIAL CONNECTIONS AND SOLUTIONS | 27511 | XT1HU3060AYD0A0XXX | 1XT1H 125 TMF 60-600 3P F F UL/CSA (1SDA074702R1)1SDA074702R1XT1HU3060AFF000XXX001NEXT XT1 LSC 3000257978A001 (1SDA114241R1)1SDA114241R1001KIT FC CUAL 10-2/0 AWG XT1 3PCS UL (1SDA075837R1)1SDA075837R1KXT1CUAL1-3PC001AUX-C 1Q+1SY 250 V XT1..XT4 F/P (1SDA066431R1)1SDA066431R1KXTAAXCQSYFP | PUR | 1XT1H 125 TMF 60-600 3P F F UL/CSA (1SDA074702R1)1SDA074702R1XT1HU3060AFF000XXX001NEXT XT1 LSC 3000257978A001 (1SDA114241R1)1SDA114241R1001KIT FC CUAL 10-2/0 AWG XT1 3PCS UL (1SDA075837R1)1SDA075837R1KXT1CUAL1-3PC001AUX-C 1Q+1SY 250 V XT1..XT4 F/P (1SDA066431R1)1SDA066431R1KXTAAXCQSYFP | EA | EA |  | TRUE |  | P | B/W | 100
133789 | 3 | 1 | States | Champlin | Hayley Fabian | TRUE | 2026-06-02T00:00:00 | 2026-12-08T00:00:00 | 2026-12-08T00:00:00 | 24 | 0 | 24 | 4824.98 | 115799.52 | 55316-3157 | USA | N45 | 1501 | ABB INDUSTRIAL CONNECTIONS AND SOLUTIONS | 27511 | XT7HU312EPYW940XXX | RGXT7H 1200 E.TCH LSI 1200 3P UL | MEC | RGXT7H 1200 E.TCH LSI 1200 3P UL | EA | EA |  | TRUE |  | P | B/W | 100
133789 | 4 | 1 | States | Champlin | Hayley Fabian | TRUE | 2026-06-02T00:00:00 | 2026-09-21T00:00:00 | 2026-09-21T00:00:00 | 8 | 0 | 8 | 4912.62 | 334058.16 | 55316-3157 | USA | N45 | 1501 | ABB INDUSTRIAL CONNECTIONS AND SOLUTIONS | 27511 | Z2SDUHJJ53LA0AA025XX | E2.2S-A 1200 EKIP HI-TOUCH LSI 3P FHR | PUR | E2.2S-A 1200 EKIP HI-TOUCH LSI 3P FHR | EA | EA |  | TRUE |  | P | B/W | 100
133789 | 4 | 2 | States | Champlin | Hayley Fabian | TRUE | 2026-06-02T00:00:00 | 2026-10-06T00:00:00 | 2026-10-06T00:00:00 | 24 | 0 | 24 | 4912.62 | 334058.16 | 55316-3157 | USA | N45 | 1501 | ABB INDUSTRIAL CONNECTIONS AND SOLUTIONS | 27511 | Z2SDUHJJ53LA0AA025XX | E2.2S-A 1200 EKIP HI-TOUCH LSI 3P FHR | PUR | E2.2S-A 1200 EKIP HI-TOUCH LSI 3P FHR | EA | EA |  | TRUE |  | P | B/W | 100
133789 | 4 | 3 | States | Champlin | Hayley Fabian | TRUE | 2026-06-02T00:00:00 | 2026-10-29T00:00:00 | 2026-10-29T00:00:00 | 36 | 0 | 36 | 4912.62 | 334058.16 | 55316-3157 | USA | N45 | 1501 | ABB INDUSTRIAL CONNECTIONS AND SOLUTIONS | 27511 | Z2SDUHJJ53LA0AA025XX | E2.2S-A 1200 EKIP HI-TOUCH LSI 3P FHR | PUR | E2.2S-A 1200 EKIP HI-TOUCH LSI 3P FHR | EA | EA |  | TRUE |  | P | B/W | 100
133789 | 5 | 1 | States | Champlin | Hayley Fabian | TRUE | 2026-06-02T00:00:00 | 2026-09-02T00:00:00 | 2026-09-02T00:00:00 | 96 | 0 | 96 | 2780.89 | 1860415.41 | 55316-3157 | USA | N45 | 1501 | ABB INDUSTRIAL CONNECTIONS AND SOLUTIONS | 27511 | XT5HU340ARYN050XXX | 1XT5H 400 BREAKING PART 3P F F UL/CSA (1SDA102683R1)1SDA102683R11EKIP TOUCH MEAS.LSI IN400 XT5 3P UL/CSA (1SDA102729R1)1SDA102729R11NEXT XT5 LSC 3000257980A001 (1SDA114243R1)1SDA114243R11FCCUAL 2X2/0-500KCMIL XT5 3PUL (1SDA113066R1)1SDA113066R1KXT5CUAL2X500K-3PC1EKIP COM MODBUS TCP XT5 INT (1SDA105189R1)1SDA105189R1KXT5COMIMBTCP | PUR | 1XT5H 400 BREAKING PART 3P F F UL/CSA (1SDA102683R1)1SDA102683R11EKIP TOUCH MEAS.LSI IN400 XT5 3P UL/CSA (1SDA102729R1)1SDA102729R11NEXT XT5 LSC 3000257980A001 (1SDA114243R1)1SDA114243R11FCCUAL 2X2/0-500KCMIL XT5 3PUL (1SDA113066R1)1SDA113066R1KXT5CUAL2X500K-3PC1EKIP COM MODBUS TCP XT5 INT (1SDA105189R1)1SDA105189R1KXT5COMIMBTCP | EA | EA |  | TRUE |  | P | B/W | 100
133789 | 5 | 2 | States | Champlin | Hayley Fabian | TRUE | 2026-06-02T00:00:00 | 2026-09-03T00:00:00 | 2026-09-03T00:00:00 | 432 | 0 | 432 | 2780.89 | 1860415.41 | 55316-3157 | USA | N45 | 1501 | ABB INDUSTRIAL CONNECTIONS AND SOLUTIONS | 27511 | XT5HU340ARYN050XXX | 1XT5H 400 BREAKING PART 3P F F UL/CSA (1SDA102683R1)1SDA102683R11EKIP TOUCH MEAS.LSI IN400 XT5 3P UL/CSA (1SDA102729R1)1SDA102729R11NEXT XT5 LSC 3000257980A001 (1SDA114243R1)1SDA114243R11FCCUAL 2X2/0-500KCMIL XT5 3PUL (1SDA113066R1)1SDA113066R1KXT5CUAL2X500K-3PC1EKIP COM MODBUS TCP XT5 INT (1SDA105189R1)1SDA105189R1KXT5COMIMBTCP | PUR | 1XT5H 400 BREAKING PART 3P F F UL/CSA (1SDA102683R1)1SDA102683R11EKIP TOUCH MEAS.LSI IN400 XT5 3P UL/CSA (1SDA102729R1)1SDA102729R11NEXT XT5 LSC 3000257980A001 (1SDA114243R1)1SDA114243R11FCCUAL 2X2/0-500KCMIL XT5 3PUL (1SDA113066R1)1SDA113066R1KXT5CUAL2X500K-3PC1EKIP COM MODBUS TCP XT5 INT (1SDA105189R1)1SDA105189R1KXT5COMIMBTCP | EA | EA |  | TRUE |  | P | B/W | 100
133789 | 5 | 3 | States | Champlin | Hayley Fabian | TRUE | 2026-06-02T00:00:00 | 2026-10-30T00:00:00 | 2026-10-30T00:00:00 | 9 | 0 | 9 | 2780.89 | 1860415.41 | 55316-3157 | USA | N45 | 1501 | ABB INDUSTRIAL CONNECTIONS AND SOLUTIONS | 27511 | XT5HU340ARYN050XXX | 1XT5H 400 BREAKING PART 3P F F UL/CSA (1SDA102683R1)1SDA102683R11EKIP TOUCH MEAS.LSI IN400 XT5 3P UL/CSA (1SDA102729R1)1SDA102729R11NEXT XT5 LSC 3000257980A001 (1SDA114243R1)1SDA114243R11FCCUAL 2X2/0-500KCMIL XT5 3PUL (1SDA113066R1)1SDA113066R1KXT5CUAL2X500K-3PC1EKIP COM MODBUS TCP XT5 INT (1SDA105189R1)1SDA105189R1KXT5COMIMBTCP | PUR | 1XT5H 400 BREAKING PART 3P F F UL/CSA (1SDA102683R1)1SDA102683R11EKIP TOUCH MEAS.LSI IN400 XT5 3P UL/CSA (1SDA102729R1)1SDA102729R11NEXT XT5 LSC 3000257980A001 (1SDA114243R1)1SDA114243R11FCCUAL 2X2/0-500KCMIL XT5 3PUL (1SDA113066R1)1SDA113066R1KXT5CUAL2X500K-3PC1EKIP COM MODBUS TCP XT5 INT (1SDA105189R1)1SDA105189R1KXT5COMIMBTCP | EA | EA |  | TRUE |  | P | B/W | 100
133789 | 5 | 4 | States | Champlin | Hayley Fabian | TRUE | 2026-06-02T00:00:00 | 2026-11-17T00:00:00 | 2026-11-17T00:00:00 | 132 | 0 | 132 | 2780.89 | 1860415.41 | 55316-3157 | USA | N45 | 1501 | ABB INDUSTRIAL CONNECTIONS AND SOLUTIONS | 27511 | XT5HU340ARYN050XXX | 1XT5H 400 BREAKING PART 3P F F UL/CSA (1SDA102683R1)1SDA102683R11EKIP TOUCH MEAS.LSI IN400 XT5 3P UL/CSA (1SDA102729R1)1SDA102729R11NEXT XT5 LSC 3000257980A001 (1SDA114243R1)1SDA114243R11FCCUAL 2X2/0-500KCMIL XT5 3PUL (1SDA113066R1)1SDA113066R1KXT5CUAL2X500K-3PC1EKIP COM MODBUS TCP XT5 INT (1SDA105189R1)1SDA105189R1KXT5COMIMBTCP | PUR | 1XT5H 400 BREAKING PART 3P F F UL/CSA (1SDA102683R1)1SDA102683R11EKIP TOUCH MEAS.LSI IN400 XT5 3P UL/CSA (1SDA102729R1)1SDA102729R11NEXT XT5 LSC 3000257980A001 (1SDA114243R1)1SDA114243R11FCCUAL 2X2/0-500KCMIL XT5 3PUL (1SDA113066R1)1SDA113066R1KXT5CUAL2X500K-3PC1EKIP COM MODBUS TCP XT5 INT (1SDA105189R1)1SDA105189R1KXT5COMIMBTCP | EA | EA |  | TRUE |  | P | B/W | 100
132798 | 16 | 1 | States | Champlin | Hayley Fabian | TRUE | 2026-04-27T00:00:00 | 2026-08-28T00:00:00 | 2026-08-28T00:00:00 | 78 | 0 | 78 | 2780.89 | 216909.42 | 55316-3157 | USA | N45 | 1501 | ABB INDUSTRIAL CONNECTIONS AND SOLUTIONS | 27511 | XT5HU340ARYN050XXX | 1XT5H 400 BREAKING PART 3P F F UL/CSA (1SDA102683R1)1SDA102683R11EKIP TOUCH MEAS.LSI IN400 XT5 3P UL/CSA (1SDA102729R1)1SDA102729R11NEXT XT5 LSC 3000257980A001 (1SDA114243R1)1SDA114243R11FCCUAL 2X2/0-500KCMIL XT5 3PUL (1SDA113066R1)1SDA113066R1KXT5CUAL2X500K-3PC1EKIP COM MODBUS TCP XT5 INT (1SDA105189R1)1SDA105189R1KXT5COMIMBTCP | PUR | 1XT5H 400 BREAKING PART 3P F F UL/CSA (1SDA102683R1)1SDA102683R11EKIP TOUCH MEAS.LSI IN400 XT5 3P UL/CSA (1SDA102729R1)1SDA102729R11NEXT XT5 LSC 3000257980A001 (1SDA114243R1)1SDA114243R11FCCUAL 2X2/0-500KCMIL XT5 3PUL (1SDA113066R1)1SDA113066R1KXT5CUAL2X500K-3PC1EKIP COM MODBUS TCP XT5 INT (1SDA105189R1)1SDA105189R1KXT5COMIMBTCP | EA | EA |  | TRUE |  | P | B/W | 100
132798 | 17 | 1 | States | Champlin | Hayley Fabian | TRUE | 2026-04-27T00:00:00 | 2026-08-13T00:00:00 | 2026-08-13T00:00:00 | 8 | 0 | 8 | 4824.98 | 38599.84 | 55316-3157 | USA | N45 | 1501 | ABB INDUSTRIAL CONNECTIONS AND SOLUTIONS | 27511 | XT7HU312EPYW940XXX | RGXT7H 1200 E.TCH LSI 1200 3P UL | MEC | RGXT7H 1200 E.TCH LSI 1200 3P UL | EA | EA |  | TRUE |  | P | B/W | 100
132798 | 1 | 1 | States | Champlin | Hayley Fabian | TRUE | 2026-04-27T00:00:00 | 2026-08-31T00:00:00 | 2026-08-31T00:00:00 | 16 | 0 | 16 | 3806.39 | 60902.24 | 55316-3157 | USA | N45 | 1501 | ABB INDUSTRIAL CONNECTIONS AND SOLUTIONS | 27511 | IN4812SU3B3XS | SB INT 1200A 48X 3P CENUPR 1S/2S DNST AG | MEC | SB INT 1200A 48X 3P CENUPR 1S/2S DNST AG | EA | EA |  | TRUE |  | P | B/W | 100
132798 | 2 | 1 | States | Champlin | Hayley Fabian | TRUE | 2026-04-27T00:00:00 | 2026-08-05T00:00:00 | 2026-08-05T00:00:00 | 2 | 0 | 2 | 3920.54 | 7841.08 | 55316-3157 | USA | N45 | 1501 | ABB INDUSTRIAL CONNECTIONS AND SOLUTIONS | 27511 | IN4820SU3B3XS | SB INT 2000A 48X 3P CENUPR 1S/2S DNST AG | MEC | SB INT 2000A 48X 3P CENUPR 1S/2S DNST AG | EA | EA |  | TRUE |  | P | B/W | 100
132798 | 3 | 1 | States | Champlin | Hayley Fabian | TRUE | 2026-04-27T00:00:00 | 2026-07-08T00:00:00 | 2026-07-08T00:00:00 | 6 | 3 | 3 | 4240.02 | 25440.12 | 55316-3157 | USA | N45 | 1501 | ABB INDUSTRIAL CONNECTIONS AND SOLUTIONS | 27511 | IN4830SU3B4XS | Bus Stack, 3000A, Center Tier - Upper Strap, 1- or 2-Sided, 48X, Tin Density-Rated Copper | PUR | Bus Stack, 3000A, Center Tier - Upper Strap, 1- or 2-Sided, 48X, Tin Density-Rated Copper | EA | EA |  | TRUE |  | P | B/W | 100
132798 | 4 | 1 | States | Champlin | Hayley Fabian | TRUE | 2026-04-27T00:00:00 | 2026-07-10T00:00:00 | 2026-07-10T00:00:00 | 9 | 0 | 9 | 8850.82 | 79657.38 | 55316-3157 | USA | N45 | 1501 | ABB INDUSTRIAL CONNECTIONS AND SOLUTIONS | 27511 | LCSGULAF60LA0EE04ZXX | "E4.2S-A 2500 EKIP TOUCH LSIG 4P WMP - E4.2S-A 2500 EKIP TOUCH LSIG 4P WMPLCSGULAF60LA0EE04ZXX - E4.2S-A 2500 EKIP TOUCH LSIG 4P WMP (1SDA078693R1)ZCSGULAF000A000000XX - YO E1.2..E6.2 110-120 V AC/DC (1SDA073672R1)ZEASE - YC E1.2..E6.2 110-120 V AC/DC (1SDA073685R1)ZEACE - M E2.2...E6.2 100-130 V AC/DC (1SDA073724R1)ZEBM4 - S51 250V E2.2...E6.2 (1SDA073778R1)ZEBBA - KLC-A Kirk key lock in open position E2.2...E6.2 (1SDA073798R1)ZEBKLAK - PLC E2.2..E6.2 padlocks in open position D=8mm (1SDA073805R1)ZEBPLC8 - Ekip Supply 110-240VAC/DC (1SDA074172R1)ZEAPWRS - Ekip 2K-3 E1.2...E6.2 (1SDA074169R1)ZEB2K3 - TRIPLE CERTIFIC: UL/IEC/CCC E4.2S EXT (1SDA083025R1)1SDA083025R1 1)" | PUR | "E4.2S-A 2500 EKIP TOUCH LSIG 4P WMP - E4.2S-A 2500 EKIP TOUCH LSIG 4P WMPLCSGULAF60LA0EE04ZXX - E4.2S-A 2500 EKIP TOUCH LSIG 4P WMP (1SDA078693R1)ZCSGULAF000A000000XX - YO E1.2..E6.2 110-120 V AC/DC (1SDA073672R1)ZEASE - YC E1.2..E6.2 110-120 V AC/DC (1SDA073685R1)ZEACE - M E2.2...E6.2 100-130 V AC/DC (1SDA073724R1)ZEBM4 - S51 250V E2.2...E6.2 (1SDA073778R1)ZEBBA - KLC-A Kirk key lock in open position E2.2...E6.2 (1SDA073798R1)ZEBKLAK - PLC E2.2..E6.2 padlocks in open position D=8mm (1SDA073805R1)ZEBPLC8 - Ekip Supply 110-240VAC/DC (1SDA074172R1)ZEAPWRS - Ekip 2K-3 E1.2...E6.2 (1SDA074169R1)ZEB2K3 - TRIPLE CERTIFIC: UL/IEC/CCC E4.2S EXT (1SDA083025R1)1SDA083025R1 1)" | EA | EA |  | TRUE |  | P | B/W | 100
132798 | 8 | 1 | States | Champlin | Hayley Fabian | TRUE | 2026-04-27T00:00:00 | 2026-08-03T00:00:00 | 2026-08-03T00:00:00 | 8 | 0 | 8 | 302.04 | 2416.32 | 55316-3157 | USA | N45 | 1501 | ABB INDUSTRIAL CONNECTIONS AND SOLUTIONS | 27511 | XT1HU3020AYD0A0XXX | "1XT1H 125 TMF 20-500 3P F F UL/CSA (1SDA074695R1)1SDA074695R1XT1HU3020AFF000XXX 1NEXT XT1 LSC 3000257978A001 (1SDA114241R1)1SDA114241R1 1KIT FC CUAL 10-2/0 AWG XT1 3PCS UL (1SDA075837R1)1SDA075837R1KXT1CUAL1-3PC 1AUX-C 1Q+1SY 250 V XT1..XT4 F/P (1SDA066431R1)1SDA066431R1KXTAAXCQSYFP" | PUR | "1XT1H 125 TMF 20-500 3P F F UL/CSA (1SDA074695R1)1SDA074695R1XT1HU3020AFF000XXX 1NEXT XT1 LSC 3000257978A001 (1SDA114241R1)1SDA114241R1 1KIT FC CUAL 10-2/0 AWG XT1 3PCS UL (1SDA075837R1)1SDA075837R1KXT1CUAL1-3PC 1AUX-C 1Q+1SY 250 V XT1..XT4 F/P (1SDA066431R1)1SDA066431R1KXTAAXCQSYFP" | EA | EA |  | TRUE |  | P | B/W | 100
132798 | 9 | 1 | States | Champlin | Hayley Fabian | TRUE | 2026-04-27T00:00:00 | 2026-08-03T00:00:00 | 2026-08-03T00:00:00 | 9 | 0 | 9 | 299.27 | 2693.43 | 55316-3157 | USA | N45 | 1501 | ABB INDUSTRIAL CONNECTIONS AND SOLUTIONS | 27511 | XT1HU3060AYD0A0XXX | 1XT1H 125 TMF 60-600 3P F F UL/CSA (1SDA074702R1)1SDA074702R1XT1HU3060AFF000XXX001NEXT XT1 LSC 3000257978A001 (1SDA114241R1)1SDA114241R1001KIT FC CUAL 10-2/0 AWG XT1 3PCS UL (1SDA075837R1)1SDA075837R1KXT1CUAL1-3PC001AUX-C 1Q+1SY 250 V XT1..XT4 F/P (1SDA066431R1)1SDA066431R1KXTAAXCQSYFP | PUR | 1XT1H 125 TMF 60-600 3P F F UL/CSA (1SDA074702R1)1SDA074702R1XT1HU3060AFF000XXX001NEXT XT1 LSC 3000257978A001 (1SDA114241R1)1SDA114241R1001KIT FC CUAL 10-2/0 AWG XT1 3PCS UL (1SDA075837R1)1SDA075837R1KXT1CUAL1-3PC001AUX-C 1Q+1SY 250 V XT1..XT4 F/P (1SDA066431R1)1SDA066431R1KXTAAXCQSYFP | EA | EA |  | TRUE |  | P | B/W | 100
132798 | 11 | 1 | States | Champlin | Hayley Fabian | TRUE | 2026-04-27T00:00:00 | 2026-08-28T00:00:00 | 2026-08-28T00:00:00 | 3 | 0 | 3 | 1908.22 | 5724.66 | 55316-3157 | USA | N45 | 1501 | ABB INDUSTRIAL CONNECTIONS AND SOLUTIONS | 27511 | XT2HU3100RYD050XXX | RGXT2H 125 E.TCHM LSI 100 3P UL | MEC | RGXT2H 125 E.TCHM LSI 100 3P UL | EA | EA |  | TRUE |  | P | B/W | 100
132798 | 14 | 1 | States | Champlin | Hayley Fabian | TRUE | 2026-04-27T00:00:00 | 2026-08-04T00:00:00 | 2026-08-04T00:00:00 | 28 | 0 | 28 | 1010.14 | 28283.92 | 55316-3157 | USA | N45 | 1501 | ABB INDUSTRIAL CONNECTIONS AND SOLUTIONS | 27511 | XT4HU32251YJ0A0XXX | "1XT4H 250 EKIPDIPLSI IN225A 3PFF UL/CSA (1SDA122950R1)1SDA122950R1XT4HU32251FF000XXX 1NEXT XT4 LSC 3000257979A001 (1SDA114242R1)1SDA114242R1 1KIT FCCUAL 4-300AWG XT4 3PC UL/CSA (1SDA075861R1)1SDA075861R1KXT4CUAL2-3PC 1AUX-C 1Q+1SY 250 V XT1..XT4 F/P (1SDA066431R1)1SDA066431R1KXTAAXCQSYFP" | PUR | "1XT4H 250 EKIPDIPLSI IN225A 3PFF UL/CSA (1SDA122950R1)1SDA122950R1XT4HU32251FF000XXX 1NEXT XT4 LSC 3000257979A001 (1SDA114242R1)1SDA114242R1 1KIT FCCUAL 4-300AWG XT4 3PC UL/CSA (1SDA075861R1)1SDA075861R1KXT4CUAL2-3PC 1AUX-C 1Q+1SY 250 V XT1..XT4 F/P (1SDA066431R1)1SDA066431R1KXTAAXCQSYFP" | EA | EA |  | TRUE |  | P | B/W | 100
130912 | 3 | 1 | States | Champlin | Hayley Fabian | TRUE | 2026-01-27T00:00:00 | 2026-10-08T00:00:00 | 2026-05-14T00:00:00 | 1 | 0 | 1 | 4483.56 | 4483.56 | 55316 | USA | N45 | 1501 | ABB INDUSTRIAL CONNECTIONS AND SOLUTIONS | 27511 | Z6A50JGXX | EMAX 6.2, 5000A, DRAWOUT CRADLE, 3P, VERT. REAR TERMINALS, 5 TOC ON LEFT, 5 TOC ON RIGHT | PUR | EMAX 6.2, 5000A, DRAWOUT CRADLE, 3P, VERT. REAR TERMINALS, 5 TOC ON LEFT, 5 TOC ON RIGHT | EA | EA |  | TRUE |  | P | B/W | 100
133257 | 1 | 1 | States | Champlin | Hayley Fabian | TRUE | 2026-05-13T00:00:00 | 2026-08-27T00:00:00 | 2026-08-27T00:00:00 | 8 | 0 | 8 | 4824.98 | 192999.2 | 55316-3157 | USA | N45 | 1501 | ABB INDUSTRIAL CONNECTIONS AND SOLUTIONS | 27511 | XT7HU312EPYW940XXX | RGXT7H 1200 E.TCH LSI 1200 3P UL | MEC | RGXT7H 1200 E.TCH LSI 1200 3P UL | EA | EA |  | TRUE |  | P | B/W | 100
133257 | 1 | 2 | States | Champlin | Hayley Fabian | TRUE | 2026-05-13T00:00:00 | 2026-10-02T00:00:00 | 2026-10-02T00:00:00 | 8 | 0 | 8 | 4824.98 | 192999.2 | 55316-3157 | USA | N45 | 1501 | ABB INDUSTRIAL CONNECTIONS AND SOLUTIONS | 27511 | XT7HU312EPYW940XXX | RGXT7H 1200 E.TCH LSI 1200 3P UL | MEC | RGXT7H 1200 E.TCH LSI 1200 3P UL | EA | EA |  | TRUE |  | P | B/W | 100
133257 | 1 | 3 | States | Champlin | Hayley Fabian | TRUE | 2026-05-13T00:00:00 | 2026-10-21T00:00:00 | 2026-10-21T00:00:00 | 24 | 0 | 24 | 4824.98 | 192999.2 | 55316-3157 | USA | N45 | 1501 | ABB INDUSTRIAL CONNECTIONS AND SOLUTIONS | 27511 | XT7HU312EPYW940XXX | RGXT7H 1200 E.TCH LSI 1200 3P UL | MEC | RGXT7H 1200 E.TCH LSI 1200 3P UL | EA | EA |  | TRUE |  | P | B/W | 100
133257 | 2 | 1 | States | Champlin | Hayley Fabian | TRUE | 2026-05-13T00:00:00 | 2026-08-19T00:00:00 | 2026-08-19T00:00:00 | 28 | 0 | 28 | 1010.14 | 28283.92 | 55316-3157 | USA | N45 | 1501 | ABB INDUSTRIAL CONNECTIONS AND SOLUTIONS | 27511 | XT4HU32251YJ0A0XXX | "1XT4H 250 EKIPDIPLSI IN225A 3PFF UL/CSA (1SDA122950R1)1SDA122950R1XT4HU32251FF000XXX 1NEXT XT4 LSC 3000257979A001 (1SDA114242R1)1SDA114242R1 1KIT FCCUAL 4-300AWG XT4 3PC UL/CSA (1SDA075861R1)1SDA075861R1KXT4CUAL2-3PC 1AUX-C 1Q+1SY 250 V XT1..XT4 F/P (1SDA066431R1)1SDA066431R1KXTAAXCQSYFP" | PUR | "1XT4H 250 EKIPDIPLSI IN225A 3PFF UL/CSA (1SDA122950R1)1SDA122950R1XT4HU32251FF000XXX 1NEXT XT4 LSC 3000257979A001 (1SDA114242R1)1SDA114242R1 1KIT FCCUAL 4-300AWG XT4 3PC UL/CSA (1SDA075861R1)1SDA075861R1KXT4CUAL2-3PC 1AUX-C 1Q+1SY 250 V XT1..XT4 F/P (1SDA066431R1)1SDA066431R1KXTAAXCQSYFP" | EA | EA |  | TRUE |  | P | B/W | 100
133257 | 3 | 1 | States | Champlin | Hayley Fabian | TRUE | 2026-05-13T00:00:00 | 2026-09-02T00:00:00 | 2026-09-02T00:00:00 | 4 | 0 | 4 | 880.76 | 3523.04 | 55316-3157 | USA | N45 | 1501 | ABB INDUSTRIAL CONNECTIONS AND SOLUTIONS | 27511 | XT2HU31001YD0A0XXX | "1XT2H 125 EKIP DIP LSI IN125 3P FF UL/CSA (1SDA102079R1)1SDA102079R1XT2HU31251FF000XXX 1LINE SIDE CONNECTOR XT2 3P PANELBOARD (1SDA118444R1)1SDA118444R1 1KIT FC CUAL 14-2/0 AWG XT2 3PCS UL (1SDA085585R1)1SDA085585R1KXT2CUAL2-3PC 1AUX-C 1Q+1SY 250 V XT1..XT4 F/P (1SDA066431R1)1SDA066431R1KXTAAXCQSYFP" | PUR | "1XT2H 125 EKIP DIP LSI IN125 3P FF UL/CSA (1SDA102079R1)1SDA102079R1XT2HU31251FF000XXX 1LINE SIDE CONNECTOR XT2 3P PANELBOARD (1SDA118444R1)1SDA118444R1 1KIT FC CUAL 14-2/0 AWG XT2 3PCS UL (1SDA085585R1)1SDA085585R1KXT2CUAL2-3PC 1AUX-C 1Q+1SY 250 V XT1..XT4 F/P (1SDA066431R1)1SDA066431R1KXTAAXCQSYFP" | EA | EA |  | TRUE |  | P | B/W | 100
133257 | 5 | 1 | States | Champlin | Hayley Fabian | TRUE | 2026-05-13T00:00:00 | 2026-08-17T00:00:00 | 2026-08-17T00:00:00 | 8 | 0 | 8 | 302.04 | 2416.32 | 55316-3157 | USA | N45 | 1501 | ABB INDUSTRIAL CONNECTIONS AND SOLUTIONS | 27511 | XT1HU3020AYD0A0XXX | "1XT1H 125 TMF 20-500 3P F F UL/CSA (1SDA074695R1)1SDA074695R1XT1HU3020AFF000XXX 1NEXT XT1 LSC 3000257978A001 (1SDA114241R1)1SDA114241R1 1KIT FC CUAL 10-2/0 AWG XT1 3PCS UL (1SDA075837R1)1SDA075837R1KXT1CUAL1-3PC 1AUX-C 1Q+1SY 250 V XT1..XT4 F/P (1SDA066431R1)1SDA066431R1KXTAAXCQSYFP" | PUR | "1XT1H 125 TMF 20-500 3P F F UL/CSA (1SDA074695R1)1SDA074695R1XT1HU3020AFF000XXX 1NEXT XT1 LSC 3000257978A001 (1SDA114241R1)1SDA114241R1 1KIT FC CUAL 10-2/0 AWG XT1 3PCS UL (1SDA075837R1)1SDA075837R1KXT1CUAL1-3PC 1AUX-C 1Q+1SY 250 V XT1..XT4 F/P (1SDA066431R1)1SDA066431R1KXTAAXCQSYFP" | EA | EA |  | TRUE |  | P | B/W | 100
133257 | 6 | 2 | States | Champlin | Hayley Fabian | TRUE | 2026-05-13T00:00:00 | 2026-10-19T00:00:00 | 2026-10-19T00:00:00 | 5 | 0 | 5 | 4038.2 | 24229.2 | 55316-3157 | USA | N45 | 1501 | ABB INDUSTRIAL CONNECTIONS AND SOLUTIONS | 27511 | IN4830SU3B3XS | SB INT 3000A 48X 3P CENUPR 1S/2S DNST AG | MEC | SB INT 3000A 48X 3P CENUPR 1S/2S DNST AG | EA | EA |  | TRUE |  | P | B/W | 100
133257 | 7 | 1 | States | Champlin | Hayley Fabian | TRUE | 2026-05-13T00:00:00 | 2026-08-20T00:00:00 | 2026-08-20T00:00:00 | 8 | 0 | 8 | 8057.69 | 161153.8 | 55316-3157 | USA | N45 | 1501 | ABB INDUSTRIAL CONNECTIONS AND SOLUTIONS | 27511 | Z4SHUNBF33LA0AA02WXX | 1E4.2S-A 3200 EKIP TOUCH LSIG 3P FVR1SDA078013R1Z4SHUNBF000A000000XX 1YO E1.2..E6.2 24 V AC/DC1SDA073668R1ZEASA 1YC E1.2..E6.2 24 V AC/DC1SDA073681R1ZEACA 1M E2.2...E6.2 24-30 V AC/DC1SDA073722R1ZEBM2 1S51 250V E2.2...E6.21SDA073778R1ZEBBA 1KLC-A Kirk key lock in open position E2.2...E6.21SDA073798R1ZEBKLAK 1PBC D=8mm E2.2...E6.21SDA073861R1ZEBPBC8 1Ekip Supply 24-48VDC1SDA074173R1ZEAPWRSD 1Ekip Com Modbus TCP E1.2..E6.21SDA074151R1ZEAMODTCP 1Ekip 2K-3 E1.2...E6.21SDA074169R1ZEB2K3" | PUR | 1E4.2S-A 3200 EKIP TOUCH LSIG 3P FVR1SDA078013R1Z4SHUNBF000A000000XX 1YO E1.2..E6.2 24 V AC/DC1SDA073668R1ZEASA 1YC E1.2..E6.2 24 V AC/DC1SDA073681R1ZEACA 1M E2.2...E6.2 24-30 V AC/DC1SDA073722R1ZEBM2 1S51 250V E2.2...E6.21SDA073778R1ZEBBA 1KLC-A Kirk key lock in open position E2.2...E6.21SDA073798R1ZEBKLAK 1PBC D=8mm E2.2...E6.21SDA073861R1ZEBPBC8 1Ekip Supply 24-48VDC1SDA074173R1ZEAPWRSD 1Ekip Com Modbus TCP E1.2..E6.21SDA074151R1ZEAMODTCP 1Ekip 2K-3 E1.2...E6.21SDA074169R1ZEB2K3" | EA | EA |  | TRUE |  | P | B/W | 100
133257 | 7 | 2 | States | Champlin | Hayley Fabian | TRUE | 2026-05-13T00:00:00 | 2026-10-20T00:00:00 | 2026-10-20T00:00:00 | 12 | 0 | 12 | 8057.69 | 161153.8 | 55316-3157 | USA | N45 | 1501 | ABB INDUSTRIAL CONNECTIONS AND SOLUTIONS | 27511 | Z4SHUNBF33LA0AA02WXX | 1E4.2S-A 3200 EKIP TOUCH LSIG 3P FVR1SDA078013R1Z4SHUNBF000A000000XX 1YO E1.2..E6.2 24 V AC/DC1SDA073668R1ZEASA 1YC E1.2..E6.2 24 V AC/DC1SDA073681R1ZEACA 1M E2.2...E6.2 24-30 V AC/DC1SDA073722R1ZEBM2 1S51 250V E2.2...E6.21SDA073778R1ZEBBA 1KLC-A Kirk key lock in open position E2.2...E6.21SDA073798R1ZEBKLAK 1PBC D=8mm E2.2...E6.21SDA073861R1ZEBPBC8 1Ekip Supply 24-48VDC1SDA074173R1ZEAPWRSD 1Ekip Com Modbus TCP E1.2..E6.21SDA074151R1ZEAMODTCP 1Ekip 2K-3 E1.2...E6.21SDA074169R1ZEB2K3" | PUR | 1E4.2S-A 3200 EKIP TOUCH LSIG 3P FVR1SDA078013R1Z4SHUNBF000A000000XX 1YO E1.2..E6.2 24 V AC/DC1SDA073668R1ZEASA 1YC E1.2..E6.2 24 V AC/DC1SDA073681R1ZEACA 1M E2.2...E6.2 24-30 V AC/DC1SDA073722R1ZEBM2 1S51 250V E2.2...E6.21SDA073778R1ZEBBA 1KLC-A Kirk key lock in open position E2.2...E6.21SDA073798R1ZEBKLAK 1PBC D=8mm E2.2...E6.21SDA073861R1ZEBPBC8 1Ekip Supply 24-48VDC1SDA074173R1ZEAPWRSD 1Ekip Com Modbus TCP E1.2..E6.21SDA074151R1ZEAMODTCP 1Ekip 2K-3 E1.2...E6.21SDA074169R1ZEB2K3" | EA | EA |  | TRUE |  | P | B/W | 100
133257 | 8 | 1 | States | Champlin | Hayley Fabian | TRUE | 2026-05-13T00:00:00 | 2026-08-25T00:00:00 | 2026-08-25T00:00:00 | 8 | 0 | 8 | 6382.9 | 127658 | 55316-3157 | USA | N45 | 1501 | ABB INDUSTRIAL CONNECTIONS AND SOLUTIONS | 27511 | Z4SGULJE33LA0AA025XX | 1E4.2S-A 2500 EKIP TOUCH LSI 3P FHR1SDA078002R1Z4SGULBE000A000000XX1KIT VR SUP E4.2 F 2500A 3PCS UL INST1SDA079862R11KIT VR INF E4.2 F 2500A 3PCS UL INST1SDA079864R11YO E1.2..E6.2 24 V AC/DC1SDA073668R1ZEASA1YC E1.2..E6.2 24 V AC/DC1SDA073681R1ZEACA1M E2.2...E6.2 24-30 V AC/DC1SDA073722R1ZEBM21S51 250V E2.2...E6.21SDA073778R1ZEBBA1PBC D=8mm E2.2...E6.21SDA073861R1ZEBPBC81Ekip Supply 24-48VDC1SDA074173R1ZEAPWRSD1Ekip Com Modbus TCP E1.2..E6.21SDA074151R1ZEAMODTCP1Ekip 2K-3 E1.2...E6.21SDA074169R1ZEB2K3 | PUR | 1E4.2S-A 2500 EKIP TOUCH LSI 3P FHR1SDA078002R1Z4SGULBE000A000000XX1KIT VR SUP E4.2 F 2500A 3PCS UL INST1SDA079862R11KIT VR INF E4.2 F 2500A 3PCS UL INST1SDA079864R11YO E1.2..E6.2 24 V AC/DC1SDA073668R1ZEASA1YC E1.2..E6.2 24 V AC/DC1SDA073681R1ZEACA1M E2.2...E6.2 24-30 V AC/DC1SDA073722R1ZEBM21S51 250V E2.2...E6.21SDA073778R1ZEBBA1PBC D=8mm E2.2...E6.21SDA073861R1ZEBPBC81Ekip Supply 24-48VDC1SDA074173R1ZEAPWRSD1Ekip Com Modbus TCP E1.2..E6.21SDA074151R1ZEAMODTCP1Ekip 2K-3 E1.2...E6.21SDA074169R1ZEB2K3 | EA | EA |  | TRUE |  | P | B/W | 100
133257 | 8 | 2 | States | Champlin | Hayley Fabian | TRUE | 2026-05-13T00:00:00 | 2026-10-20T00:00:00 | 2026-10-20T00:00:00 | 12 | 0 | 12 | 6382.9 | 127658 | 55316-3157 | USA | N45 | 1501 | ABB INDUSTRIAL CONNECTIONS AND SOLUTIONS | 27511 | Z4SGULJE33LA0AA025XX | 1E4.2S-A 2500 EKIP TOUCH LSI 3P FHR1SDA078002R1Z4SGULBE000A000000XX1KIT VR SUP E4.2 F 2500A 3PCS UL INST1SDA079862R11KIT VR INF E4.2 F 2500A 3PCS UL INST1SDA079864R11YO E1.2..E6.2 24 V AC/DC1SDA073668R1ZEASA1YC E1.2..E6.2 24 V AC/DC1SDA073681R1ZEACA1M E2.2...E6.2 24-30 V AC/DC1SDA073722R1ZEBM21S51 250V E2.2...E6.21SDA073778R1ZEBBA1PBC D=8mm E2.2...E6.21SDA073861R1ZEBPBC81Ekip Supply 24-48VDC1SDA074173R1ZEAPWRSD1Ekip Com Modbus TCP E1.2..E6.21SDA074151R1ZEAMODTCP1Ekip 2K-3 E1.2...E6.21SDA074169R1ZEB2K3 | PUR | 1E4.2S-A 2500 EKIP TOUCH LSI 3P FHR1SDA078002R1Z4SGULBE000A000000XX1KIT VR SUP E4.2 F 2500A 3PCS UL INST1SDA079862R11KIT VR INF E4.2 F 2500A 3PCS UL INST1SDA079864R11YO E1.2..E6.2 24 V AC/DC1SDA073668R1ZEASA1YC E1.2..E6.2 24 V AC/DC1SDA073681R1ZEACA1M E2.2...E6.2 24-30 V AC/DC1SDA073722R1ZEBM21S51 250V E2.2...E6.21SDA073778R1ZEBBA1PBC D=8mm E2.2...E6.21SDA073861R1ZEBPBC81Ekip Supply 24-48VDC1SDA074173R1ZEAPWRSD1Ekip Com Modbus TCP E1.2..E6.21SDA074151R1ZEAMODTCP1Ekip 2K-3 E1.2...E6.21SDA074169R1ZEB2K3 | EA | EA |  | TRUE |  | P | B/W | 100
133257 | 9 | 1 | States | Champlin | Hayley Fabian | TRUE | 2026-05-13T00:00:00 | 2026-08-25T00:00:00 | 2026-08-25T00:00:00 | 8 | 0 | 8 | 1729.02 | 29393.34 | 55316-3157 | USA | N45 | 1501 | ABB INDUSTRIAL CONNECTIONS AND SOLUTIONS | 27511 | XT5HU340AFYN0A0XXX | "1XT5H 400 EKIP DIP LSI IN400 3P UL (1SDA102529R1)1SDA102529R1XT5HU340AFFF000XXX 1NEXT XT5 LSC 3000257980A001 (1SDA114243R1)1SDA114243R1 1FCCUAL 2X2/0-500KCMIL XT5 3PUL (1SDA113066R1)1SDA113066R1KXT5CUAL2X500K-3PC 1AUX-C 1Q+1SY 250 V XT1..XT4 F/P (1SDA066431R1)1SDA066431R1KXTAAXCQSYFP" | PUR | "1XT5H 400 EKIP DIP LSI IN400 3P UL (1SDA102529R1)1SDA102529R1XT5HU340AFFF000XXX 1NEXT XT5 LSC 3000257980A001 (1SDA114243R1)1SDA114243R1 1FCCUAL 2X2/0-500KCMIL XT5 3PUL (1SDA113066R1)1SDA113066R1KXT5CUAL2X500K-3PC 1AUX-C 1Q+1SY 250 V XT1..XT4 F/P (1SDA066431R1)1SDA066431R1KXTAAXCQSYFP" | EA | EA |  | TRUE |  | P | B/W | 100
133257 | 9 | 2 | States | Champlin | Hayley Fabian | TRUE | 2026-05-13T00:00:00 | 2026-10-20T00:00:00 | 2026-10-20T00:00:00 | 9 | 0 | 9 | 1729.02 | 29393.34 | 55316-3157 | USA | N45 | 1501 | ABB INDUSTRIAL CONNECTIONS AND SOLUTIONS | 27511 | XT5HU340AFYN0A0XXX | "1XT5H 400 EKIP DIP LSI IN400 3P UL (1SDA102529R1)1SDA102529R1XT5HU340AFFF000XXX 1NEXT XT5 LSC 3000257980A001 (1SDA114243R1)1SDA114243R1 1FCCUAL 2X2/0-500KCMIL XT5 3PUL (1SDA113066R1)1SDA113066R1KXT5CUAL2X500K-3PC 1AUX-C 1Q+1SY 250 V XT1..XT4 F/P (1SDA066431R1)1SDA066431R1KXTAAXCQSYFP" | PUR | "1XT5H 400 EKIP DIP LSI IN400 3P UL (1SDA102529R1)1SDA102529R1XT5HU340AFFF000XXX 1NEXT XT5 LSC 3000257980A001 (1SDA114243R1)1SDA114243R1 1FCCUAL 2X2/0-500KCMIL XT5 3PUL (1SDA113066R1)1SDA113066R1KXT5CUAL2X500K-3PC 1AUX-C 1Q+1SY 250 V XT1..XT4 F/P (1SDA066431R1)1SDA066431R1KXTAAXCQSYFP" | EA | EA |  | TRUE |  | P | B/W | 100
133257 | 10 | 1 | States | Champlin | Hayley Fabian | TRUE | 2026-05-13T00:00:00 | 2026-08-25T00:00:00 | 2026-08-25T00:00:00 | 20 | 0 | 20 | 913.68 | 18273.6 | 55316-3157 | USA | N45 | 1501 | ABB INDUSTRIAL CONNECTIONS AND SOLUTIONS | 27511 | XT4HU31501YJ0A0XXX | "1XT4H 250 EKIP DIP LSI IN150 3P FF UL/CSA (1SDA102277R1)1SDA102277R1XT4HU31501FF000XXX 1NEXT XT4 LSC 3000257979A001 (1SDA114242R1)1SDA114242R1 1KIT FCCUAL 4-300AWG XT4 3PC UL/CSA (1SDA075861R1)1SDA075861R1KXT4CUAL2-3PC 1AUX-C 1Q+1SY 250 V XT1..XT4 F/P (1SDA066431R1)1SDA066431R1KXTAAXCQSYFP" | PUR | "1XT4H 250 EKIP DIP LSI IN150 3P FF UL/CSA (1SDA102277R1)1SDA102277R1XT4HU31501FF000XXX 1NEXT XT4 LSC 3000257979A001 (1SDA114242R1)1SDA114242R1 1KIT FCCUAL 4-300AWG XT4 3PC UL/CSA (1SDA075861R1)1SDA075861R1KXT4CUAL2-3PC 1AUX-C 1Q+1SY 250 V XT1..XT4 F/P (1SDA066431R1)1SDA066431R1KXTAAXCQSYFP" | EA | EA |  | TRUE |  | P | B/W | 100
133257 | 11 | 1 | States | Champlin | Hayley Fabian | TRUE | 2026-05-13T00:00:00 | 2026-10-14T00:00:00 | 2026-10-14T00:00:00 | 31 | 0 | 31 | 299.27 | 9277.37 | 55316-3157 | USA | N45 | 1501 | ABB INDUSTRIAL CONNECTIONS AND SOLUTIONS | 27511 | XT1HU3030AYD0A0XXX | 1XT1H 125 TMF 30-500 3P F F UL/CSA (1SDA074697R1)1SDA074697R1XT1HU3030AFF000XXX1NEXT XT1 LSC 3000257978A001 (1SDA114241R1)1SDA114241R11KIT FC CUAL 10-2/0 AWG XT1 3PCS UL (1SDA075837R1)1SDA075837R1KXT1CUAL1-3PC1AUX-C 1Q+1SY 250 V XT1..XT4 F/P (1SDA066431R1)1SDA066431R1KXTAAXCQSYFP | PUR | 1XT1H 125 TMF 30-500 3P F F UL/CSA (1SDA074697R1)1SDA074697R1XT1HU3030AFF000XXX1NEXT XT1 LSC 3000257978A001 (1SDA114241R1)1SDA114241R11KIT FC CUAL 10-2/0 AWG XT1 3PCS UL (1SDA075837R1)1SDA075837R1KXT1CUAL1-3PC1AUX-C 1Q+1SY 250 V XT1..XT4 F/P (1SDA066431R1)1SDA066431R1KXTAAXCQSYFP | EA | EA |  | TRUE |  | P | B/W | 100
133257 | 12 | 1 | States | Champlin | Hayley Fabian | TRUE | 2026-05-13T00:00:00 | 2026-08-24T00:00:00 | 2026-08-24T00:00:00 | 7 | 0 | 7 | 3920.55 | 43126.05 | 55316-3157 | USA | N45 | 1501 | ABB INDUSTRIAL CONNECTIONS AND SOLUTIONS | 27511 | IN4820SU3B3XS | SB INT 2000A 48X 3P CENUPR 1S/2S DNST AG | MEC | SB INT 2000A 48X 3P CENUPR 1S/2S DNST AG | EA | EA |  | TRUE |  | P | B/W | 100
133257 | 12 | 2 | States | Champlin | Hayley Fabian | TRUE | 2026-05-13T00:00:00 | 2026-10-19T00:00:00 | 2026-10-19T00:00:00 | 4 | 0 | 4 | 3920.55 | 43126.05 | 55316-3157 | USA | N45 | 1501 | ABB INDUSTRIAL CONNECTIONS AND SOLUTIONS | 27511 | IN4820SU3B3XS | SB INT 2000A 48X 3P CENUPR 1S/2S DNST AG | MEC | SB INT 2000A 48X 3P CENUPR 1S/2S DNST AG | EA | EA |  | TRUE |  | P | B/W | 100
133257 | 13 | 1 | States | Champlin | Hayley Fabian | TRUE | 2026-05-13T00:00:00 | 2026-09-03T00:00:00 | 2026-09-03T00:00:00 | 4 | 0 | 4 | 1908.22 | 7632.88 | 55316-3157 | USA | N45 | 1501 | ABB INDUSTRIAL CONNECTIONS AND SOLUTIONS | 27511 | XT2HU3100RYD050XXX | RGXT2H 125 E.TCHM LSI 100 3P UL | PUR | RGXT2H 125 E.TCHM LSI 100 3P UL | EA | EA |  | TRUE |  | P | B/W | 100
133257 | 14 | 1 | States | Champlin | Hayley Fabian | TRUE | 2026-05-13T00:00:00 | 2026-10-20T00:00:00 | 2026-10-20T00:00:00 | 6 | 0 | 6 | 748.46 | 4490.76 | 55316-3157 | USA | N45 | 1501 | ABB INDUSTRIAL CONNECTIONS AND SOLUTIONS | 27511 | XT2HU3080BYD0A0XXX | 1RGXT2H 125 TMA 80-400..800 3P UL/CSA (1SDX188416R1) 1XT2H 125 TMA 80-400-800 3PFF UL/CSA (1SDA074798R1) 1LINE SIDE CONNECTOR XT2 3P PANELBOARD (1SDA118444R1) 1KIT FC CUAL 14-2/0 AWG XT2 3PCS UL (1SDA085585R1) | PUR | 1RGXT2H 125 TMA 80-400..800 3P UL/CSA (1SDX188416R1) 1XT2H 125 TMA 80-400-800 3PFF UL/CSA (1SDA074798R1) 1LINE SIDE CONNECTOR XT2 3P PANELBOARD (1SDA118444R1) 1KIT FC CUAL 14-2/0 AWG XT2 3PCS UL (1SDA085585R1) | EA | EA |  | TRUE |  | P | B/W | 100
133257 | 15 | 1 | States | Champlin | Hayley Fabian | TRUE | 2026-05-13T00:00:00 | 2026-08-12T00:00:00 | 2026-08-12T00:00:00 | 88 | 0 | 88 | 2780.89 | 578425.12 | 55316-3157 | USA | N45 | 1501 | ABB INDUSTRIAL CONNECTIONS AND SOLUTIONS | 27511 | XT5HU340ARYN050XXX | 1XT5H 400 BREAKING PART 3P F F UL/CSA (1SDA102683R1)1SDA102683R11EKIP TOUCH MEAS.LSI IN400 XT5 3P UL/CSA (1SDA102729R1)1SDA102729R11NEXT XT5 LSC 3000257980A001 (1SDA114243R1)1SDA114243R11FCCUAL 2X2/0-500KCMIL XT5 3PUL (1SDA113066R1)1SDA113066R1KXT5CUAL2X500K-3PC1EKIP COM MODBUS TCP XT5 INT (1SDA105189R1)1SDA105189R1KXT5COMIMBTCP | PUR | 1XT5H 400 BREAKING PART 3P F F UL/CSA (1SDA102683R1)1SDA102683R11EKIP TOUCH MEAS.LSI IN400 XT5 3P UL/CSA (1SDA102729R1)1SDA102729R11NEXT XT5 LSC 3000257980A001 (1SDA114243R1)1SDA114243R11FCCUAL 2X2/0-500KCMIL XT5 3PUL (1SDA113066R1)1SDA113066R1KXT5CUAL2X500K-3PC1EKIP COM MODBUS TCP XT5 INT (1SDA105189R1)1SDA105189R1KXT5COMIMBTCP | EA | EA |  | TRUE |  | P | B/W | 100
133257 | 15 | 2 | States | Champlin | Hayley Fabian | TRUE | 2026-05-13T00:00:00 | 2026-09-01T00:00:00 | 2026-09-01T00:00:00 | 84 | 0 | 84 | 2780.89 | 578425.12 | 55316-3157 | USA | N45 | 1501 | ABB INDUSTRIAL CONNECTIONS AND SOLUTIONS | 27511 | XT5HU340ARYN050XXX | 1XT5H 400 BREAKING PART 3P F F UL/CSA (1SDA102683R1)1SDA102683R11EKIP TOUCH MEAS.LSI IN400 XT5 3P UL/CSA (1SDA102729R1)1SDA102729R11NEXT XT5 LSC 3000257980A001 (1SDA114243R1)1SDA114243R11FCCUAL 2X2/0-500KCMIL XT5 3PUL (1SDA113066R1)1SDA113066R1KXT5CUAL2X500K-3PC1EKIP COM MODBUS TCP XT5 INT (1SDA105189R1)1SDA105189R1KXT5COMIMBTCP | PUR | 1XT5H 400 BREAKING PART 3P F F UL/CSA (1SDA102683R1)1SDA102683R11EKIP TOUCH MEAS.LSI IN400 XT5 3P UL/CSA (1SDA102729R1)1SDA102729R11NEXT XT5 LSC 3000257980A001 (1SDA114243R1)1SDA114243R11FCCUAL 2X2/0-500KCMIL XT5 3PUL (1SDA113066R1)1SDA113066R1KXT5CUAL2X500K-3PC1EKIP COM MODBUS TCP XT5 INT (1SDA105189R1)1SDA105189R1KXT5COMIMBTCP | EA | EA |  | TRUE |  | P | B/W | 100
133257 | 15 | 3 | States | Champlin | Hayley Fabian | TRUE | 2026-05-13T00:00:00 | 2026-10-30T00:00:00 | 2026-10-30T00:00:00 | 36 | 0 | 36 | 2780.89 | 578425.12 | 55316-3157 | USA | N45 | 1501 | ABB INDUSTRIAL CONNECTIONS AND SOLUTIONS | 27511 | XT5HU340ARYN050XXX | 1XT5H 400 BREAKING PART 3P F F UL/CSA (1SDA102683R1)1SDA102683R11EKIP TOUCH MEAS.LSI IN400 XT5 3P UL/CSA (1SDA102729R1)1SDA102729R11NEXT XT5 LSC 3000257980A001 (1SDA114243R1)1SDA114243R11FCCUAL 2X2/0-500KCMIL XT5 3PUL (1SDA113066R1)1SDA113066R1KXT5CUAL2X500K-3PC1EKIP COM MODBUS TCP XT5 INT (1SDA105189R1)1SDA105189R1KXT5COMIMBTCP | PUR | 1XT5H 400 BREAKING PART 3P F F UL/CSA (1SDA102683R1)1SDA102683R11EKIP TOUCH MEAS.LSI IN400 XT5 3P UL/CSA (1SDA102729R1)1SDA102729R11NEXT XT5 LSC 3000257980A001 (1SDA114243R1)1SDA114243R11FCCUAL 2X2/0-500KCMIL XT5 3PUL (1SDA113066R1)1SDA113066R1KXT5CUAL2X500K-3PC1EKIP COM MODBUS TCP XT5 INT (1SDA105189R1)1SDA105189R1KXT5COMIMBTCP | EA | EA |  | TRUE |  | P | B/W | 100
133257 | 16 | 1 | States | Champlin | Hayley Fabian | TRUE | 2026-05-13T00:00:00 | 2026-08-11T00:00:00 | 2026-08-11T00:00:00 | 8 | 0 | 8 | 5826.47 | 116529.4 | 55316-3157 | USA | N45 | 1501 | ABB INDUSTRIAL CONNECTIONS AND SOLUTIONS | 27511 | Z4SGULJE63LA00A00WXX | 1E4.2S-A 2500 EKIP TOUCH LSI 3P FHR1SDA078002R1Z4SGULBE000A000000XX 1KIT VR SUP E4.2 F 2500A 3PCS UL INST1SDA079862R1 1KIT VR INF E4.2 F 2500A 3PCS UL INST1SDA079864R1 1YO E1.2..E6.2 24 V AC/DC1SDA073668R1ZEASA 1S51 250V E2.2...E6.21SDA073778R1ZEBBA 1KLC-A Kirk key lock in open position E2.2...E6.21SDA073798R1ZEBKLAK 1PBC D=8mm E2.2...E6.21SDA073861R1ZEBPBC8 1Ekip Supply 110-240VAC/DC1SDA074172R1ZEAPWRS 1Ekip Com Modbus TCP E1.2..E6.21SDA074151R1ZEAMODTCP 1Ekip 2K-3 E1.2...E6.21SDA074169R1ZEB2K3 | PUR | 1E4.2S-A 2500 EKIP TOUCH LSI 3P FHR1SDA078002R1Z4SGULBE000A000000XX 1KIT VR SUP E4.2 F 2500A 3PCS UL INST1SDA079862R1 1KIT VR INF E4.2 F 2500A 3PCS UL INST1SDA079864R1 1YO E1.2..E6.2 24 V AC/DC1SDA073668R1ZEASA 1S51 250V E2.2...E6.21SDA073778R1ZEBBA 1KLC-A Kirk key lock in open position E2.2...E6.21SDA073798R1ZEBKLAK 1PBC D=8mm E2.2...E6.21SDA073861R1ZEBPBC8 1Ekip Supply 110-240VAC/DC1SDA074172R1ZEAPWRS 1Ekip Com Modbus TCP E1.2..E6.21SDA074151R1ZEAMODTCP 1Ekip 2K-3 E1.2...E6.21SDA074169R1ZEB2K3 | EA | EA |  | TRUE |  | P | B/W | 100
133257 | 16 | 2 | States | Champlin | Hayley Fabian | TRUE | 2026-05-13T00:00:00 | 2026-11-03T00:00:00 | 2026-11-03T00:00:00 | 12 | 0 | 12 | 5826.47 | 116529.4 | 55316-3157 | USA | N45 | 1501 | ABB INDUSTRIAL CONNECTIONS AND SOLUTIONS | 27511 | Z4SGULJE63LA00A00WXX | 1E4.2S-A 2500 EKIP TOUCH LSI 3P FHR1SDA078002R1Z4SGULBE000A000000XX 1KIT VR SUP E4.2 F 2500A 3PCS UL INST1SDA079862R1 1KIT VR INF E4.2 F 2500A 3PCS UL INST1SDA079864R1 1YO E1.2..E6.2 24 V AC/DC1SDA073668R1ZEASA 1S51 250V E2.2...E6.21SDA073778R1ZEBBA 1KLC-A Kirk key lock in open position E2.2...E6.21SDA073798R1ZEBKLAK 1PBC D=8mm E2.2...E6.21SDA073861R1ZEBPBC8 1Ekip Supply 110-240VAC/DC1SDA074172R1ZEAPWRS 1Ekip Com Modbus TCP E1.2..E6.21SDA074151R1ZEAMODTCP 1Ekip 2K-3 E1.2...E6.21SDA074169R1ZEB2K3 | PUR | 1E4.2S-A 2500 EKIP TOUCH LSI 3P FHR1SDA078002R1Z4SGULBE000A000000XX 1KIT VR SUP E4.2 F 2500A 3PCS UL INST1SDA079862R1 1KIT VR INF E4.2 F 2500A 3PCS UL INST1SDA079864R1 1YO E1.2..E6.2 24 V AC/DC1SDA073668R1ZEASA 1S51 250V E2.2...E6.21SDA073778R1ZEBBA 1KLC-A Kirk key lock in open position E2.2...E6.21SDA073798R1ZEBKLAK 1PBC D=8mm E2.2...E6.21SDA073861R1ZEBPBC8 1Ekip Supply 110-240VAC/DC1SDA074172R1ZEAPWRS 1Ekip Com Modbus TCP E1.2..E6.21SDA074151R1ZEAMODTCP 1Ekip 2K-3 E1.2...E6.21SDA074169R1ZEB2K3 | EA | EA |  | TRUE |  | P | B/W | 100
133257 | 17 | 1 | States | Champlin | Hayley Fabian | TRUE | 2026-05-13T00:00:00 | 2026-08-25T00:00:00 | 2026-08-25T00:00:00 | 5 | 0 | 5 | 2116.29 | 10581.45 | 55316-3157 | USA | N45 | 1501 | ABB INDUSTRIAL CONNECTIONS AND SOLUTIONS | 27511 | XT5HU360BFYN000XXX | RGXT5H 600 E.DIP LSI 600 3P UL/CSA | MEC | RGXT5H 600 E.DIP LSI 600 3P UL/CSA | EA | EA |  | TRUE |  | P | B/W | 100
133257 | 18 | 1 | States | Champlin | Hayley Fabian | TRUE | 2026-05-13T00:00:00 | 2026-08-25T00:00:00 | 2026-08-25T00:00:00 | 8 | 0 | 8 | 7604.69 | 60837.52 | 55316-3157 | USA | N45 | 1501 | ABB INDUSTRIAL CONNECTIONS AND SOLUTIONS | 27511 | Z4SHUNBF30LA0AA02WXX | E4.2S-A 3200 EKIP TOUCH LSIG 3P FVR | MEC | E4.2S-A 3200 EKIP TOUCH LSIG 3P FVR | EA | EA |  | TRUE |  | P | B/W | 100
133257 | 19 | 2 | States | Champlin | Hayley Fabian | TRUE | 2026-05-13T00:00:00 | 2026-09-01T00:00:00 | 2026-09-01T00:00:00 | 15 | 2 | 13 | 4912.62 | 167029.08 | 55316-3157 | USA | N45 | 1501 | ABB INDUSTRIAL CONNECTIONS AND SOLUTIONS | 27511 | Z2SDUHJJ53LA0AA025XX | E2.2S-A 1200 EKIP HI-TOUCH LSI 3P FHR | PUR | E2.2S-A 1200 EKIP HI-TOUCH LSI 3P FHR | EA | EA |  | TRUE |  | P | B/W | 100
133257 | 19 | 3 | States | Champlin | Hayley Fabian | TRUE | 2026-05-13T00:00:00 | 2026-10-29T00:00:00 | 2026-10-29T00:00:00 | 18 | 0 | 18 | 4912.62 | 167029.08 | 55316-3157 | USA | N45 | 1501 | ABB INDUSTRIAL CONNECTIONS AND SOLUTIONS | 27511 | Z2SDUHJJ53LA0AA025XX | E2.2S-A 1200 EKIP HI-TOUCH LSI 3P FHR | PUR | E2.2S-A 1200 EKIP HI-TOUCH LSI 3P FHR | EA | EA |  | TRUE |  | P | B/W | 100
133257 | 20 | 1 | States | Champlin | Hayley Fabian | TRUE | 2026-05-13T00:00:00 | 2026-10-20T00:00:00 | 2026-10-20T00:00:00 | 12 | 0 | 12 | 377.07 | 4524.84 | 55316-3157 | USA | N45 | 1501 | ABB INDUSTRIAL CONNECTIONS AND SOLUTIONS | 27511 | XT1HU3125AYD000XXX | 125A, 65kA, ReliaGear, Thermal Mag, Load Lugs - 10-2/0 AWG | PUR | 125A, 65kA, ReliaGear, Thermal Mag, Load Lugs - 10-2/0 AWG | EA | EA |  | TRUE |  | P | B/W | 100
133257 | 22 | 1 | States | Champlin | Hayley Fabian | TRUE | 2026-05-13T00:00:00 | 2026-10-27T00:00:00 | 2026-10-27T00:00:00 | 6 | 0 | 6 | 7997.22 | 47983.32 | 55316-3157 | USA | N45 | 1501 | ABB INDUSTRIAL CONNECTIONS AND SOLUTIONS | 27511 | Z4SHUNBF63LA0EE045XX | 1E4.2S-A 3200 EKIP TOUCH LSIG 3P FVR1SDA078013R1Z4SHUNBF000A000000XX 1YO E1.2..E6.2 110-120 V AC/DC1SDA073672R1ZEASE 1YC E1.2..E6.2 110-120 V AC/DC1SDA073685R1ZEACE 1M E2.2...E6.2 100-130 V AC/DC1SDA073724R1ZEBM4 1S51 250V E2.2...E6.21SDA073778R1ZEBBA 1PBC D=8mm E2.2...E6.21SDA073861R1ZEBPBC8 1Ekip Supply 110-240VAC/DC1SDA074172R1ZEAPWRS 1Ekip Com Modbus TCP E1.2..E6.21SDA074151R1ZEAMODTCP 1Ekip 2K-3 E1.2...E6.21SDA074169R1ZEB2K3 | PUR | 1E4.2S-A 3200 EKIP TOUCH LSIG 3P FVR1SDA078013R1Z4SHUNBF000A000000XX 1YO E1.2..E6.2 110-120 V AC/DC1SDA073672R1ZEASE 1YC E1.2..E6.2 110-120 V AC/DC1SDA073685R1ZEACE 1M E2.2...E6.2 100-130 V AC/DC1SDA073724R1ZEBM4 1S51 250V E2.2...E6.21SDA073778R1ZEBBA 1PBC D=8mm E2.2...E6.21SDA073861R1ZEBPBC8 1Ekip Supply 110-240VAC/DC1SDA074172R1ZEAPWRS 1Ekip Com Modbus TCP E1.2..E6.21SDA074151R1ZEAMODTCP 1Ekip 2K-3 E1.2...E6.21SDA074169R1ZEB2K3 | EA | EA |  | TRUE |  | P | B/W | 100
133257 | 23 | 1 | States | Champlin | Hayley Fabian | TRUE | 2026-05-13T00:00:00 | 2026-10-27T00:00:00 | 2026-10-27T00:00:00 | 1 | 0 | 1 | 495.29 | 495.29 | 55316-3157 | USA | N45 | 1501 | ABB INDUSTRIAL CONNECTIONS AND SOLUTIONS | 27511 | ZE6NCT | EXT CS N ALL E4.2 E6.2 50%UL ONLY | PUR | EXT CS N ALL E4.2 E6.2 50%UL ONLY | EA | EA |  | TRUE |  | P | B/W | 100
133257 | 24 | 1 | States | Champlin | Hayley Fabian | TRUE | 2026-05-13T00:00:00 | 2026-10-29T00:00:00 | 2026-10-29T00:00:00 | 34 | 0 | 34 | 151.45 | 5149.3 | 55316-3157 | USA | N45 | 1501 | ABB INDUSTRIAL CONNECTIONS AND SOLUTIONS | 27511 | XT1HU3060AAA000XXX | XT1H 125 TMF 60-600 3P F F UL/CSA | MEC | XT1H 125 TMF 60-600 3P F F UL/CSA | EA | EA |  | TRUE |  | P | B/W | 100
133552 | 1 | 1 | States | Champlin | Hayley Fabian | TRUE | 2026-05-22T00:00:00 | 2026-08-10T00:00:00 | 2026-08-10T00:00:00 | 20 | 0 | 20 | 6382.9 | 472334.6 | 55316-3157 | USA | N45 | 1501 | ABB INDUSTRIAL CONNECTIONS AND SOLUTIONS | 27511 | Z4SGULJE33LA0AA025XX | 1E4.2S-A 2500 EKIP TOUCH LSI 3P FHR1SDA078002R1Z4SGULBE000A000000XX1KIT VR SUP E4.2 F 2500A 3PCS UL INST1SDA079862R11KIT VR INF E4.2 F 2500A 3PCS UL INST1SDA079864R11YO E1.2..E6.2 24 V AC/DC1SDA073668R1ZEASA1YC E1.2..E6.2 24 V AC/DC1SDA073681R1ZEACA1M E2.2...E6.2 24-30 V AC/DC1SDA073722R1ZEBM21S51 250V E2.2...E6.21SDA073778R1ZEBBA1PBC D=8mm E2.2...E6.21SDA073861R1ZEBPBC81Ekip Supply 24-48VDC1SDA074173R1ZEAPWRSD1Ekip Com Modbus TCP E1.2..E6.21SDA074151R1ZEAMODTCP1Ekip 2K-3 E1.2...E6.21SDA074169R1ZEB2K3 | PUR | 1E4.2S-A 2500 EKIP TOUCH LSI 3P FHR1SDA078002R1Z4SGULBE000A000000XX1KIT VR SUP E4.2 F 2500A 3PCS UL INST1SDA079862R11KIT VR INF E4.2 F 2500A 3PCS UL INST1SDA079864R11YO E1.2..E6.2 24 V AC/DC1SDA073668R1ZEASA1YC E1.2..E6.2 24 V AC/DC1SDA073681R1ZEACA1M E2.2...E6.2 24-30 V AC/DC1SDA073722R1ZEBM21S51 250V E2.2...E6.21SDA073778R1ZEBBA1PBC D=8mm E2.2...E6.21SDA073861R1ZEBPBC81Ekip Supply 24-48VDC1SDA074173R1ZEAPWRSD1Ekip Com Modbus TCP E1.2..E6.21SDA074151R1ZEAMODTCP1Ekip 2K-3 E1.2...E6.21SDA074169R1ZEB2K3 | EA | EA |  | TRUE |  | P | B/W | 100
133552 | 1 | 2 | States | Champlin | Hayley Fabian | TRUE | 2026-05-22T00:00:00 | 2026-08-18T00:00:00 | 2026-08-18T00:00:00 | 34 | 0 | 34 | 6382.9 | 472334.6 | 55316-3157 | USA | N45 | 1501 | ABB INDUSTRIAL CONNECTIONS AND SOLUTIONS | 27511 | Z4SGULJE33LA0AA025XX | 1E4.2S-A 2500 EKIP TOUCH LSI 3P FHR1SDA078002R1Z4SGULBE000A000000XX1KIT VR SUP E4.2 F 2500A 3PCS UL INST1SDA079862R11KIT VR INF E4.2 F 2500A 3PCS UL INST1SDA079864R11YO E1.2..E6.2 24 V AC/DC1SDA073668R1ZEASA1YC E1.2..E6.2 24 V AC/DC1SDA073681R1ZEACA1M E2.2...E6.2 24-30 V AC/DC1SDA073722R1ZEBM21S51 250V E2.2...E6.21SDA073778R1ZEBBA1PBC D=8mm E2.2...E6.21SDA073861R1ZEBPBC81Ekip Supply 24-48VDC1SDA074173R1ZEAPWRSD1Ekip Com Modbus TCP E1.2..E6.21SDA074151R1ZEAMODTCP1Ekip 2K-3 E1.2...E6.21SDA074169R1ZEB2K3 | PUR | 1E4.2S-A 2500 EKIP TOUCH LSI 3P FHR1SDA078002R1Z4SGULBE000A000000XX1KIT VR SUP E4.2 F 2500A 3PCS UL INST1SDA079862R11KIT VR INF E4.2 F 2500A 3PCS UL INST1SDA079864R11YO E1.2..E6.2 24 V AC/DC1SDA073668R1ZEASA1YC E1.2..E6.2 24 V AC/DC1SDA073681R1ZEACA1M E2.2...E6.2 24-30 V AC/DC1SDA073722R1ZEBM21S51 250V E2.2...E6.21SDA073778R1ZEBBA1PBC D=8mm E2.2...E6.21SDA073861R1ZEBPBC81Ekip Supply 24-48VDC1SDA074173R1ZEAPWRSD1Ekip Com Modbus TCP E1.2..E6.21SDA074151R1ZEAMODTCP1Ekip 2K-3 E1.2...E6.21SDA074169R1ZEB2K3 | EA | EA |  | TRUE |  | P | B/W | 100
133552 | 1 | 3 | States | Champlin | Hayley Fabian | TRUE | 2026-05-22T00:00:00 | 2026-08-25T00:00:00 | 2026-08-25T00:00:00 | 8 | 0 | 8 | 6382.9 | 472334.6 | 55316-3157 | USA | N45 | 1501 | ABB INDUSTRIAL CONNECTIONS AND SOLUTIONS | 27511 | Z4SGULJE33LA0AA025XX | 1E4.2S-A 2500 EKIP TOUCH LSI 3P FHR1SDA078002R1Z4SGULBE000A000000XX1KIT VR SUP E4.2 F 2500A 3PCS UL INST1SDA079862R11KIT VR INF E4.2 F 2500A 3PCS UL INST1SDA079864R11YO E1.2..E6.2 24 V AC/DC1SDA073668R1ZEASA1YC E1.2..E6.2 24 V AC/DC1SDA073681R1ZEACA1M E2.2...E6.2 24-30 V AC/DC1SDA073722R1ZEBM21S51 250V E2.2...E6.21SDA073778R1ZEBBA1PBC D=8mm E2.2...E6.21SDA073861R1ZEBPBC81Ekip Supply 24-48VDC1SDA074173R1ZEAPWRSD1Ekip Com Modbus TCP E1.2..E6.21SDA074151R1ZEAMODTCP1Ekip 2K-3 E1.2...E6.21SDA074169R1ZEB2K3 | PUR | 1E4.2S-A 2500 EKIP TOUCH LSI 3P FHR1SDA078002R1Z4SGULBE000A000000XX1KIT VR SUP E4.2 F 2500A 3PCS UL INST1SDA079862R11KIT VR INF E4.2 F 2500A 3PCS UL INST1SDA079864R11YO E1.2..E6.2 24 V AC/DC1SDA073668R1ZEASA1YC E1.2..E6.2 24 V AC/DC1SDA073681R1ZEACA1M E2.2...E6.2 24-30 V AC/DC1SDA073722R1ZEBM21S51 250V E2.2...E6.21SDA073778R1ZEBBA1PBC D=8mm E2.2...E6.21SDA073861R1ZEBPBC81Ekip Supply 24-48VDC1SDA074173R1ZEAPWRSD1Ekip Com Modbus TCP E1.2..E6.21SDA074151R1ZEAMODTCP1Ekip 2K-3 E1.2...E6.21SDA074169R1ZEB2K3 | EA | EA |  | TRUE |  | P | B/W | 100
133552 | 1 | 4 | States | Champlin | Hayley Fabian | TRUE | 2026-05-22T00:00:00 | 2026-09-18T00:00:00 | 2026-09-18T00:00:00 | 12 | 0 | 12 | 6382.9 | 472334.6 | 55316-3157 | USA | N45 | 1501 | ABB INDUSTRIAL CONNECTIONS AND SOLUTIONS | 27511 | Z4SGULJE33LA0AA025XX | 1E4.2S-A 2500 EKIP TOUCH LSI 3P FHR1SDA078002R1Z4SGULBE000A000000XX1KIT VR SUP E4.2 F 2500A 3PCS UL INST1SDA079862R11KIT VR INF E4.2 F 2500A 3PCS UL INST1SDA079864R11YO E1.2..E6.2 24 V AC/DC1SDA073668R1ZEASA1YC E1.2..E6.2 24 V AC/DC1SDA073681R1ZEACA1M E2.2...E6.2 24-30 V AC/DC1SDA073722R1ZEBM21S51 250V E2.2...E6.21SDA073778R1ZEBBA1PBC D=8mm E2.2...E6.21SDA073861R1ZEBPBC81Ekip Supply 24-48VDC1SDA074173R1ZEAPWRSD1Ekip Com Modbus TCP E1.2..E6.21SDA074151R1ZEAMODTCP1Ekip 2K-3 E1.2...E6.21SDA074169R1ZEB2K3 | PUR | 1E4.2S-A 2500 EKIP TOUCH LSI 3P FHR1SDA078002R1Z4SGULBE000A000000XX1KIT VR SUP E4.2 F 2500A 3PCS UL INST1SDA079862R11KIT VR INF E4.2 F 2500A 3PCS UL INST1SDA079864R11YO E1.2..E6.2 24 V AC/DC1SDA073668R1ZEASA1YC E1.2..E6.2 24 V AC/DC1SDA073681R1ZEACA1M E2.2...E6.2 24-30 V AC/DC1SDA073722R1ZEBM21S51 250V E2.2...E6.21SDA073778R1ZEBBA1PBC D=8mm E2.2...E6.21SDA073861R1ZEBPBC81Ekip Supply 24-48VDC1SDA074173R1ZEAPWRSD1Ekip Com Modbus TCP E1.2..E6.21SDA074151R1ZEAMODTCP1Ekip 2K-3 E1.2...E6.21SDA074169R1ZEB2K3 | EA | EA |  | TRUE |  | P | B/W | 100
133552 | 2 | 1 | States | Champlin | Hayley Fabian | TRUE | 2026-05-22T00:00:00 | 2026-08-20T00:00:00 | 2026-08-20T00:00:00 | 20 | 0 | 20 | 8057.69 | 596269.06 | 55316-3157 | USA | N45 | 1501 | ABB INDUSTRIAL CONNECTIONS AND SOLUTIONS | 27511 | Z4SHUNBF33LA0AA02WXX | 1E4.2S-A 3200 EKIP TOUCH LSIG 3P FVR1SDA078013R1Z4SHUNBF000A000000XX 1YO E1.2..E6.2 24 V AC/DC1SDA073668R1ZEASA 1YC E1.2..E6.2 24 V AC/DC1SDA073681R1ZEACA 1M E2.2...E6.2 24-30 V AC/DC1SDA073722R1ZEBM2 1S51 250V E2.2...E6.21SDA073778R1ZEBBA 1KLC-A Kirk key lock in open position E2.2...E6.21SDA073798R1ZEBKLAK 1PBC D=8mm E2.2...E6.21SDA073861R1ZEBPBC8 1Ekip Supply 24-48VDC1SDA074173R1ZEAPWRSD 1Ekip Com Modbus TCP E1.2..E6.21SDA074151R1ZEAMODTCP 1Ekip 2K-3 E1.2...E6.21SDA074169R1ZEB2K3" | PUR | 1E4.2S-A 3200 EKIP TOUCH LSIG 3P FVR1SDA078013R1Z4SHUNBF000A000000XX 1YO E1.2..E6.2 24 V AC/DC1SDA073668R1ZEASA 1YC E1.2..E6.2 24 V AC/DC1SDA073681R1ZEACA 1M E2.2...E6.2 24-30 V AC/DC1SDA073722R1ZEBM2 1S51 250V E2.2...E6.21SDA073778R1ZEBBA 1KLC-A Kirk key lock in open position E2.2...E6.21SDA073798R1ZEBKLAK 1PBC D=8mm E2.2...E6.21SDA073861R1ZEBPBC8 1Ekip Supply 24-48VDC1SDA074173R1ZEAPWRSD 1Ekip Com Modbus TCP E1.2..E6.21SDA074151R1ZEAMODTCP 1Ekip 2K-3 E1.2...E6.21SDA074169R1ZEB2K3" | EA | EA |  | TRUE |  | P | B/W | 100
133552 | 2 | 2 | States | Champlin | Hayley Fabian | TRUE | 2026-05-22T00:00:00 | 2026-09-02T00:00:00 | 2026-09-02T00:00:00 | 42 | 0 | 42 | 8057.69 | 596269.06 | 55316-3157 | USA | N45 | 1501 | ABB INDUSTRIAL CONNECTIONS AND SOLUTIONS | 27511 | Z4SHUNBF33LA0AA02WXX | 1E4.2S-A 3200 EKIP TOUCH LSIG 3P FVR1SDA078013R1Z4SHUNBF000A000000XX 1YO E1.2..E6.2 24 V AC/DC1SDA073668R1ZEASA 1YC E1.2..E6.2 24 V AC/DC1SDA073681R1ZEACA 1M E2.2...E6.2 24-30 V AC/DC1SDA073722R1ZEBM2 1S51 250V E2.2...E6.21SDA073778R1ZEBBA 1KLC-A Kirk key lock in open position E2.2...E6.21SDA073798R1ZEBKLAK 1PBC D=8mm E2.2...E6.21SDA073861R1ZEBPBC8 1Ekip Supply 24-48VDC1SDA074173R1ZEAPWRSD 1Ekip Com Modbus TCP E1.2..E6.21SDA074151R1ZEAMODTCP 1Ekip 2K-3 E1.2...E6.21SDA074169R1ZEB2K3" | PUR | 1E4.2S-A 3200 EKIP TOUCH LSIG 3P FVR1SDA078013R1Z4SHUNBF000A000000XX 1YO E1.2..E6.2 24 V AC/DC1SDA073668R1ZEASA 1YC E1.2..E6.2 24 V AC/DC1SDA073681R1ZEACA 1M E2.2...E6.2 24-30 V AC/DC1SDA073722R1ZEBM2 1S51 250V E2.2...E6.21SDA073778R1ZEBBA 1KLC-A Kirk key lock in open position E2.2...E6.21SDA073798R1ZEBKLAK 1PBC D=8mm E2.2...E6.21SDA073861R1ZEBPBC8 1Ekip Supply 24-48VDC1SDA074173R1ZEAPWRSD 1Ekip Com Modbus TCP E1.2..E6.21SDA074151R1ZEAMODTCP 1Ekip 2K-3 E1.2...E6.21SDA074169R1ZEB2K3" | EA | EA |  | TRUE |  | P | B/W | 100
133552 | 2 | 3 | States | Champlin | Hayley Fabian | TRUE | 2026-05-22T00:00:00 | 2026-09-18T00:00:00 | 2026-09-18T00:00:00 | 12 | 0 | 12 | 8057.69 | 596269.06 | 55316-3157 | USA | N45 | 1501 | ABB INDUSTRIAL CONNECTIONS AND SOLUTIONS | 27511 | Z4SHUNBF33LA0AA02WXX | 1E4.2S-A 3200 EKIP TOUCH LSIG 3P FVR1SDA078013R1Z4SHUNBF000A000000XX 1YO E1.2..E6.2 24 V AC/DC1SDA073668R1ZEASA 1YC E1.2..E6.2 24 V AC/DC1SDA073681R1ZEACA 1M E2.2...E6.2 24-30 V AC/DC1SDA073722R1ZEBM2 1S51 250V E2.2...E6.21SDA073778R1ZEBBA 1KLC-A Kirk key lock in open position E2.2...E6.21SDA073798R1ZEBKLAK 1PBC D=8mm E2.2...E6.21SDA073861R1ZEBPBC8 1Ekip Supply 24-48VDC1SDA074173R1ZEAPWRSD 1Ekip Com Modbus TCP E1.2..E6.21SDA074151R1ZEAMODTCP 1Ekip 2K-3 E1.2...E6.21SDA074169R1ZEB2K3" | PUR | 1E4.2S-A 3200 EKIP TOUCH LSIG 3P FVR1SDA078013R1Z4SHUNBF000A000000XX 1YO E1.2..E6.2 24 V AC/DC1SDA073668R1ZEASA 1YC E1.2..E6.2 24 V AC/DC1SDA073681R1ZEACA 1M E2.2...E6.2 24-30 V AC/DC1SDA073722R1ZEBM2 1S51 250V E2.2...E6.21SDA073778R1ZEBBA 1KLC-A Kirk key lock in open position E2.2...E6.21SDA073798R1ZEBKLAK 1PBC D=8mm E2.2...E6.21SDA073861R1ZEBPBC8 1Ekip Supply 24-48VDC1SDA074173R1ZEAPWRSD 1Ekip Com Modbus TCP E1.2..E6.21SDA074151R1ZEAMODTCP 1Ekip 2K-3 E1.2...E6.21SDA074169R1ZEB2K3" | EA | EA |  | TRUE |  | P | B/W | 100
133552 | 3 | 1 | States | Champlin | Hayley Fabian | TRUE | 2026-05-22T00:00:00 | 2026-07-28T00:00:00 | 2026-07-28T00:00:00 | 1 | 0 | 1 | 880.79 | 880.79 | 55316-3157 | USA | N45 | 1501 | ABB INDUSTRIAL CONNECTIONS AND SOLUTIONS | 27511 | XT4LU3150BYJ000XXX | Reliagear XT4, 250AF/150AT, 100KAIC, Thermal Magnetic Adjustable Trip | PUR | Reliagear XT4, 250AF/150AT, 100KAIC, Thermal Magnetic Adjustable Trip | EA | EA |  | TRUE |  | P | B/W | 100
133552 | 4 | 1 | States | Champlin | Hayley Fabian | TRUE | 2026-05-22T00:00:00 | 2026-09-04T00:00:00 | 2026-09-04T00:00:00 | 1 | 0 | 1 | 978.65 | 978.65 | 55316-3157 | USA | N45 | 1501 | ABB INDUSTRIAL CONNECTIONS AND SOLUTIONS | 27511 | XT4LU3200BYJ000XXX | Reliagear XT4, 250AF/200AT, 100KAIC, Thermal Magnetic Adjustable Trip | PUR | Reliagear XT4, 250AF/200AT, 100KAIC, Thermal Magnetic Adjustable Trip | EA | EA |  | TRUE |  | P | B/W | 100
133552 | 5 | 1 | States | Champlin | Hayley Fabian | TRUE | 2026-05-22T00:00:00 | 2026-07-28T00:00:00 | 2026-07-28T00:00:00 | 2 | 0 | 2 | 978.65 | 1957.3 | 55316-3157 | USA | N45 | 1501 | ABB INDUSTRIAL CONNECTIONS AND SOLUTIONS | 27511 | XT4LU3225BYJ000XXX | Reliagear XT4, 250AF/225AT, 100KAIC, Thermal Magnetic Adjustable Trip | PUR | Reliagear XT4, 250AF/225AT, 100KAIC, Thermal Magnetic Adjustable Trip | EA | EA |  | TRUE |  | P | B/W | 100
133552 | 6 | 1 | States | Champlin | Hayley Fabian | TRUE | 2026-05-22T00:00:00 | 2026-08-27T00:00:00 | 2026-08-27T00:00:00 | 2 | 0 | 2 | 2040.96 | 4081.92 | 55316-3157 | USA | N45 | 1501 | ABB INDUSTRIAL CONNECTIONS AND SOLUTIONS | 27511 | XT5LQ340AFYN000XXX | Reliagear XT5, 400AF/400AT, 100KAIC, LSI | PUR | Reliagear XT5, 400AF/400AT, 100KAIC, LSI | EA | EA |  | TRUE |  | P | B/W | 100
133552 | 7 | 1 | States | Champlin | Hayley Fabian | TRUE | 2026-05-22T00:00:00 | 2026-08-25T00:00:00 | 2026-08-25T00:00:00 | 2 | 0 | 2 | 13736.91 | 27473.82 | 55316-3157 | USA | N45 | 1501 | ABB INDUSTRIAL CONNECTIONS AND SOLUTIONS | 27511 | Z6VJURAF30LE0AA025XX | Emax 6.2, 4000A, 100KAIC, 24VDC Ekip, Shunt Trip, Close Coil, Motor Charge, RELT, Drawout | PUR | Emax 6.2, 4000A, 100KAIC, 24VDC Ekip, Shunt Trip, Close Coil, Motor Charge, RELT, Drawout | EA | EA |  | TRUE |  | P | B/W | 100
133552 | 8 | 1 | States | Champlin | Hayley Fabian | TRUE | 2026-05-22T00:00:00 | 2026-07-27T00:00:00 | 2026-07-27T00:00:00 | 18 | 13 | 5 | 4038.2 | 141337 | 55316-3157 | USA | N45 | 1501 | ABB INDUSTRIAL CONNECTIONS AND SOLUTIONS | 27511 | IN4830SU3B3XS | SB INT 3000A 48X 3P CENUPR 1S/2S DNST AG | MEC | SB INT 3000A 48X 3P CENUPR 1S/2S DNST AG | EA | EA |  | TRUE |  | P | B/W | 100
133552 | 8 | 2 | States | Champlin | Hayley Fabian | TRUE | 2026-05-22T00:00:00 | 2026-09-17T00:00:00 | 2026-09-17T00:00:00 | 13 | 7 | 6 | 4038.2 | 141337 | 55316-3157 | USA | N45 | 1501 | ABB INDUSTRIAL CONNECTIONS AND SOLUTIONS | 27511 | IN4830SU3B3XS | SB INT 3000A 48X 3P CENUPR 1S/2S DNST AG | MEC | SB INT 3000A 48X 3P CENUPR 1S/2S DNST AG | EA | EA |  | TRUE |  | P | B/W | 100
133552 | 8 | 3 | States | Champlin | Hayley Fabian | TRUE | 2026-05-22T00:00:00 | 2026-11-17T00:00:00 | 2026-11-17T00:00:00 | 4 | 0 | 4 | 4038.2 | 141337 | 55316-3157 | USA | N45 | 1501 | ABB INDUSTRIAL CONNECTIONS AND SOLUTIONS | 27511 | IN4830SU3B3XS | SB INT 3000A 48X 3P CENUPR 1S/2S DNST AG | MEC | SB INT 3000A 48X 3P CENUPR 1S/2S DNST AG | EA | EA |  | TRUE |  | P | B/W | 100
133552 | 9 | 3 | States | Champlin | Hayley Fabian | TRUE | 2026-05-22T00:00:00 | 2026-08-14T00:00:00 | 2026-08-14T00:00:00 | 22 | 0 | 22 | 3920.55 | 199948.05 | 55316-3157 | USA | N45 | 1501 | ABB INDUSTRIAL CONNECTIONS AND SOLUTIONS | 27511 | IN4820SU3B3XS | SB INT 2000A 48X 3P CENUPR 1S/2S DNST AG | MEC | SB INT 2000A 48X 3P CENUPR 1S/2S DNST AG | EA | EA |  | TRUE |  | P | B/W | 100
133552 | 9 | 4 | States | Champlin | Hayley Fabian | TRUE | 2026-05-22T00:00:00 | 2026-09-14T00:00:00 | 2026-09-14T00:00:00 | 6 | 0 | 6 | 3920.55 | 199948.05 | 55316-3157 | USA | N45 | 1501 | ABB INDUSTRIAL CONNECTIONS AND SOLUTIONS | 27511 | IN4820SU3B3XS | SB INT 2000A 48X 3P CENUPR 1S/2S DNST AG | MEC | SB INT 2000A 48X 3P CENUPR 1S/2S DNST AG | EA | EA |  | TRUE |  | P | B/W | 100
133552 | 9 | 5 | States | Champlin | Hayley Fabian | TRUE | 2026-05-22T00:00:00 | 2026-11-12T00:00:00 | 2026-11-12T00:00:00 | 10 | 0 | 10 | 3920.55 | 199948.05 | 55316-3157 | USA | N45 | 1501 | ABB INDUSTRIAL CONNECTIONS AND SOLUTIONS | 27511 | IN4820SU3B3XS | SB INT 2000A 48X 3P CENUPR 1S/2S DNST AG | MEC | SB INT 2000A 48X 3P CENUPR 1S/2S DNST AG | EA | EA |  | TRUE |  | P | B/W | 100
133552 | 10 | 1 | States | Champlin | Hayley Fabian | TRUE | 2026-05-22T00:00:00 | 2026-08-25T00:00:00 | 2026-08-25T00:00:00 | 100 | 0 | 100 | 10.57 | 2114 | 55316-3157 | USA | N45 | 1501 | ABB INDUSTRIAL CONNECTIONS AND SOLUTIONS | 27511 | E92/30CC | FUSE HOLDER: 30A, 2-POLE, E90 CLASS CC | PUR | FUSE HOLDER: 30A, 2-POLE, E90 CLASS CC | EA | EA |  | TRUE |  | P | B/W | 100
133552 | 10 | 2 | States | Champlin | Hayley Fabian | TRUE | 2026-05-22T00:00:00 | 2026-10-02T00:00:00 | 2026-10-02T00:00:00 | 100 | 0 | 100 | 10.57 | 2114 | 55316-3157 | USA | N45 | 1501 | ABB INDUSTRIAL CONNECTIONS AND SOLUTIONS | 27511 | E92/30CC | FUSE HOLDER: 30A, 2-POLE, E90 CLASS CC | PUR | FUSE HOLDER: 30A, 2-POLE, E90 CLASS CC | EA | EA |  | TRUE |  | P | B/W | 100
133552 | 11 | 1 | States | Champlin | Hayley Fabian | TRUE | 2026-05-22T00:00:00 | 2026-07-22T00:00:00 | 2026-07-22T00:00:00 | 39 | 32 | 7 | 3806.39 | 270253.69 | 55316-3157 | USA | N45 | 1501 | ABB INDUSTRIAL CONNECTIONS AND SOLUTIONS | 27511 | IN4812SU3B3XS | SB INT 1200A 48X 3P CENUPR 1S/2S DNST AG | MEC | SB INT 1200A 48X 3P CENUPR 1S/2S DNST AG | EA | EA |  | TRUE |  | P | B/W | 100
133552 | 11 | 2 | States | Champlin | Hayley Fabian | TRUE | 2026-05-22T00:00:00 | 2026-09-17T00:00:00 | 2026-09-17T00:00:00 | 26 | 0 | 26 | 3806.39 | 270253.69 | 55316-3157 | USA | N45 | 1501 | ABB INDUSTRIAL CONNECTIONS AND SOLUTIONS | 27511 | IN4812SU3B3XS | SB INT 1200A 48X 3P CENUPR 1S/2S DNST AG | MEC | SB INT 1200A 48X 3P CENUPR 1S/2S DNST AG | EA | EA |  | TRUE |  | P | B/W | 100
133552 | 11 | 3 | States | Champlin | Hayley Fabian | TRUE | 2026-05-22T00:00:00 | 2026-11-17T00:00:00 | 2026-11-17T00:00:00 | 6 | 0 | 6 | 3806.39 | 270253.69 | 55316-3157 | USA | N45 | 1501 | ABB INDUSTRIAL CONNECTIONS AND SOLUTIONS | 27511 | IN4812SU3B3XS | SB INT 1200A 48X 3P CENUPR 1S/2S DNST AG | MEC | SB INT 1200A 48X 3P CENUPR 1S/2S DNST AG | EA | EA |  | TRUE |  | P | B/W | 100
133552 | 12 | 1 | States | Champlin | Hayley Fabian | TRUE | 2026-05-22T00:00:00 | 2026-09-18T00:00:00 | 2026-09-18T00:00:00 | 1 | 0 | 1 | 1997.04 | 1997.04 | 55316-3157 | USA | N45 | 1501 | ABB INDUSTRIAL CONNECTIONS AND SOLUTIONS | 27511 | XT4HT3150UJJ050XXX | XT4, Fixed mount, 250AF/150AT, HITOUCH LSIG MODBUS TCP | PUR | XT4, Fixed mount, 250AF/150AT, HITOUCH LSIG MODBUS TCP | EA | EA |  | TRUE |  | P | B/W | 100
133552 | 13 | 1 | States | Champlin | Hayley Fabian | TRUE | 2026-05-22T00:00:00 | 2026-09-18T00:00:00 | 2026-09-18T00:00:00 | 3 | 0 | 3 | 2173.38 | 6520.14 | 55316-3157 | USA | N45 | 1501 | ABB INDUSTRIAL CONNECTIONS AND SOLUTIONS | 27511 | XT4HT3250UJJ050XXX | XT4, Fixed mount, 250AF/200AT, HITOUCH LSIG MODBUS TCP | PUR | XT4, Fixed mount, 250AF/200AT, HITOUCH LSIG MODBUS TCP | EA | EA |  | TRUE |  | P | B/W | 100
133552 | 14 | 1 | States | Champlin | Hayley Fabian | TRUE | 2026-05-22T00:00:00 | 2026-09-18T00:00:00 | 2026-09-18T00:00:00 | 2 | 0 | 2 | 434.76 | 869.52 | 55316-3157 | USA | N45 | 1501 | ABB INDUSTRIAL CONNECTIONS AND SOLUTIONS | 27511 | XT2LQ3030ADD000XXX | XT2, Fixed mount, 125AF/30AT | PUR | XT2, Fixed mount, 125AF/30AT | EA | EA |  | TRUE |  | P | B/W | 100
133552 | 15 | 1 | States | Champlin | Hayley Fabian | TRUE | 2026-05-22T00:00:00 | 2026-09-18T00:00:00 | 2026-09-18T00:00:00 | 1 | 0 | 1 | 3600.54 | 3600.54 | 55316-3157 | USA | N45 | 1501 | ABB INDUSTRIAL CONNECTIONS AND SOLUTIONS | 27511 | XT5HQ340AZNN050XXX | XT5, Fixed mount, 400AF/400AT, HITOUCH LSIG MODBUS TCP | PUR | XT5, Fixed mount, 400AF/400AT, HITOUCH LSIG MODBUS TCP | EA | EA |  | TRUE |  | P | B/W | 100
133552 | 16 | 1 | States | Champlin | Hayley Fabian | TRUE | 2026-05-22T00:00:00 | 2026-09-18T00:00:00 | 2026-09-18T00:00:00 | 7 | 0 | 7 | 7027.38 | 49191.66 | 55316-3157 | USA | N45 | 1501 | ABB INDUSTRIAL CONNECTIONS AND SOLUTIONS | 27511 | Z2SFBKJQ83LE0EE04CXX | EMAX 2.2, Fixed mount, 2000AF/2000AT, 120VAC Shunt Trip, Motor Charge, Close Coil, 120VAC EKIP SUPPLY RELT Module, HITOUCH LSIG MODBUS TCP | PUR | EMAX 2.2, Fixed mount, 2000AF/2000AT, 120VAC Shunt Trip, Motor Charge, Close Coil, 120VAC EKIP SUPPLY RELT Module, HITOUCH LSIG MODBUS TCP | EA | EA |  | TRUE |  | P | B/W | 100
133552 | 17 | 1 | States | Champlin | Hayley Fabian | TRUE | 2026-05-22T00:00:00 | 2026-09-18T00:00:00 | 2026-09-18T00:00:00 | 2 | 0 | 2 | 10206.18 | 20412.36 | 55316-3157 | USA | N45 | 1501 | ABB INDUSTRIAL CONNECTIONS AND SOLUTIONS | 27511 | Z4SHBMBQ83LE0EE04CXX | EMAX 4.2, Fixed mount, 3200AF/3000AT, 120VAC Shunt Trip, Motor Charge, Close Coil, 120VAC EKIP SUPPLY RELT Module, HITOUCH LSIG MODBUS TCP | PUR | EMAX 4.2, Fixed mount, 3200AF/3000AT, 120VAC Shunt Trip, Motor Charge, Close Coil, 120VAC EKIP SUPPLY RELT Module, HITOUCH LSIG MODBUS TCP | EA | EA |  | TRUE |  | P | B/W | 100
133552 | 18 | 1 | States | Champlin | Hayley Fabian | TRUE | 2026-05-22T00:00:00 | 2026-11-17T00:00:00 | 2026-11-17T00:00:00 | 153 | 0 | 153 | 78.58 | 12022.74 | 55316-3157 | USA | N45 | 1501 | ABB INDUSTRIAL CONNECTIONS AND SOLUTIONS | 27511 | KXTAAXCQSYFP | AUX-C 1Q+1SY 250 V XT1..XT4 | PUR | AUX-C 1Q+1SY 250 V XT1..XT4 | EA | EA |  | TRUE |  | P | B/W | 100
133711 | 14 | 1 | States | Champlin | Hayley Fabian | TRUE | 2026-05-29T00:00:00 | 2026-09-18T00:00:00 | 2026-09-18T00:00:00 | 12 | 0 | 12 | 4824.98 | 96499.6 | 55316-3157 | USA | N45 | 1501 | ABB INDUSTRIAL CONNECTIONS AND SOLUTIONS | 27511 | XT7HU312EPYW940XXX | RGXT7H 1200 E.TCH LSI 1200 3P UL | MEC | RGXT7H 1200 E.TCH LSI 1200 3P UL | EA | EA |  | TRUE |  | P | B/W | 100
133711 | 13 | 1 | States | Champlin | Hayley Fabian | TRUE | 2026-05-29T00:00:00 | 2026-09-17T00:00:00 | 2026-09-17T00:00:00 | 8 | 0 | 8 | 4038.2 | 32305.6 | 55316-3157 | USA | N45 | 1501 | ABB INDUSTRIAL CONNECTIONS AND SOLUTIONS | 27511 | IN4830SU3B3XS | SB INT 3000A 48X 3P CENUPR 1S/2S DNST AG | MEC | SB INT 3000A 48X 3P CENUPR 1S/2S DNST AG | EA | EA |  | TRUE |  | P | B/W | 100
133711 | 12 | 1 | States | Champlin | Hayley Fabian | TRUE | 2026-05-29T00:00:00 | 2026-09-18T00:00:00 | 2026-09-18T00:00:00 | 167 | 0 | 167 | 78.58 | 13122.86 | 55316-3157 | USA | N45 | 1501 | ABB INDUSTRIAL CONNECTIONS AND SOLUTIONS | 27511 | KXTAAXCQSYFP | AUX-C 1Q+1SY 250 V XT1..XT4 | PUR | AUX-C 1Q+1SY 250 V XT1..XT4 | EA | EA |  | TRUE |  | P | B/W | 100
133711 | 11 | 1 | States | Champlin | Hayley Fabian | TRUE | 2026-05-29T00:00:00 | 2026-09-18T00:00:00 | 2026-09-18T00:00:00 | 4 | 0 | 4 | 188.54 | 754.16 | 55316-3157 | USA | N45 | 1501 | ABB INDUSTRIAL CONNECTIONS AND SOLUTIONS | 27511 | XT1HU3050AYD000XXX | 125AF/50AT, 65kA, Thermal Mag, ReliaGear, Load Lugs - 10 - 2/0 AWG | PUR | 125AF/50AT, 65kA, Thermal Mag, ReliaGear, Load Lugs - 10 - 2/0 AWG | EA | EA |  | TRUE |  | P | B/W | 100
133711 | 10 | 2 | States | Champlin | Hayley Fabian | TRUE | 2026-05-29T00:00:00 | 2026-11-18T00:00:00 | 2026-11-18T00:00:00 | 20 | 0 | 20 | 1424.51 | 54131.38 | 55316-3157 | USA | N45 | 1501 | ABB INDUSTRIAL CONNECTIONS AND SOLUTIONS | 27511 | XT5HU340AFYN000XXX | RGXT5H 400 E.DIP LSI 400 3P UL/CSA | MEC | RGXT5H 400 E.DIP LSI 400 3P UL/CSA | EA | EA |  | TRUE |  | P | B/W | 100
133711 | 10 | 1 | States | Champlin | Hayley Fabian | TRUE | 2026-05-29T00:00:00 | 2026-09-18T00:00:00 | 2026-09-18T00:00:00 | 18 | 0 | 18 | 1424.51 | 54131.38 | 55316-3157 | USA | N45 | 1501 | ABB INDUSTRIAL CONNECTIONS AND SOLUTIONS | 27511 | XT5HU340AFYN000XXX | RGXT5H 400 E.DIP LSI 400 3P UL/CSA | MEC | RGXT5H 400 E.DIP LSI 400 3P UL/CSA | EA | EA |  | TRUE |  | P | B/W | 100
133711 | 8 | 2 | States | Champlin | Hayley Fabian | TRUE | 2026-05-29T00:00:00 | 2026-11-18T00:00:00 | 2026-11-18T00:00:00 | 7 | 0 | 7 | 188.54 | 2262.48 | 55316-3157 | USA | N45 | 1501 | ABB INDUSTRIAL CONNECTIONS AND SOLUTIONS | 27511 | XT1HU3060AYD000XXX | RGXT1H 125 TMF 60-600 3P UL/CSA | MEC | RGXT1H 125 TMF 60-600 3P UL/CSA | EA | EA |  | TRUE |  | P | B/W | 100
133711 | 8 | 1 | States | Champlin | Hayley Fabian | TRUE | 2026-05-29T00:00:00 | 2026-09-18T00:00:00 | 2026-09-18T00:00:00 | 5 | 0 | 5 | 188.54 | 2262.48 | 55316-3157 | USA | N45 | 1501 | ABB INDUSTRIAL CONNECTIONS AND SOLUTIONS | 27511 | XT1HU3060AYD000XXX | RGXT1H 125 TMF 60-600 3P UL/CSA | MEC | RGXT1H 125 TMF 60-600 3P UL/CSA | EA | EA |  | TRUE |  | P | B/W | 100
133711 | 7 | 1 | States | Champlin | Hayley Fabian | TRUE | 2026-05-29T00:00:00 | 2026-09-04T00:00:00 | 2026-09-04T00:00:00 | 1 | 0 | 1 | 4430.43 | 4430.43 | 55316-3157 | USA | N45 | 1501 | ABB INDUSTRIAL CONNECTIONS AND SOLUTIONS | 27511 | Z4VCUFJE30LE0AA020XX | Emax 4.2, 800AF/800AF, 100KAIC, 24VDC Ekip, Shunt Trip, Close Coil, Motor Charge, RELT, fixed | PUR | Emax 4.2, 800AF/800AF, 100KAIC, 24VDC Ekip, Shunt Trip, Close Coil, Motor Charge, RELT, fixed | EA | EA |  | TRUE |  | P | B/W | 100
133711 | 6 | 1 | States | Champlin | Hayley Fabian | TRUE | 2026-05-29T00:00:00 | 2026-09-04T00:00:00 | 2026-09-04T00:00:00 | 2 | 0 | 2 | 8083.11 | 16166.22 | 55316-3157 | USA | N45 | 1501 | ABB INDUSTRIAL CONNECTIONS AND SOLUTIONS | 27511 | Z4VFUKAF30LE0AA025XX | Emax 4.2, 2000A, 100KAIC, 24VDC Ekip, 24VDC Shunt Trip, Close Coil, Motor Charge, RELT, Drawout | PUR | Emax 4.2, 2000A, 100KAIC, 24VDC Ekip, 24VDC Shunt Trip, Close Coil, Motor Charge, RELT, Drawout | EA | EA |  | TRUE |  | P | B/W | 100
133711 | 5 | 1 | States | Champlin | Hayley Fabian | TRUE | 2026-05-29T00:00:00 | 2026-09-04T00:00:00 | 2026-09-04T00:00:00 | 3 | 0 | 3 | 5951.07 | 17853.21 | 55316-3157 | USA | N45 | 1501 | ABB INDUSTRIAL CONNECTIONS AND SOLUTIONS | 27511 | Z4VEUJJE30LE0AA020XX | Emax 4.2, 1600AF/1600AT, 100KAIC, 24VDC Ekip, Shunt Trip, Close Coil, Motor Charge, RELT, fixed | PUR | Emax 4.2, 1600AF/1600AT, 100KAIC, 24VDC Ekip, Shunt Trip, Close Coil, Motor Charge, RELT, fixed | EA | EA |  | TRUE |  | P | B/W | 100
133711 | 4 | 1 | States | Champlin | Hayley Fabian | TRUE | 2026-05-29T00:00:00 | 2026-08-12T00:00:00 | 2026-08-12T00:00:00 | 1 | 0 | 1 | 836.75 | 836.75 | 55316-3157 | USA | N45 | 1501 | ABB INDUSTRIAL CONNECTIONS AND SOLUTIONS | 27511 | XT2LU3100BYD000XXX | Reliagear XT2, 100AF/70AT, 100KAIC, Thermal Magnetic Adjustable Trip | PUR | Reliagear XT2, 100AF/70AT, 100KAIC, Thermal Magnetic Adjustable Trip | EA | EA |  | TRUE |  | P | B/W | 100
133711 | 31 | 1 | States | Champlin | Hayley Fabian | TRUE | 2026-05-29T00:00:00 | 2026-09-18T00:00:00 | 2026-09-18T00:00:00 | 4 | 0 | 4 | 355.95 | 1423.8 | 55316-3157 | USA | N45 | 1501 | ABB INDUSTRIAL CONNECTIONS AND SOLUTIONS | 27511 | XT1HU3100AYD0A0XXX | 1 RGXT1H 125 TMF 100-1000 3P UL/CSA (1SDX080023R1) XT1HU3100AYD0A0XXX 2,4432,443 1XT1H 125 TMF 100-1000 3P F F UL/CSA (1SDA074706R1) 1 NEXT XT1 LSC 3000257978A001 (1SDA114241R1) 1KIT FC CUAL 10-2/0 AWG XT1 3PCS UL (1SDA075837R1) 1AUX-C 1Q+1SY 250 V XT1..XT4 F/P (1SDA066431R1) | PUR | 1 RGXT1H 125 TMF 100-1000 3P UL/CSA (1SDX080023R1) XT1HU3100AYD0A0XXX 2,4432,443 1XT1H 125 TMF 100-1000 3P F F UL/CSA (1SDA074706R1) 1 NEXT XT1 LSC 3000257978A001 (1SDA114241R1) 1KIT FC CUAL 10-2/0 AWG XT1 3PCS UL (1SDA075837R1) 1AUX-C 1Q+1SY 250 V XT1..XT4 F/P (1SDA066431R1) | EA | EA |  | TRUE |  | P | B/W | 100
133711 | 30 | 2 | States | Champlin | Hayley Fabian | TRUE | 2026-05-29T00:00:00 | 2026-11-18T00:00:00 | 2026-11-18T00:00:00 | 33 | 0 | 33 | 188.54 | 6787.44 | 55316-3157 | USA | N45 | 1501 | ABB INDUSTRIAL CONNECTIONS AND SOLUTIONS | 27511 | XT1HU3030AYD000XXX | 125AF/30AT, 65kA, Thermal Mag, ReliaGear, Load Lugs - 10 - 2/0 AWG | PUR | 125AF/30AT, 65kA, Thermal Mag, ReliaGear, Load Lugs - 10 - 2/0 AWG | EA | EA |  | TRUE |  | P | B/W | 100
133711 | 30 | 1 | States | Champlin | Hayley Fabian | TRUE | 2026-05-29T00:00:00 | 2026-10-20T00:00:00 | 2026-10-20T00:00:00 | 3 | 0 | 3 | 188.54 | 6787.44 | 55316-3157 | USA | N45 | 1501 | ABB INDUSTRIAL CONNECTIONS AND SOLUTIONS | 27511 | XT1HU3030AYD000XXX | 125AF/30AT, 65kA, Thermal Mag, ReliaGear, Load Lugs - 10 - 2/0 AWG | PUR | 125AF/30AT, 65kA, Thermal Mag, ReliaGear, Load Lugs - 10 - 2/0 AWG | EA | EA |  | TRUE |  | P | B/W | 100
133711 | 29 | 1 | States | Champlin | Hayley Fabian | TRUE | 2026-05-29T00:00:00 | 2026-11-18T00:00:00 | 2026-11-18T00:00:00 | 1 | 0 | 1 | 1464.41 | 1464.41 | 55316-3157 | USA | N45 | 1501 | ABB INDUSTRIAL CONNECTIONS AND SOLUTIONS | 27511 | XT5HU340AGBB000XXX | XT5H 400 E.DIP LSIG 400 3P UL | MEC | XT5H 400 E.DIP LSIG 400 3P UL | EA | EA |  | TRUE |  | P | B/W | 100
133711 | 28 | 2 | States | Champlin | Hayley Fabian | TRUE | 2026-05-29T00:00:00 | 2026-10-30T00:00:00 | 2026-10-30T00:00:00 | 78 | 0 | 78 | 2780.89 | 367077.48 | 55316-3157 | USA | N45 | 1501 | ABB INDUSTRIAL CONNECTIONS AND SOLUTIONS | 27511 | XT5HU340ARYN050XXX | 1XT5H 400 BREAKING PART 3P F F UL/CSA (1SDA102683R1)1SDA102683R11EKIP TOUCH MEAS.LSI IN400 XT5 3P UL/CSA (1SDA102729R1)1SDA102729R11NEXT XT5 LSC 3000257980A001 (1SDA114243R1)1SDA114243R11FCCUAL 2X2/0-500KCMIL XT5 3PUL (1SDA113066R1)1SDA113066R1KXT5CUAL2X500K-3PC1EKIP COM MODBUS TCP XT5 INT (1SDA105189R1)1SDA105189R1KXT5COMIMBTCP | PUR | 1XT5H 400 BREAKING PART 3P F F UL/CSA (1SDA102683R1)1SDA102683R11EKIP TOUCH MEAS.LSI IN400 XT5 3P UL/CSA (1SDA102729R1)1SDA102729R11NEXT XT5 LSC 3000257980A001 (1SDA114243R1)1SDA114243R11FCCUAL 2X2/0-500KCMIL XT5 3PUL (1SDA113066R1)1SDA113066R1KXT5CUAL2X500K-3PC1EKIP COM MODBUS TCP XT5 INT (1SDA105189R1)1SDA105189R1KXT5COMIMBTCP | EA | EA |  | TRUE |  | P | B/W | 100
133711 | 28 | 1 | States | Champlin | Hayley Fabian | TRUE | 2026-05-29T00:00:00 | 2026-10-06T00:00:00 | 2026-10-06T00:00:00 | 54 | 0 | 54 | 2780.89 | 367077.48 | 55316-3157 | USA | N45 | 1501 | ABB INDUSTRIAL CONNECTIONS AND SOLUTIONS | 27511 | XT5HU340ARYN050XXX | 1XT5H 400 BREAKING PART 3P F F UL/CSA (1SDA102683R1)1SDA102683R11EKIP TOUCH MEAS.LSI IN400 XT5 3P UL/CSA (1SDA102729R1)1SDA102729R11NEXT XT5 LSC 3000257980A001 (1SDA114243R1)1SDA114243R11FCCUAL 2X2/0-500KCMIL XT5 3PUL (1SDA113066R1)1SDA113066R1KXT5CUAL2X500K-3PC1EKIP COM MODBUS TCP XT5 INT (1SDA105189R1)1SDA105189R1KXT5COMIMBTCP | PUR | 1XT5H 400 BREAKING PART 3P F F UL/CSA (1SDA102683R1)1SDA102683R11EKIP TOUCH MEAS.LSI IN400 XT5 3P UL/CSA (1SDA102729R1)1SDA102729R11NEXT XT5 LSC 3000257980A001 (1SDA114243R1)1SDA114243R11FCCUAL 2X2/0-500KCMIL XT5 3PUL (1SDA113066R1)1SDA113066R1KXT5CUAL2X500K-3PC1EKIP COM MODBUS TCP XT5 INT (1SDA105189R1)1SDA105189R1KXT5COMIMBTCP | EA | EA |  | TRUE |  | P | B/W | 100
133711 | 27 | 2 | States | Champlin | Hayley Fabian | TRUE | 2026-05-29T00:00:00 | 2026-10-20T00:00:00 | 2026-10-20T00:00:00 | 10 | 0 | 10 | 802.95 | 22482.6 | 55316-3157 | USA | N45 | 1501 | ABB INDUSTRIAL CONNECTIONS AND SOLUTIONS | 27511 | XT4HU31501YJ000XXX | RGXT4H 250 Ekip DIP LSI 150 3P UL | MEC | RGXT4H 250 Ekip DIP LSI 150 3P UL | EA | EA |  | TRUE |  | P | B/W | 100
133711 | 27 | 1 | States | Champlin | Hayley Fabian | TRUE | 2026-05-29T00:00:00 | 2026-09-18T00:00:00 | 2026-09-18T00:00:00 | 18 | 0 | 18 | 802.95 | 22482.6 | 55316-3157 | USA | N45 | 1501 | ABB INDUSTRIAL CONNECTIONS AND SOLUTIONS | 27511 | XT4HU31501YJ000XXX | RGXT4H 250 Ekip DIP LSI 150 3P UL | MEC | RGXT4H 250 Ekip DIP LSI 150 3P UL | EA | EA |  | TRUE |  | P | B/W | 100
133711 | 26 | 1 | States | Champlin | Hayley Fabian | TRUE | 2026-05-29T00:00:00 | 2026-09-25T00:00:00 | 2026-09-25T00:00:00 | 3 | 0 | 3 | 1908.22 | 5724.66 | 55316-3157 | USA | N45 | 1501 | ABB INDUSTRIAL CONNECTIONS AND SOLUTIONS | 27511 | XT2HU3100RYD050XXX | RGXT2H 125 E.TCHM LSI 100 3P UL | PUR | RGXT2H 125 E.TCHM LSI 100 3P UL | EA | EA |  | TRUE |  | P | B/W | 100
133711 | 25 | 2 | States | Champlin | Hayley Fabian | TRUE | 2026-05-29T00:00:00 | 2026-10-19T00:00:00 | 2026-10-19T00:00:00 | 2 | 0 | 2 | 3920.55 | 35284.95 | 55316-3157 | USA | N45 | 1501 | ABB INDUSTRIAL CONNECTIONS AND SOLUTIONS | 27511 | IN4820SU3B3XS | SB INT 2000A 48X 3P CENUPR 1S/2S DNST AG | MEC | SB INT 2000A 48X 3P CENUPR 1S/2S DNST AG | EA | EA |  | TRUE |  | P | B/W | 100
133711 | 25 | 1 | States | Champlin | Hayley Fabian | TRUE | 2026-05-29T00:00:00 | 2026-09-17T00:00:00 | 2026-09-17T00:00:00 | 7 | 0 | 7 | 3920.55 | 35284.95 | 55316-3157 | USA | N45 | 1501 | ABB INDUSTRIAL CONNECTIONS AND SOLUTIONS | 27511 | IN4820SU3B3XS | SB INT 2000A 48X 3P CENUPR 1S/2S DNST AG | MEC | SB INT 2000A 48X 3P CENUPR 1S/2S DNST AG | EA | EA |  | TRUE |  | P | B/W | 100
133711 | 24 | 2 | States | Champlin | Hayley Fabian | TRUE | 2026-05-29T00:00:00 | 2026-09-18T00:00:00 | 2026-09-18T00:00:00 | 8 | 0 | 8 | 495.29 | 7924.64 | 55316-3157 | USA | N45 | 1501 | ABB INDUSTRIAL CONNECTIONS AND SOLUTIONS | 27511 | ZE6NCT | EXT CS N ALL E4.2 E6.2 50%UL ONLY | PUR | EXT CS N ALL E4.2 E6.2 50%UL ONLY | EA | EA |  | TRUE |  | P | B/W | 100
133711 | 24 | 1 | States | Champlin | Hayley Fabian | TRUE | 2026-05-29T00:00:00 | 2026-07-21T00:00:00 | 2026-07-21T00:00:00 | 8 | 0 | 8 | 495.29 | 7924.64 | 55316-3157 | USA | N45 | 1501 | ABB INDUSTRIAL CONNECTIONS AND SOLUTIONS | 27511 | ZE6NCT | EXT CS N ALL E4.2 E6.2 50%UL ONLY | PUR | EXT CS N ALL E4.2 E6.2 50%UL ONLY | EA | EA |  | TRUE |  | P | B/W | 100
133711 | 23 | 2 | States | Champlin | Hayley Fabian | TRUE | 2026-05-29T00:00:00 | 2026-11-18T00:00:00 | 2026-11-18T00:00:00 | 10 | 0 | 10 | 5373.47 | 85975.52 | 55316-3157 | USA | N45 | 1501 | ABB INDUSTRIAL CONNECTIONS AND SOLUTIONS | 27511 | Z4SGULJE60LA00A00WXX | E4.2S-A 2500 EKIP TOUCH LSI 3P FHR | MEC | E4.2S-A 2500 EKIP TOUCH LSI 3P FHR | EA | EA |  | TRUE |  | P | B/W | 100
133711 | 23 | 1 | States | Champlin | Hayley Fabian | TRUE | 2026-05-29T00:00:00 | 2026-09-18T00:00:00 | 2026-09-18T00:00:00 | 6 | 0 | 6 | 5373.47 | 85975.52 | 55316-3157 | USA | N45 | 1501 | ABB INDUSTRIAL CONNECTIONS AND SOLUTIONS | 27511 | Z4SGULJE60LA00A00WXX | E4.2S-A 2500 EKIP TOUCH LSI 3P FHR | MEC | E4.2S-A 2500 EKIP TOUCH LSI 3P FHR | EA | EA |  | TRUE |  | P | B/W | 100
133711 | 22 | 2 | States | Champlin | Hayley Fabian | TRUE | 2026-05-29T00:00:00 | 2026-10-20T00:00:00 | 2026-10-20T00:00:00 | 4 | 0 | 4 | 5929.9 | 94878.4 | 55316-3157 | USA | N45 | 1501 | ABB INDUSTRIAL CONNECTIONS AND SOLUTIONS | 27511 | Z4SGULJE30LA0AA025XX | E4.2S-A 2500 EKIP TOUCH LSI 3P FHR | MEC | E4.2S-A 2500 EKIP TOUCH LSI 3P FHR | EA | EA |  | TRUE |  | P | B/W | 100
133711 | 22 | 1 | States | Champlin | Hayley Fabian | TRUE | 2026-05-29T00:00:00 | 2026-09-18T00:00:00 | 2026-09-18T00:00:00 | 12 | 0 | 12 | 5929.9 | 94878.4 | 55316-3157 | USA | N45 | 1501 | ABB INDUSTRIAL CONNECTIONS AND SOLUTIONS | 27511 | Z4SGULJE30LA0AA025XX | E4.2S-A 2500 EKIP TOUCH LSI 3P FHR | MEC | E4.2S-A 2500 EKIP TOUCH LSI 3P FHR | EA | EA |  | TRUE |  | P | B/W | 100
133711 | 21 | 1 | States | Champlin | Hayley Fabian | TRUE | 2026-05-29T00:00:00 | 2026-09-18T00:00:00 | 2026-09-18T00:00:00 | 2 | 0 | 2 | 82.4 | 164.8 | 55316-3157 | USA | N45 | 1501 | ABB INDUSTRIAL CONNECTIONS AND SOLUTIONS | 27511 | ZE1AUX4 | AUX 4Q 400V E1.2 | PUR | AUX 4Q 400V E1.2 | EA | EA |  | TRUE |  | P | B/W | 100
133711 | 20 | 2 | States | Champlin | Hayley Fabian | TRUE | 2026-05-29T00:00:00 | 2026-10-20T00:00:00 | 2026-10-20T00:00:00 | 4 | 0 | 4 | 7604.69 | 106465.66 | 55316-3157 | USA | N45 | 1501 | ABB INDUSTRIAL CONNECTIONS AND SOLUTIONS | 27511 | Z4SHUNBF30LA0AA02WXX | E4.2S-A 3200 EKIP TOUCH LSIG 3P FVR | MEC | E4.2S-A 3200 EKIP TOUCH LSIG 3P FVR | EA | EA |  | TRUE |  | P | B/W | 100
133711 | 20 | 1 | States | Champlin | Hayley Fabian | TRUE | 2026-05-29T00:00:00 | 2026-09-18T00:00:00 | 2026-09-18T00:00:00 | 10 | 0 | 10 | 7604.69 | 106465.66 | 55316-3157 | USA | N45 | 1501 | ABB INDUSTRIAL CONNECTIONS AND SOLUTIONS | 27511 | Z4SHUNBF30LA0AA02WXX | E4.2S-A 3200 EKIP TOUCH LSIG 3P FVR | MEC | E4.2S-A 3200 EKIP TOUCH LSIG 3P FVR | EA | EA |  | TRUE |  | P | B/W | 100
133711 | 19 | 1 | States | Champlin | Hayley Fabian | TRUE | 2026-05-29T00:00:00 | 2026-09-18T00:00:00 | 2026-09-18T00:00:00 | 8 | 0 | 8 | 7544.26 | 60354.08 | 55316-3157 | USA | N45 | 1501 | ABB INDUSTRIAL CONNECTIONS AND SOLUTIONS | 27511 | Z4SHUNBF60LA0EE045XX | E4.2S-A 3200 EKIP TOUCH LSIG 3P FVR | MEC | E4.2S-A 3200 EKIP TOUCH LSIG 3P FVR | EA | EA |  | TRUE |  | P | B/W | 100
133711 | 18 | 2 | States | Champlin | Hayley Fabian | TRUE | 2026-05-29T00:00:00 | 2026-10-29T00:00:00 | 2026-10-29T00:00:00 | 18 | 0 | 18 | 4912.62 | 147378.6 | 55316-3157 | USA | N45 | 1501 | ABB INDUSTRIAL CONNECTIONS AND SOLUTIONS | 27511 | Z2SDUHJJ53LA0AA025XX | E2.2S-A 1200 EKIP HI-TOUCH LSI 3P FHR | PUR | E2.2S-A 1200 EKIP HI-TOUCH LSI 3P FHR | EA | EA |  | TRUE |  | P | B/W | 100
133711 | 18 | 1 | States | Champlin | Hayley Fabian | TRUE | 2026-05-29T00:00:00 | 2026-10-06T00:00:00 | 2026-10-06T00:00:00 | 12 | 0 | 12 | 4912.62 | 147378.6 | 55316-3157 | USA | N45 | 1501 | ABB INDUSTRIAL CONNECTIONS AND SOLUTIONS | 27511 | Z2SDUHJJ53LA0AA025XX | E2.2S-A 1200 EKIP HI-TOUCH LSI 3P FHR | PUR | E2.2S-A 1200 EKIP HI-TOUCH LSI 3P FHR | EA | EA |  | TRUE |  | P | B/W | 100
133711 | 17 | 2 | States | Champlin | Hayley Fabian | TRUE | 2026-05-29T00:00:00 | 2026-10-28T00:00:00 | 2026-10-28T00:00:00 | 15 | 0 | 15 | 3806.39 | 114191.7 | 55316-3157 | USA | N45 | 1501 | ABB INDUSTRIAL CONNECTIONS AND SOLUTIONS | 27511 | IN4812SU3B3XS | SB INT 1200A 48X 3P CENUPR 1S/2S DNST AG | MEC | SB INT 1200A 48X 3P CENUPR 1S/2S DNST AG | EA | EA |  | TRUE |  | P | B/W | 100
133711 | 17 | 1 | States | Champlin | Hayley Fabian | TRUE | 2026-05-29T00:00:00 | 2026-09-17T00:00:00 | 2026-09-17T00:00:00 | 15 | 0 | 15 | 3806.39 | 114191.7 | 55316-3157 | USA | N45 | 1501 | ABB INDUSTRIAL CONNECTIONS AND SOLUTIONS | 27511 | IN4812SU3B3XS | SB INT 1200A 48X 3P CENUPR 1S/2S DNST AG | MEC | SB INT 1200A 48X 3P CENUPR 1S/2S DNST AG | EA | EA |  | TRUE |  | P | B/W | 100
133711 | 16 | 1 | States | Champlin | Hayley Fabian | TRUE | 2026-05-29T00:00:00 | 2026-07-23T00:00:00 | 2026-07-23T00:00:00 | 80 | 78 | 2 | 151.45 | 12116 | 55316-3157 | USA | N45 | 1501 | ABB INDUSTRIAL CONNECTIONS AND SOLUTIONS | 27511 | XT1HU3060AAA000XXX | XT1H 125 TMF 60-600 3P F F UL/CSA | MEC | XT1H 125 TMF 60-600 3P F F UL/CSA | EA | EA |  | TRUE |  | P | B/W | 100
133711 | 15 | 1 | States | Champlin | Hayley Fabian | TRUE | 2026-05-29T00:00:00 | 2026-09-18T00:00:00 | 2026-09-18T00:00:00 | 195 | 0 | 195 | 2780.89 | 542273.55 | 55316-3157 | USA | N45 | 1501 | ABB INDUSTRIAL CONNECTIONS AND SOLUTIONS | 27511 | XT5HU340ARYN050XXX | 1XT5H 400 BREAKING PART 3P F F UL/CSA (1SDA102683R1)1SDA102683R11EKIP TOUCH MEAS.LSI IN400 XT5 3P UL/CSA (1SDA102729R1)1SDA102729R11NEXT XT5 LSC 3000257980A001 (1SDA114243R1)1SDA114243R11FCCUAL 2X2/0-500KCMIL XT5 3PUL (1SDA113066R1)1SDA113066R1KXT5CUAL2X500K-3PC1EKIP COM MODBUS TCP XT5 INT (1SDA105189R1)1SDA105189R1KXT5COMIMBTCP | PUR | 1XT5H 400 BREAKING PART 3P F F UL/CSA (1SDA102683R1)1SDA102683R11EKIP TOUCH MEAS.LSI IN400 XT5 3P UL/CSA (1SDA102729R1)1SDA102729R11NEXT XT5 LSC 3000257980A001 (1SDA114243R1)1SDA114243R11FCCUAL 2X2/0-500KCMIL XT5 3PUL (1SDA113066R1)1SDA113066R1KXT5CUAL2X500K-3PC1EKIP COM MODBUS TCP XT5 INT (1SDA105189R1)1SDA105189R1KXT5COMIMBTCP | EA | EA |  | TRUE |  | P | B/W | 100
133711 | 14 | 2 | States | Champlin | Hayley Fabian | TRUE | 2026-05-29T00:00:00 | 2026-10-02T00:00:00 | 2026-10-02T00:00:00 | 8 | 0 | 8 | 4824.98 | 96499.6 | 55316-3157 | USA | N45 | 1501 | ABB INDUSTRIAL CONNECTIONS AND SOLUTIONS | 27511 | XT7HU312EPYW940XXX | RGXT7H 1200 E.TCH LSI 1200 3P UL | MEC | RGXT7H 1200 E.TCH LSI 1200 3P UL | EA | EA |  | TRUE |  | P | B/W | 100
133711 | 3 | 1 | States | Champlin | Hayley Fabian | TRUE | 2026-05-29T00:00:00 | 2026-09-28T00:00:00 | 2026-09-28T00:00:00 | 8 | 0 | 8 | 1549.07 | 12392.56 | 55316-3157 | USA | N45 | 1501 | ABB INDUSTRIAL CONNECTIONS AND SOLUTIONS | 27511 | Z4A32AFXX | Cradle, Vertical Terminals | PUR | Cradle, Vertical Terminals | EA | EA |  | TRUE |  | P | B/W | 100
133711 | 2 | 1 | States | Champlin | Hayley Fabian | TRUE | 2026-05-29T00:00:00 | 2026-09-28T00:00:00 | 2026-09-28T00:00:00 | 1 | 0 | 1 | 773.66 | 773.66 | 55316-3157 | USA | N45 | 1501 | ABB INDUSTRIAL CONNECTIONS AND SOLUTIONS | 27511 | Z2A20AFXX | Cradle, Vertical Terminals | PUR | Cradle, Vertical Terminals | EA | EA |  | TRUE |  | P | B/W | 100
133711 | 1 | 1 | States | Champlin | Hayley Fabian | TRUE | 2026-05-29T00:00:00 | 2026-09-18T00:00:00 | 2026-09-18T00:00:00 | 2 | 0 | 2 | 2646.92 | 5293.84 | 55316-3157 | USA | N45 | 1501 | ABB INDUSTRIAL CONNECTIONS AND SOLUTIONS | 27511 | XT7HU380CFYW000XXX | RGXT7H 800 E.DIP LSI 800 3P UL | MEC | RGXT7H 800 E.DIP LSI 800 3P UL | EA | EA |  | TRUE |  | P | B/W | 100
131631 | 7 | 1 | States | Champlin | Hayley Fabian | TRUE | 2026-03-04T00:00:00 | 2026-07-13T00:00:00 | 2026-06-11T00:00:00 | 6 | 1 | 5 | 3826.85 | 22961.1 | 55316-3157 | USA | N45 | 1501 | ABB INDUSTRIAL CONNECTIONS AND SOLUTIONS | 27511 | Z6A50JCXX | Cradle, 400V Position Contacts, Right Side E6.2-A W FP LU=5000 3P HR HR UL 5000A BREAKER (1SDA079706R1)Z6A50A0XX AUP 5 CONT. 400VAC SX E2.2...E6.2 UL (1SDA080373R1)ZEBAUP-L Kit VR Sup E6.2 W FP 5000A 3pcs UL INST (1SDA079882R1)1SDA079882R1 Kit VR Inf E6.2 W FP 5000A 3pcs UL INST (1SDA079885R1)1SDA079885R1 | PUR | Cradle, 400V Position Contacts, Right Side E6.2-A W FP LU=5000 3P HR HR UL 5000A BREAKER (1SDA079706R1)Z6A50A0XX AUP 5 CONT. 400VAC SX E2.2...E6.2 UL (1SDA080373R1)ZEBAUP-L Kit VR Sup E6.2 W FP 5000A 3pcs UL INST (1SDA079882R1)1SDA079882R1 Kit VR Inf E6.2 W FP 5000A 3pcs UL INST (1SDA079885R1)1SDA079885R1 | EA | EA |  | TRUE |  | P | B/W | 100
134373 | 2 | 1 | States | Dayton | Hayley Fabian | TRUE | 2026-06-29T00:00:00 | 2026-10-20T00:00:00 | 2026-10-20T00:00:00 | 54 | 0 | 54 | 505.05 | 27272.7 | 55369-6417 | USA | N45 | 1501 | ABB INDUSTRIAL CONNECTIONS AND SOLUTIONS | 27511 | ZEAMODTCP | EKIP MODBUS | PUR | EKIP MODBUS | EA | EA |  | TRUE |  | P | B/W | Dayton
134373 | 1 | 1 | States | Dayton | Hayley Fabian | TRUE | 2026-06-29T00:00:00 | 2026-08-31T00:00:00 | 2026-08-31T00:00:00 | 1 | 0 | 1 | 190.14 | 190.14 | 55369-6417 | USA | N45 | 1501 | ABB INDUSTRIAL CONNECTIONS AND SOLUTIONS | 27511 | XT1SQ3090AFF000XXX | XT1S 125 TMF 90-900 3P F F UL/CSA100 | MEC | XT1S 125 TMF 90-900 3P F F UL/CSA100 | EA | EA |  | TRUE |  | P | B/W | DAYTON
133748 | 3 | 1 | States | Champlin | Hayley Fabian | TRUE | 2026-05-29T00:00:00 | 2026-09-04T00:00:00 | 2026-09-04T00:00:00 | 4 | 0 | 4 | 10442.68 | 41770.72 | 55316-3157 | USA | N45 | 1501 | ABB INDUSTRIAL CONNECTIONS AND SOLUTIONS | 27511 | Z4SHUMA35ALKDAA02CXX | 3200AF/3000AT, 65kA, 3-Pole, Draw Out, Ekip Hi-Touch LSIG, RELT, ModBus TCP, ModBus RS-485, 24V Power Supply, 24V Shunt/Closing Coil/Motor Operator, 4 Aux Contacts + 6 Additional, PushButton Cover, Kirk Key Provisions | PUR | 3200AF/3000AT, 65kA, 3-Pole, Draw Out, Ekip Hi-Touch LSIG, RELT, ModBus TCP, ModBus RS-485, 24V Power Supply, 24V Shunt/Closing Coil/Motor Operator, 4 Aux Contacts + 6 Additional, PushButton Cover, Kirk Key Provisions | EA | EA |  | TRUE |  | P | B/W | 100
133748 | 2 | 1 | States | Champlin | Hayley Fabian | TRUE | 2026-05-29T00:00:00 | 2026-09-04T00:00:00 | 2026-09-04T00:00:00 | 4 | 0 | 4 | 10382.1 | 41528.4 | 55316-3157 | USA | N45 | 1501 | ABB INDUSTRIAL CONNECTIONS AND SOLUTIONS | 27511 | Z4SHUMA35ALKDAA020XX | 3200AF/3000AT, 65kA, 3-Pole, Draw Out, Ekip Hi-Touch LSIG, RELT, ModBus TCP, ModBus RS-485, 24V Power Supply, 24V Shunt/Closing Coil/Motor Operator, 4 Aux Contacts + 6 Additional, PushButton Cover | PUR | 3200AF/3000AT, 65kA, 3-Pole, Draw Out, Ekip Hi-Touch LSIG, RELT, ModBus TCP, ModBus RS-485, 24V Power Supply, 24V Shunt/Closing Coil/Motor Operator, 4 Aux Contacts + 6 Additional, PushButton Cover | EA | EA |  | TRUE |  | P | B/W | 100
133748 | 1 | 1 | States | Champlin | Hayley Fabian | TRUE | 2026-05-29T00:00:00 | 2026-09-04T00:00:00 | 2026-09-04T00:00:00 | 1 | 0 | 1 | 6139.46 | 6139.46 | 55316-3157 | USA | N45 | 1501 | ABB INDUSTRIAL CONNECTIONS AND SOLUTIONS | 27511 | Z2SCUFA35ALKDAA020XX | 800A, 65kA, 3-Pole, Draw Out, Ekip Hi-Touch LSIG, ModBus TCP, ModBus RS-485, 24V Power Supply, 24V Shunt/Closing Coil/Motor Operator, 4 Aux Contacts + 6 Additional, PushButton Cover | PUR | 800A, 65kA, 3-Pole, Draw Out, Ekip Hi-Touch LSIG, ModBus TCP, ModBus RS-485, 24V Power Supply, 24V Shunt/Closing Coil/Motor Operator, 4 Aux Contacts + 6 Additional, PushButton Cover | EA | EA |  | TRUE |  | P | B/W | 100
134588 | 1 | 1 | States | Champlin | Hayley Fabian | TRUE | 2026-07-07T00:00:00 | 2026-08-06T00:00:00 | 2026-08-06T00:00:00 | 3 | 0 | 3 | 0 | 0 | 55316-3157 | USA | N45 | 1501 | ABB INDUSTRIAL CONNECTIONS AND SOLUTIONS | 27511 | 1SDA073686R1 | YC E1.2..E6.2-XT7M 120-127 VAC/DC SHUNT CLOSING RELEASE | PUR | YC E1.2..E6.2-XT7M 120-127 VAC/DC SHUNT CLOSING RELEASE | EA | EA |  | TRUE |  | P | FXND | 100
134160 | 1 | 2 | States | Champlin | Hayley Fabian | TRUE | 2026-06-16T00:00:00 | 2026-11-02T00:00:00 | 2026-11-02T00:00:00 | 17 | 0 | 17 | 1910.61 | 64960.74 | 55316-3157 | USA | N45 | 1501 | ABB INDUSTRIAL CONNECTIONS AND SOLUTIONS | 27511 | XT5LU340AGFNDHHXXX | Distribution Feeder Circuit Breaker (300A) • 480V, 3Ø, 3P, 100kAIC, 80% Rated • EKIP DIP, LSIG, (G Protection can be disabled) • 3Q+1SY 24VDC AUX Contacts • YO 120V AC/DC Shunt Trip • Padlock Device in Open Position • Amp Trip: 400 (Dialed down to 300A) • Amp Frame: 400 • Bolt-on, Molded Case Circuit Breaker (MCCB) • Circuit Breaker Frame: XT5 | PUR | Distribution Feeder Circuit Breaker (300A) • 480V, 3Ø, 3P, 100kAIC, 80% Rated • EKIP DIP, LSIG, (G Protection can be disabled) • 3Q+1SY 24VDC AUX Contacts • YO 120V AC/DC Shunt Trip • Padlock Device in Open Position • Amp Trip: 400 (Dialed down to 300A) • Amp Frame: 400 • Bolt-on, Molded Case Circuit Breaker (MCCB) • Circuit Breaker Frame: XT5 | EA | EA |  | TRUE |  | P | B/W | 100
134160 | 1 | 1 | States | Champlin | Hayley Fabian | TRUE | 2026-06-16T00:00:00 | 2026-10-19T00:00:00 | 2026-10-19T00:00:00 | 17 | 0 | 17 | 1910.61 | 64960.74 | 55316-3157 | USA | N45 | 1501 | ABB INDUSTRIAL CONNECTIONS AND SOLUTIONS | 27511 | XT5LU340AGFNDHHXXX | Distribution Feeder Circuit Breaker (300A) • 480V, 3Ø, 3P, 100kAIC, 80% Rated • EKIP DIP, LSIG, (G Protection can be disabled) • 3Q+1SY 24VDC AUX Contacts • YO 120V AC/DC Shunt Trip • Padlock Device in Open Position • Amp Trip: 400 (Dialed down to 300A) • Amp Frame: 400 • Bolt-on, Molded Case Circuit Breaker (MCCB) • Circuit Breaker Frame: XT5 | PUR | Distribution Feeder Circuit Breaker (300A) • 480V, 3Ø, 3P, 100kAIC, 80% Rated • EKIP DIP, LSIG, (G Protection can be disabled) • 3Q+1SY 24VDC AUX Contacts • YO 120V AC/DC Shunt Trip • Padlock Device in Open Position • Amp Trip: 400 (Dialed down to 300A) • Amp Frame: 400 • Bolt-on, Molded Case Circuit Breaker (MCCB) • Circuit Breaker Frame: XT5 | EA | EA |  | TRUE |  | P | B/W | 100
131986 | 6 | 1 | States | Champlin | Hayley Fabian | TRUE | 2026-03-23T00:00:00 | 2026-07-28T00:00:00 | 2026-07-15T00:00:00 | 1 | 0 | 1 | 531.7 | 531.7 | 55316-3157 | USA | N45 | 1501 | ABB INDUSTRIAL CONNECTIONS AND SOLUTIONS | 27511 | XT4HU2080AYJ000XXX | 80 Amps Main Breaker XT4HU2080AYJ000XXXTMFHoriz. XT4 (1) #4-300 mcm, No FeedThrough LugsMain Option Details1 Silver Plated Copper Bus Heat Rated S1 NEMA 1 Enclosure SFeeders | PUR | 80 Amps Main Breaker XT4HU2080AYJ000XXXTMFHoriz. XT4 (1) #4-300 mcm, No FeedThrough LugsMain Option Details1 Silver Plated Copper Bus Heat Rated S1 NEMA 1 Enclosure SFeeders | EA | EA |  | TRUE |  | P | B/W | 100
129189 | 71 | 1 | States | Oppidan | Hayley Fabian | TRUE | 2025-09-29T00:00:00 | 2026-07-17T00:00:00 | 2026-02-06T00:00:00 | 1 | 0 | 1 | 9144.27 | 9144.27 | 55123 | USA | N30 | 1501 | ABB INDUSTRIAL CONNECTIONS AND SOLUTIONS | 27511 | RDF-INTERIOR-N | GENERIC RD LP - NORMAL | PUR | GENERIC RD LP - NORMAL | EA | EA |  | TRUE |  | P | B/W | 100
129189 | 74 | 1 | States | Oppidan | Hayley Fabian | TRUE | 2025-09-29T00:00:00 | 2026-07-17T00:00:00 | 2026-02-06T00:00:00 | 1 | 0 | 1 | 8919.72 | 8919.72 | 55123 | USA | N30 | 1501 | ABB INDUSTRIAL CONNECTIONS AND SOLUTIONS | 27511 | RDF-INTERIOR-N | GENERIC RD LP - NORMAL | PUR | GENERIC RD LP - NORMAL | EA | EA |  | TRUE |  | P | B/W | 100
129189 | 77 | 1 | States | Oppidan | Hayley Fabian | TRUE | 2025-09-29T00:00:00 | 2026-07-17T00:00:00 | 2026-02-06T00:00:00 | 1 | 0 | 1 | 9144.27 | 9144.27 | 55123 | USA | N30 | 1501 | ABB INDUSTRIAL CONNECTIONS AND SOLUTIONS | 27511 | RDF-INTERIOR-N | GENERIC RD LP - NORMAL | PUR | GENERIC RD LP - NORMAL | EA | EA |  | TRUE |  | P | B/W | 100
129189 | 98 | 1 | States | Oppidan | Hayley Fabian | TRUE | 2025-09-29T00:00:00 | 2026-07-17T00:00:00 | 2026-02-06T00:00:00 | 1 | 0 | 1 | 8919.72 | 8919.72 | 55123 | USA | N30 | 1501 | ABB INDUSTRIAL CONNECTIONS AND SOLUTIONS | 27511 | RDF-INTERIOR-N | GENERIC RD LP - NORMAL | PUR | GENERIC RD LP - NORMAL | EA | EA |  | TRUE |  | P | B/W | 100
131231 | 1 | 1 | States | B.L. Harbert International | Hayley Fabian | TRUE | 2026-02-11T00:00:00 | 2026-07-13T00:00:00 | 2026-05-01T00:00:00 | 2 | 0 | 2 | 1415.14 | 2830.28 | 35211 | USA | N45 | 1501 | ABB INDUSTRIAL CONNECTIONS AND SOLUTIONS | 27511 | XT4HQ3150SFL050XXX | XT4H 250 BREAKING PART 3p F F UL/CSA + Ekip Touch Meas.LSIG In150 XT4 3p UL/CSA, XT4H 250 BREAKING PART 3p F F UL/CSA, 1/2 KIT TERMINALI STANDARD, KIT FC CuAl 3/0-350 kcmil XT4 3pcs UL/CSA, Ekip Touch Meas.LSIG In250 XT4 3p UL/CSA, EKIP COM MODBUS TCP XT2-XT4 INT | PUR | XT4H 250 BREAKER PART 3P F F UL/CSA | EA | EA |  | TRUE |  | P | B/W | 100
133501 | 29 | 2 | States | Champlin | Hayley Fabian | TRUE | 2026-05-21T00:00:00 | 2026-08-18T00:00:00 | 2026-08-18T00:00:00 | 27 | 0 | 27 | 495.29 | 29717.4 | 55316-3157 | USA | N45 | 1501 | ABB INDUSTRIAL CONNECTIONS AND SOLUTIONS | 27511 | ZE6NCT | EXT CS N ALL E4.2 E6.2 50%UL ONLY | PUR | EXT CS N ALL E4.2 E6.2 50%UL ONLY | EA | EA |  | TRUE |  | P | B/W | 100
133501 | 29 | 3 | States | Champlin | Hayley Fabian | TRUE | 2026-05-21T00:00:00 | 2026-09-17T00:00:00 | 2026-09-17T00:00:00 | 15 | 0 | 15 | 495.29 | 29717.4 | 55316-3157 | USA | N45 | 1501 | ABB INDUSTRIAL CONNECTIONS AND SOLUTIONS | 27511 | ZE6NCT | EXT CS N ALL E4.2 E6.2 50%UL ONLY | PUR | EXT CS N ALL E4.2 E6.2 50%UL ONLY | EA | EA |  | TRUE |  | P | B/W | 100
133501 | 29 | 4 | States | Champlin | Hayley Fabian | TRUE | 2026-05-21T00:00:00 | 2026-10-26T00:00:00 | 2026-10-26T00:00:00 | 5 | 0 | 5 | 495.29 | 29717.4 | 55316-3157 | USA | N45 | 1501 | ABB INDUSTRIAL CONNECTIONS AND SOLUTIONS | 27511 | ZE6NCT | EXT CS N ALL E4.2 E6.2 50%UL ONLY | PUR | EXT CS N ALL E4.2 E6.2 50%UL ONLY | EA | EA |  | TRUE |  | P | B/W | 100
133501 | 29 | 5 | States | Champlin | Hayley Fabian | TRUE | 2026-05-21T00:00:00 | 2026-11-17T00:00:00 | 2026-11-17T00:00:00 | 8 | 0 | 8 | 495.29 | 29717.4 | 55316-3157 | USA | N45 | 1501 | ABB INDUSTRIAL CONNECTIONS AND SOLUTIONS | 27511 | ZE6NCT | EXT CS N ALL E4.2 E6.2 50%UL ONLY | PUR | EXT CS N ALL E4.2 E6.2 50%UL ONLY | EA | EA |  | TRUE |  | P | B/W | 100
133501 | 30 | 1 | States | Champlin | Hayley Fabian | TRUE | 2026-05-21T00:00:00 | 2026-08-18T00:00:00 | 2026-08-18T00:00:00 | 1 | 0 | 1 | 720.37 | 720.37 | 55316-3157 | USA | N45 | 1501 | ABB INDUSTRIAL CONNECTIONS AND SOLUTIONS | 27511 | ZE6NCTF | CS N E6.2 100% UL | PUR | CS N E6.2 100% UL | EA | EA |  | TRUE |  | P | B/W | 100
133501 | 28 | 1 | States | Champlin | Hayley Fabian | TRUE | 2026-05-21T00:00:00 | 2026-11-17T00:00:00 | 2026-11-17T00:00:00 | 2 | 0 | 2 | 82.4 | 164.8 | 55316-3157 | USA | N45 | 1501 | ABB INDUSTRIAL CONNECTIONS AND SOLUTIONS | 27511 | ZE1AUX4 | AUX 4Q 400V E1.2 | PUR | AUX 4Q 400V E1.2 | EA | EA |  | TRUE |  | P | B/W | 100
133501 | 27 | 1 | States | Champlin | Hayley Fabian | TRUE | 2026-05-21T00:00:00 | 2026-09-28T00:00:00 | 2026-09-28T00:00:00 | 2 | 0 | 2 | 5002.05 | 10004.1 | 55316-3157 | USA | N45 | 1501 | ABB INDUSTRIAL CONNECTIONS AND SOLUTIONS | 27511 | Z6A50JEXX | Cradle - w/400V Auxiliary Position Contacts, Right Sets | PUR | Cradle - w/400V Auxiliary Position Contacts, Right Sets | EA | EA |  | TRUE |  | P | B/W | 100
133501 | 26 | 1 | States | Champlin | Hayley Fabian | TRUE | 2026-05-21T00:00:00 | 2026-11-17T00:00:00 | 2026-11-17T00:00:00 | 8 | 0 | 8 | 7544.26 | 60354.08 | 55316-3157 | USA | N45 | 1501 | ABB INDUSTRIAL CONNECTIONS AND SOLUTIONS | 27511 | Z4SHUNBF60LA0EE045XX | E4.2S-A 3200 EKIP TOUCH LSIG 3P FVR | MEC | E4.2S-A 3200 EKIP TOUCH LSIG 3P FVR | EA | EA |  | TRUE |  | P | B/W | 100
133501 | 25 | 2 | States | Champlin | Hayley Fabian | TRUE | 2026-05-21T00:00:00 | 2026-11-17T00:00:00 | 2026-11-17T00:00:00 | 16 | 0 | 16 | 7604.69 | 182512.56 | 55316-3157 | USA | N45 | 1501 | ABB INDUSTRIAL CONNECTIONS AND SOLUTIONS | 27511 | Z4SHUNBF30LA0AA02WXX | E4.2S-A 3200 EKIP TOUCH LSIG 3P FVR | MEC | E4.2S-A 3200 EKIP TOUCH LSIG 3P FVR | EA | EA |  | TRUE |  | P | B/W | 100
133501 | 25 | 1 | States | Champlin | Hayley Fabian | TRUE | 2026-05-21T00:00:00 | 2026-08-24T00:00:00 | 2026-08-24T00:00:00 | 8 | 0 | 8 | 7604.69 | 182512.56 | 55316-3157 | USA | N45 | 1501 | ABB INDUSTRIAL CONNECTIONS AND SOLUTIONS | 27511 | Z4SHUNBF30LA0AA02WXX | E4.2S-A 3200 EKIP TOUCH LSIG 3P FVR | MEC | E4.2S-A 3200 EKIP TOUCH LSIG 3P FVR | EA | EA |  | TRUE |  | P | B/W | 100
133501 | 24 | 3 | States | Champlin | Hayley Fabian | TRUE | 2026-05-21T00:00:00 | 2026-09-17T00:00:00 | 2026-09-17T00:00:00 | 32 | 0 | 32 | 5826.47 | 396199.96 | 55316-3157 | USA | N45 | 1501 | ABB INDUSTRIAL CONNECTIONS AND SOLUTIONS | 27511 | Z4SGULJE63LA00A00WXX | 1E4.2S-A 2500 EKIP TOUCH LSI 3P FHR1SDA078002R1Z4SGULBE000A000000XX 1KIT VR SUP E4.2 F 2500A 3PCS UL INST1SDA079862R1 1KIT VR INF E4.2 F 2500A 3PCS UL INST1SDA079864R1 1YO E1.2..E6.2 24 V AC/DC1SDA073668R1ZEASA 1S51 250V E2.2...E6.21SDA073778R1ZEBBA 1KLC-A Kirk key lock in open position E2.2...E6.21SDA073798R1ZEBKLAK 1PBC D=8mm E2.2...E6.21SDA073861R1ZEBPBC8 1Ekip Supply 110-240VAC/DC1SDA074172R1ZEAPWRS 1Ekip Com Modbus TCP E1.2..E6.21SDA074151R1ZEAMODTCP 1Ekip 2K-3 E1.2...E6.21SDA074169R1ZEB2K3 | PUR | 1E4.2S-A 2500 EKIP TOUCH LSI 3P FHR1SDA078002R1Z4SGULBE000A000000XX 1KIT VR SUP E4.2 F 2500A 3PCS UL INST1SDA079862R1 1KIT VR INF E4.2 F 2500A 3PCS UL INST1SDA079864R1 1YO E1.2..E6.2 24 V AC/DC1SDA073668R1ZEASA 1S51 250V E2.2...E6.21SDA073778R1ZEBBA 1KLC-A Kirk key lock in open position E2.2...E6.21SDA073798R1ZEBKLAK 1PBC D=8mm E2.2...E6.21SDA073861R1ZEBPBC8 1Ekip Supply 110-240VAC/DC1SDA074172R1ZEAPWRS 1Ekip Com Modbus TCP E1.2..E6.21SDA074151R1ZEAMODTCP 1Ekip 2K-3 E1.2...E6.21SDA074169R1ZEB2K3 | EA | EA |  | TRUE |  | P | B/W | 100
133501 | 24 | 2 | States | Champlin | Hayley Fabian | TRUE | 2026-05-21T00:00:00 | 2026-08-19T00:00:00 | 2026-08-19T00:00:00 | 21 | 0 | 21 | 5826.47 | 396199.96 | 55316-3157 | USA | N45 | 1501 | ABB INDUSTRIAL CONNECTIONS AND SOLUTIONS | 27511 | Z4SGULJE63LA00A00WXX | 1E4.2S-A 2500 EKIP TOUCH LSI 3P FHR1SDA078002R1Z4SGULBE000A000000XX 1KIT VR SUP E4.2 F 2500A 3PCS UL INST1SDA079862R1 1KIT VR INF E4.2 F 2500A 3PCS UL INST1SDA079864R1 1YO E1.2..E6.2 24 V AC/DC1SDA073668R1ZEASA 1S51 250V E2.2...E6.21SDA073778R1ZEBBA 1KLC-A Kirk key lock in open position E2.2...E6.21SDA073798R1ZEBKLAK 1PBC D=8mm E2.2...E6.21SDA073861R1ZEBPBC8 1Ekip Supply 110-240VAC/DC1SDA074172R1ZEAPWRS 1Ekip Com Modbus TCP E1.2..E6.21SDA074151R1ZEAMODTCP 1Ekip 2K-3 E1.2...E6.21SDA074169R1ZEB2K3 | PUR | 1E4.2S-A 2500 EKIP TOUCH LSI 3P FHR1SDA078002R1Z4SGULBE000A000000XX 1KIT VR SUP E4.2 F 2500A 3PCS UL INST1SDA079862R1 1KIT VR INF E4.2 F 2500A 3PCS UL INST1SDA079864R1 1YO E1.2..E6.2 24 V AC/DC1SDA073668R1ZEASA 1S51 250V E2.2...E6.21SDA073778R1ZEBBA 1KLC-A Kirk key lock in open position E2.2...E6.21SDA073798R1ZEBKLAK 1PBC D=8mm E2.2...E6.21SDA073861R1ZEBPBC8 1Ekip Supply 110-240VAC/DC1SDA074172R1ZEAPWRS 1Ekip Com Modbus TCP E1.2..E6.21SDA074151R1ZEAMODTCP 1Ekip 2K-3 E1.2...E6.21SDA074169R1ZEB2K3 | EA | EA |  | TRUE |  | P | B/W | 100
133501 | 24 | 1 | States | Champlin | Hayley Fabian | TRUE | 2026-05-21T00:00:00 | 2026-08-11T00:00:00 | 2026-08-11T00:00:00 | 15 | 0 | 15 | 5826.47 | 396199.96 | 55316-3157 | USA | N45 | 1501 | ABB INDUSTRIAL CONNECTIONS AND SOLUTIONS | 27511 | Z4SGULJE63LA00A00WXX | 1E4.2S-A 2500 EKIP TOUCH LSI 3P FHR1SDA078002R1Z4SGULBE000A000000XX 1KIT VR SUP E4.2 F 2500A 3PCS UL INST1SDA079862R1 1KIT VR INF E4.2 F 2500A 3PCS UL INST1SDA079864R1 1YO E1.2..E6.2 24 V AC/DC1SDA073668R1ZEASA 1S51 250V E2.2...E6.21SDA073778R1ZEBBA 1KLC-A Kirk key lock in open position E2.2...E6.21SDA073798R1ZEBKLAK 1PBC D=8mm E2.2...E6.21SDA073861R1ZEBPBC8 1Ekip Supply 110-240VAC/DC1SDA074172R1ZEAPWRS 1Ekip Com Modbus TCP E1.2..E6.21SDA074151R1ZEAMODTCP 1Ekip 2K-3 E1.2...E6.21SDA074169R1ZEB2K3 | PUR | 1E4.2S-A 2500 EKIP TOUCH LSI 3P FHR1SDA078002R1Z4SGULBE000A000000XX 1KIT VR SUP E4.2 F 2500A 3PCS UL INST1SDA079862R1 1KIT VR INF E4.2 F 2500A 3PCS UL INST1SDA079864R1 1YO E1.2..E6.2 24 V AC/DC1SDA073668R1ZEASA 1S51 250V E2.2...E6.21SDA073778R1ZEBBA 1KLC-A Kirk key lock in open position E2.2...E6.21SDA073798R1ZEBKLAK 1PBC D=8mm E2.2...E6.21SDA073861R1ZEBPBC8 1Ekip Supply 110-240VAC/DC1SDA074172R1ZEAPWRS 1Ekip Com Modbus TCP E1.2..E6.21SDA074151R1ZEAMODTCP 1Ekip 2K-3 E1.2...E6.21SDA074169R1ZEB2K3 | EA | EA |  | TRUE |  | P | B/W | 100
133501 | 23 | 1 | States | Champlin | Hayley Fabian | TRUE | 2026-05-21T00:00:00 | 2026-11-17T00:00:00 | 2026-11-17T00:00:00 | 6 | 0 | 6 | 5373.47 | 32240.82 | 55316-3157 | USA | N45 | 1501 | ABB INDUSTRIAL CONNECTIONS AND SOLUTIONS | 27511 | Z4SGULJE60LA00A00WXX | E4.2S-A 2500 EKIP TOUCH LSI 3P FHR | MEC | E4.2S-A 2500 EKIP TOUCH LSI 3P FHR | EA | EA |  | TRUE |  | P | B/W | 100
133501 | 22 | 1 | States | Champlin | Hayley Fabian | TRUE | 2026-05-21T00:00:00 | 2026-11-17T00:00:00 | 2026-11-17T00:00:00 | 17 | 0 | 17 | 5929.9 | 100808.3 | 55316-3157 | USA | N45 | 1501 | ABB INDUSTRIAL CONNECTIONS AND SOLUTIONS | 27511 | Z4SGULJE30LA0AA025XX | E4.2S-A 2500 EKIP TOUCH LSI 3P FHR | MEC | E4.2S-A 2500 EKIP TOUCH LSI 3P FHR | EA | EA |  | TRUE |  | P | B/W | 100
133501 | 21 | 4 | States | Champlin | Hayley Fabian | TRUE | 2026-05-21T00:00:00 | 2026-11-18T00:00:00 | 2026-11-18T00:00:00 | 6 | 0 | 6 | 4912.62 | 348796.02 | 55316-3157 | USA | N45 | 1501 | ABB INDUSTRIAL CONNECTIONS AND SOLUTIONS | 27511 | Z2SDUHJJ53LA0AA025XX | E2.2S-A 1200 EKIP HI-TOUCH LSI 3P FHR | PUR | E2.2S-A 1200 EKIP HI-TOUCH LSI 3P FHR | EA | EA |  | TRUE |  | P | B/W | 100
133501 | 21 | 3 | States | Champlin | Hayley Fabian | TRUE | 2026-05-21T00:00:00 | 2026-09-18T00:00:00 | 2026-09-18T00:00:00 | 26 | 0 | 26 | 4912.62 | 348796.02 | 55316-3157 | USA | N45 | 1501 | ABB INDUSTRIAL CONNECTIONS AND SOLUTIONS | 27511 | Z2SDUHJJ53LA0AA025XX | E2.2S-A 1200 EKIP HI-TOUCH LSI 3P FHR | PUR | E2.2S-A 1200 EKIP HI-TOUCH LSI 3P FHR | EA | EA |  | TRUE |  | P | B/W | 100
133501 | 21 | 2 | States | Champlin | Hayley Fabian | TRUE | 2026-05-21T00:00:00 | 2026-09-01T00:00:00 | 2026-09-01T00:00:00 | 30 | 0 | 30 | 4912.62 | 348796.02 | 55316-3157 | USA | N45 | 1501 | ABB INDUSTRIAL CONNECTIONS AND SOLUTIONS | 27511 | Z2SDUHJJ53LA0AA025XX | E2.2S-A 1200 EKIP HI-TOUCH LSI 3P FHR | PUR | E2.2S-A 1200 EKIP HI-TOUCH LSI 3P FHR | EA | EA |  | TRUE |  | P | B/W | 100
133501 | 21 | 1 | States | Champlin | Hayley Fabian | TRUE | 2026-05-21T00:00:00 | 2026-08-10T00:00:00 | 2026-08-10T00:00:00 | 9 | 0 | 9 | 4912.62 | 348796.02 | 55316-3157 | USA | N45 | 1501 | ABB INDUSTRIAL CONNECTIONS AND SOLUTIONS | 27511 | Z2SDUHJJ53LA0AA025XX | E2.2S-A 1200 EKIP HI-TOUCH LSI 3P FHR | PUR | E2.2S-A 1200 EKIP HI-TOUCH LSI 3P FHR | EA | EA |  | TRUE |  | P | B/W | 100
133501 | 20 | 1 | States | Champlin | Hayley Fabian | TRUE | 2026-05-21T00:00:00 | 2026-11-17T00:00:00 | 2026-11-17T00:00:00 | 2 | 0 | 2 | 2646.92 | 5293.84 | 55316-3157 | USA | N45 | 1501 | ABB INDUSTRIAL CONNECTIONS AND SOLUTIONS | 27511 | XT7HU380CFYW000XXX | RGXT7H 800 E.DIP LSI 800 3P UL | MEC | RGXT7H 800 E.DIP LSI 800 3P UL | EA | EA |  | TRUE |  | P | B/W | 100
133501 | 19 | 4 | States | Champlin | Hayley Fabian | TRUE | 2026-05-21T00:00:00 | 2026-11-17T00:00:00 | 2026-11-17T00:00:00 | 12 | 0 | 12 | 4824.98 | 656197.28 | 55316-3157 | USA | N45 | 1501 | ABB INDUSTRIAL CONNECTIONS AND SOLUTIONS | 27511 | XT7HU312EPYW940XXX | RGXT7H 1200 E.TCH LSI 1200 3P UL | MEC | RGXT7H 1200 E.TCH LSI 1200 3P UL | EA | EA |  | TRUE |  | P | B/W | 100
133501 | 19 | 3 | States | Champlin | Hayley Fabian | TRUE | 2026-05-21T00:00:00 | 2026-10-02T00:00:00 | 2026-10-02T00:00:00 | 8 | 0 | 8 | 4824.98 | 656197.28 | 55316-3157 | USA | N45 | 1501 | ABB INDUSTRIAL CONNECTIONS AND SOLUTIONS | 27511 | XT7HU312EPYW940XXX | RGXT7H 1200 E.TCH LSI 1200 3P UL | MEC | RGXT7H 1200 E.TCH LSI 1200 3P UL | EA | EA |  | TRUE |  | P | B/W | 100
133501 | 19 | 2 | States | Champlin | Hayley Fabian | TRUE | 2026-05-21T00:00:00 | 2026-09-18T00:00:00 | 2026-09-18T00:00:00 | 44 | 0 | 44 | 4824.98 | 656197.28 | 55316-3157 | USA | N45 | 1501 | ABB INDUSTRIAL CONNECTIONS AND SOLUTIONS | 27511 | XT7HU312EPYW940XXX | RGXT7H 1200 E.TCH LSI 1200 3P UL | MEC | RGXT7H 1200 E.TCH LSI 1200 3P UL | EA | EA |  | TRUE |  | P | B/W | 100
133501 | 19 | 1 | States | Champlin | Hayley Fabian | TRUE | 2026-05-21T00:00:00 | 2026-09-03T00:00:00 | 2026-09-03T00:00:00 | 72 | 0 | 72 | 4824.98 | 656197.28 | 55316-3157 | USA | N45 | 1501 | ABB INDUSTRIAL CONNECTIONS AND SOLUTIONS | 27511 | XT7HU312EPYW940XXX | RGXT7H 1200 E.TCH LSI 1200 3P UL | MEC | RGXT7H 1200 E.TCH LSI 1200 3P UL | EA | EA |  | TRUE |  | P | B/W | 100
133501 | 18 | 1 | States | Champlin | Hayley Fabian | TRUE | 2026-05-21T00:00:00 | 2026-08-25T00:00:00 | 2026-08-25T00:00:00 | 16 | 0 | 16 | 2116.29 | 33860.64 | 55316-3157 | USA | N45 | 1501 | ABB INDUSTRIAL CONNECTIONS AND SOLUTIONS | 27511 | XT5HU360BFYN000XXX | RGXT5H 600 E.DIP LSI 600 3P UL/CSA | MEC | RGXT5H 600 E.DIP LSI 600 3P UL/CSA | EA | EA |  | TRUE |  | P | B/W | 100
133501 | 17 | 6 | States | Champlin | Hayley Fabian | TRUE | 2026-05-21T00:00:00 | 2026-11-18T00:00:00 | 2026-11-18T00:00:00 | 63 | 0 | 63 | 2780.89 | 2096791.06 | 55316-3157 | USA | N45 | 1501 | ABB INDUSTRIAL CONNECTIONS AND SOLUTIONS | 27511 | XT5HU340ARYN050XXX | 1XT5H 400 BREAKING PART 3P F F UL/CSA (1SDA102683R1)1SDA102683R11EKIP TOUCH MEAS.LSI IN400 XT5 3P UL/CSA (1SDA102729R1)1SDA102729R11NEXT XT5 LSC 3000257980A001 (1SDA114243R1)1SDA114243R11FCCUAL 2X2/0-500KCMIL XT5 3PUL (1SDA113066R1)1SDA113066R1KXT5CUAL2X500K-3PC1EKIP COM MODBUS TCP XT5 INT (1SDA105189R1)1SDA105189R1KXT5COMIMBTCP | PUR | 1XT5H 400 BREAKING PART 3P F F UL/CSA (1SDA102683R1)1SDA102683R11EKIP TOUCH MEAS.LSI IN400 XT5 3P UL/CSA (1SDA102729R1)1SDA102729R11NEXT XT5 LSC 3000257980A001 (1SDA114243R1)1SDA114243R11FCCUAL 2X2/0-500KCMIL XT5 3PUL (1SDA113066R1)1SDA113066R1KXT5CUAL2X500K-3PC1EKIP COM MODBUS TCP XT5 INT (1SDA105189R1)1SDA105189R1KXT5COMIMBTCP | EA | EA |  | TRUE |  | P | B/W | 100
133501 | 17 | 5 | States | Champlin | Hayley Fabian | TRUE | 2026-05-21T00:00:00 | 2026-10-30T00:00:00 | 2026-10-30T00:00:00 | 99 | 0 | 99 | 2780.89 | 2096791.06 | 55316-3157 | USA | N45 | 1501 | ABB INDUSTRIAL CONNECTIONS AND SOLUTIONS | 27511 | XT5HU340ARYN050XXX | 1XT5H 400 BREAKING PART 3P F F UL/CSA (1SDA102683R1)1SDA102683R11EKIP TOUCH MEAS.LSI IN400 XT5 3P UL/CSA (1SDA102729R1)1SDA102729R11NEXT XT5 LSC 3000257980A001 (1SDA114243R1)1SDA114243R11FCCUAL 2X2/0-500KCMIL XT5 3PUL (1SDA113066R1)1SDA113066R1KXT5CUAL2X500K-3PC1EKIP COM MODBUS TCP XT5 INT (1SDA105189R1)1SDA105189R1KXT5COMIMBTCP | PUR | 1XT5H 400 BREAKING PART 3P F F UL/CSA (1SDA102683R1)1SDA102683R11EKIP TOUCH MEAS.LSI IN400 XT5 3P UL/CSA (1SDA102729R1)1SDA102729R11NEXT XT5 LSC 3000257980A001 (1SDA114243R1)1SDA114243R11FCCUAL 2X2/0-500KCMIL XT5 3PUL (1SDA113066R1)1SDA113066R1KXT5CUAL2X500K-3PC1EKIP COM MODBUS TCP XT5 INT (1SDA105189R1)1SDA105189R1KXT5COMIMBTCP | EA | EA |  | TRUE |  | P | B/W | 100
133501 | 17 | 4 | States | Champlin | Hayley Fabian | TRUE | 2026-05-21T00:00:00 | 2026-09-18T00:00:00 | 2026-09-18T00:00:00 | 196 | 0 | 196 | 2780.89 | 2096791.06 | 55316-3157 | USA | N45 | 1501 | ABB INDUSTRIAL CONNECTIONS AND SOLUTIONS | 27511 | XT5HU340ARYN050XXX | 1XT5H 400 BREAKING PART 3P F F UL/CSA (1SDA102683R1)1SDA102683R11EKIP TOUCH MEAS.LSI IN400 XT5 3P UL/CSA (1SDA102729R1)1SDA102729R11NEXT XT5 LSC 3000257980A001 (1SDA114243R1)1SDA114243R11FCCUAL 2X2/0-500KCMIL XT5 3PUL (1SDA113066R1)1SDA113066R1KXT5CUAL2X500K-3PC1EKIP COM MODBUS TCP XT5 INT (1SDA105189R1)1SDA105189R1KXT5COMIMBTCP | PUR | 1XT5H 400 BREAKING PART 3P F F UL/CSA (1SDA102683R1)1SDA102683R11EKIP TOUCH MEAS.LSI IN400 XT5 3P UL/CSA (1SDA102729R1)1SDA102729R11NEXT XT5 LSC 3000257980A001 (1SDA114243R1)1SDA114243R11FCCUAL 2X2/0-500KCMIL XT5 3PUL (1SDA113066R1)1SDA113066R1KXT5CUAL2X500K-3PC1EKIP COM MODBUS TCP XT5 INT (1SDA105189R1)1SDA105189R1KXT5COMIMBTCP | EA | EA |  | TRUE |  | P | B/W | 100
133501 | 17 | 3 | States | Champlin | Hayley Fabian | TRUE | 2026-05-21T00:00:00 | 2026-09-01T00:00:00 | 2026-09-01T00:00:00 | 69 | 0 | 69 | 2780.89 | 2096791.06 | 55316-3157 | USA | N45 | 1501 | ABB INDUSTRIAL CONNECTIONS AND SOLUTIONS | 27511 | XT5HU340ARYN050XXX | 1XT5H 400 BREAKING PART 3P F F UL/CSA (1SDA102683R1)1SDA102683R11EKIP TOUCH MEAS.LSI IN400 XT5 3P UL/CSA (1SDA102729R1)1SDA102729R11NEXT XT5 LSC 3000257980A001 (1SDA114243R1)1SDA114243R11FCCUAL 2X2/0-500KCMIL XT5 3PUL (1SDA113066R1)1SDA113066R1KXT5CUAL2X500K-3PC1EKIP COM MODBUS TCP XT5 INT (1SDA105189R1)1SDA105189R1KXT5COMIMBTCP | PUR | 1XT5H 400 BREAKING PART 3P F F UL/CSA (1SDA102683R1)1SDA102683R11EKIP TOUCH MEAS.LSI IN400 XT5 3P UL/CSA (1SDA102729R1)1SDA102729R11NEXT XT5 LSC 3000257980A001 (1SDA114243R1)1SDA114243R11FCCUAL 2X2/0-500KCMIL XT5 3PUL (1SDA113066R1)1SDA113066R1KXT5CUAL2X500K-3PC1EKIP COM MODBUS TCP XT5 INT (1SDA105189R1)1SDA105189R1KXT5COMIMBTCP | EA | EA |  | TRUE |  | P | B/W | 100
133501 | 17 | 2 | States | Champlin | Hayley Fabian | TRUE | 2026-05-21T00:00:00 | 2026-08-26T00:00:00 | 2026-08-26T00:00:00 | 78 | 0 | 78 | 2780.89 | 2096791.06 | 55316-3157 | USA | N45 | 1501 | ABB INDUSTRIAL CONNECTIONS AND SOLUTIONS | 27511 | XT5HU340ARYN050XXX | 1XT5H 400 BREAKING PART 3P F F UL/CSA (1SDA102683R1)1SDA102683R11EKIP TOUCH MEAS.LSI IN400 XT5 3P UL/CSA (1SDA102729R1)1SDA102729R11NEXT XT5 LSC 3000257980A001 (1SDA114243R1)1SDA114243R11FCCUAL 2X2/0-500KCMIL XT5 3PUL (1SDA113066R1)1SDA113066R1KXT5CUAL2X500K-3PC1EKIP COM MODBUS TCP XT5 INT (1SDA105189R1)1SDA105189R1KXT5COMIMBTCP | PUR | 1XT5H 400 BREAKING PART 3P F F UL/CSA (1SDA102683R1)1SDA102683R11EKIP TOUCH MEAS.LSI IN400 XT5 3P UL/CSA (1SDA102729R1)1SDA102729R11NEXT XT5 LSC 3000257980A001 (1SDA114243R1)1SDA114243R11FCCUAL 2X2/0-500KCMIL XT5 3PUL (1SDA113066R1)1SDA113066R1KXT5CUAL2X500K-3PC1EKIP COM MODBUS TCP XT5 INT (1SDA105189R1)1SDA105189R1KXT5COMIMBTCP | EA | EA |  | TRUE |  | P | B/W | 100
133501 | 17 | 1 | States | Champlin | Hayley Fabian | TRUE | 2026-05-21T00:00:00 | 2026-08-20T00:00:00 | 2026-08-20T00:00:00 | 249 | 0 | 249 | 2780.89 | 2096791.06 | 55316-3157 | USA | N45 | 1501 | ABB INDUSTRIAL CONNECTIONS AND SOLUTIONS | 27511 | XT5HU340ARYN050XXX | 1XT5H 400 BREAKING PART 3P F F UL/CSA (1SDA102683R1)1SDA102683R11EKIP TOUCH MEAS.LSI IN400 XT5 3P UL/CSA (1SDA102729R1)1SDA102729R11NEXT XT5 LSC 3000257980A001 (1SDA114243R1)1SDA114243R11FCCUAL 2X2/0-500KCMIL XT5 3PUL (1SDA113066R1)1SDA113066R1KXT5CUAL2X500K-3PC1EKIP COM MODBUS TCP XT5 INT (1SDA105189R1)1SDA105189R1KXT5COMIMBTCP | PUR | 1XT5H 400 BREAKING PART 3P F F UL/CSA (1SDA102683R1)1SDA102683R11EKIP TOUCH MEAS.LSI IN400 XT5 3P UL/CSA (1SDA102729R1)1SDA102729R11NEXT XT5 LSC 3000257980A001 (1SDA114243R1)1SDA114243R11FCCUAL 2X2/0-500KCMIL XT5 3PUL (1SDA113066R1)1SDA113066R1KXT5CUAL2X500K-3PC1EKIP COM MODBUS TCP XT5 INT (1SDA105189R1)1SDA105189R1KXT5COMIMBTCP | EA | EA |  | TRUE |  | P | B/W | 100
133501 | 16 | 3 | States | Champlin | Hayley Fabian | TRUE | 2026-05-21T00:00:00 | 2026-09-17T00:00:00 | 2026-09-17T00:00:00 | 29 | 0 | 29 | 1729.02 | 240333.78 | 55316-3157 | USA | N45 | 1501 | ABB INDUSTRIAL CONNECTIONS AND SOLUTIONS | 27511 | XT5HU340AFYN0A0XXX | "1XT5H 400 EKIP DIP LSI IN400 3P UL (1SDA102529R1)1SDA102529R1XT5HU340AFFF000XXX 1NEXT XT5 LSC 3000257980A001 (1SDA114243R1)1SDA114243R1 1FCCUAL 2X2/0-500KCMIL XT5 3PUL (1SDA113066R1)1SDA113066R1KXT5CUAL2X500K-3PC 1AUX-C 1Q+1SY 250 V XT1..XT4 F/P (1SDA066431R1)1SDA066431R1KXTAAXCQSYFP" | PUR | "1XT5H 400 EKIP DIP LSI IN400 3P UL (1SDA102529R1)1SDA102529R1XT5HU340AFFF000XXX 1NEXT XT5 LSC 3000257980A001 (1SDA114243R1)1SDA114243R1 1FCCUAL 2X2/0-500KCMIL XT5 3PUL (1SDA113066R1)1SDA113066R1KXT5CUAL2X500K-3PC 1AUX-C 1Q+1SY 250 V XT1..XT4 F/P (1SDA066431R1)1SDA066431R1KXTAAXCQSYFP" | EA | EA |  | TRUE |  | P | B/W | 100
133501 | 16 | 2 | States | Champlin | Hayley Fabian | TRUE | 2026-05-21T00:00:00 | 2026-08-25T00:00:00 | 2026-08-25T00:00:00 | 8 | 0 | 8 | 1729.02 | 240333.78 | 55316-3157 | USA | N45 | 1501 | ABB INDUSTRIAL CONNECTIONS AND SOLUTIONS | 27511 | XT5HU340AFYN0A0XXX | "1XT5H 400 EKIP DIP LSI IN400 3P UL (1SDA102529R1)1SDA102529R1XT5HU340AFFF000XXX 1NEXT XT5 LSC 3000257980A001 (1SDA114243R1)1SDA114243R1 1FCCUAL 2X2/0-500KCMIL XT5 3PUL (1SDA113066R1)1SDA113066R1KXT5CUAL2X500K-3PC 1AUX-C 1Q+1SY 250 V XT1..XT4 F/P (1SDA066431R1)1SDA066431R1KXTAAXCQSYFP" | PUR | "1XT5H 400 EKIP DIP LSI IN400 3P UL (1SDA102529R1)1SDA102529R1XT5HU340AFFF000XXX 1NEXT XT5 LSC 3000257980A001 (1SDA114243R1)1SDA114243R1 1FCCUAL 2X2/0-500KCMIL XT5 3PUL (1SDA113066R1)1SDA113066R1KXT5CUAL2X500K-3PC 1AUX-C 1Q+1SY 250 V XT1..XT4 F/P (1SDA066431R1)1SDA066431R1KXTAAXCQSYFP" | EA | EA |  | TRUE |  | P | B/W | 100
133501 | 16 | 1 | States | Champlin | Hayley Fabian | TRUE | 2026-05-21T00:00:00 | 2026-08-20T00:00:00 | 2026-08-20T00:00:00 | 102 | 0 | 102 | 1729.02 | 240333.78 | 55316-3157 | USA | N45 | 1501 | ABB INDUSTRIAL CONNECTIONS AND SOLUTIONS | 27511 | XT5HU340AFYN0A0XXX | "1XT5H 400 EKIP DIP LSI IN400 3P UL (1SDA102529R1)1SDA102529R1XT5HU340AFFF000XXX 1NEXT XT5 LSC 3000257980A001 (1SDA114243R1)1SDA114243R1 1FCCUAL 2X2/0-500KCMIL XT5 3PUL (1SDA113066R1)1SDA113066R1KXT5CUAL2X500K-3PC 1AUX-C 1Q+1SY 250 V XT1..XT4 F/P (1SDA066431R1)1SDA066431R1KXTAAXCQSYFP" | PUR | "1XT5H 400 EKIP DIP LSI IN400 3P UL (1SDA102529R1)1SDA102529R1XT5HU340AFFF000XXX 1NEXT XT5 LSC 3000257980A001 (1SDA114243R1)1SDA114243R1 1FCCUAL 2X2/0-500KCMIL XT5 3PUL (1SDA113066R1)1SDA113066R1KXT5CUAL2X500K-3PC 1AUX-C 1Q+1SY 250 V XT1..XT4 F/P (1SDA066431R1)1SDA066431R1KXTAAXCQSYFP" | EA | EA |  | TRUE |  | P | B/W | 100
133501 | 15 | 1 | States | Champlin | Hayley Fabian | TRUE | 2026-05-21T00:00:00 | 2026-11-17T00:00:00 | 2026-11-17T00:00:00 | 11 | 0 | 11 | 1424.51 | 15669.61 | 55316-3157 | USA | N45 | 1501 | ABB INDUSTRIAL CONNECTIONS AND SOLUTIONS | 27511 | XT5HU340AFYN000XXX | RGXT5H 400 E.DIP LSI 400 3P UL/CSA | MEC | RGXT5H 400 E.DIP LSI 400 3P UL/CSA | EA | EA |  | TRUE |  | P | B/W | 100
133501 | 14 | 4 | States | Champlin | Hayley Fabian | TRUE | 2026-05-21T00:00:00 | 2026-09-17T00:00:00 | 2026-09-17T00:00:00 | 20 | 0 | 20 | 1010.14 | 113135.68 | 55316-3157 | USA | N45 | 1501 | ABB INDUSTRIAL CONNECTIONS AND SOLUTIONS | 27511 | XT4HU32251YJ0A0XXX | "1XT4H 250 EKIPDIPLSI IN225A 3PFF UL/CSA (1SDA122950R1)1SDA122950R1XT4HU32251FF000XXX 1NEXT XT4 LSC 3000257979A001 (1SDA114242R1)1SDA114242R1 1KIT FCCUAL 4-300AWG XT4 3PC UL/CSA (1SDA075861R1)1SDA075861R1KXT4CUAL2-3PC 1AUX-C 1Q+1SY 250 V XT1..XT4 F/P (1SDA066431R1)1SDA066431R1KXTAAXCQSYFP" | PUR | "1XT4H 250 EKIPDIPLSI IN225A 3PFF UL/CSA (1SDA122950R1)1SDA122950R1XT4HU32251FF000XXX 1NEXT XT4 LSC 3000257979A001 (1SDA114242R1)1SDA114242R1 1KIT FCCUAL 4-300AWG XT4 3PC UL/CSA (1SDA075861R1)1SDA075861R1KXT4CUAL2-3PC 1AUX-C 1Q+1SY 250 V XT1..XT4 F/P (1SDA066431R1)1SDA066431R1KXTAAXCQSYFP" | EA | EA |  | TRUE |  | P | B/W | 100
133501 | 14 | 3 | States | Champlin | Hayley Fabian | TRUE | 2026-05-21T00:00:00 | 2026-08-27T00:00:00 | 2026-08-27T00:00:00 | 16 | 0 | 16 | 1010.14 | 113135.68 | 55316-3157 | USA | N45 | 1501 | ABB INDUSTRIAL CONNECTIONS AND SOLUTIONS | 27511 | XT4HU32251YJ0A0XXX | "1XT4H 250 EKIPDIPLSI IN225A 3PFF UL/CSA (1SDA122950R1)1SDA122950R1XT4HU32251FF000XXX 1NEXT XT4 LSC 3000257979A001 (1SDA114242R1)1SDA114242R1 1KIT FCCUAL 4-300AWG XT4 3PC UL/CSA (1SDA075861R1)1SDA075861R1KXT4CUAL2-3PC 1AUX-C 1Q+1SY 250 V XT1..XT4 F/P (1SDA066431R1)1SDA066431R1KXTAAXCQSYFP" | PUR | "1XT4H 250 EKIPDIPLSI IN225A 3PFF UL/CSA (1SDA122950R1)1SDA122950R1XT4HU32251FF000XXX 1NEXT XT4 LSC 3000257979A001 (1SDA114242R1)1SDA114242R1 1KIT FCCUAL 4-300AWG XT4 3PC UL/CSA (1SDA075861R1)1SDA075861R1KXT4CUAL2-3PC 1AUX-C 1Q+1SY 250 V XT1..XT4 F/P (1SDA066431R1)1SDA066431R1KXTAAXCQSYFP" | EA | EA |  | TRUE |  | P | B/W | 100
133501 | 14 | 2 | States | Champlin | Hayley Fabian | TRUE | 2026-05-21T00:00:00 | 2026-08-27T00:00:00 | 2026-08-27T00:00:00 | 20 | 0 | 20 | 1010.14 | 113135.68 | 55316-3157 | USA | N45 | 1501 | ABB INDUSTRIAL CONNECTIONS AND SOLUTIONS | 27511 | XT4HU32251YJ0A0XXX | "1XT4H 250 EKIPDIPLSI IN225A 3PFF UL/CSA (1SDA122950R1)1SDA122950R1XT4HU32251FF000XXX 1NEXT XT4 LSC 3000257979A001 (1SDA114242R1)1SDA114242R1 1KIT FCCUAL 4-300AWG XT4 3PC UL/CSA (1SDA075861R1)1SDA075861R1KXT4CUAL2-3PC 1AUX-C 1Q+1SY 250 V XT1..XT4 F/P (1SDA066431R1)1SDA066431R1KXTAAXCQSYFP" | PUR | "1XT4H 250 EKIPDIPLSI IN225A 3PFF UL/CSA (1SDA122950R1)1SDA122950R1XT4HU32251FF000XXX 1NEXT XT4 LSC 3000257979A001 (1SDA114242R1)1SDA114242R1 1KIT FCCUAL 4-300AWG XT4 3PC UL/CSA (1SDA075861R1)1SDA075861R1KXT4CUAL2-3PC 1AUX-C 1Q+1SY 250 V XT1..XT4 F/P (1SDA066431R1)1SDA066431R1KXTAAXCQSYFP" | EA | EA |  | TRUE |  | P | B/W | 100
133501 | 14 | 1 | States | Champlin | Hayley Fabian | TRUE | 2026-05-21T00:00:00 | 2026-08-27T00:00:00 | 2026-08-27T00:00:00 | 56 | 0 | 56 | 1010.14 | 113135.68 | 55316-3157 | USA | N45 | 1501 | ABB INDUSTRIAL CONNECTIONS AND SOLUTIONS | 27511 | XT4HU32251YJ0A0XXX | "1XT4H 250 EKIPDIPLSI IN225A 3PFF UL/CSA (1SDA122950R1)1SDA122950R1XT4HU32251FF000XXX 1NEXT XT4 LSC 3000257979A001 (1SDA114242R1)1SDA114242R1 1KIT FCCUAL 4-300AWG XT4 3PC UL/CSA (1SDA075861R1)1SDA075861R1KXT4CUAL2-3PC 1AUX-C 1Q+1SY 250 V XT1..XT4 F/P (1SDA066431R1)1SDA066431R1KXTAAXCQSYFP" | PUR | "1XT4H 250 EKIPDIPLSI IN225A 3PFF UL/CSA (1SDA122950R1)1SDA122950R1XT4HU32251FF000XXX 1NEXT XT4 LSC 3000257979A001 (1SDA114242R1)1SDA114242R1 1KIT FCCUAL 4-300AWG XT4 3PC UL/CSA (1SDA075861R1)1SDA075861R1KXT4CUAL2-3PC 1AUX-C 1Q+1SY 250 V XT1..XT4 F/P (1SDA066431R1)1SDA066431R1KXTAAXCQSYFP" | EA | EA |  | TRUE |  | P | B/W | 100
133501 | 13 | 2 | States | Champlin | Hayley Fabian | TRUE | 2026-05-21T00:00:00 | 2026-08-27T00:00:00 | 2026-08-27T00:00:00 | 40 | 0 | 40 | 913.68 | 73094.4 | 55316-3157 | USA | N45 | 1501 | ABB INDUSTRIAL CONNECTIONS AND SOLUTIONS | 27511 | XT4HU31501YJ0A0XXX | "1XT4H 250 EKIP DIP LSI IN150 3P FF UL/CSA (1SDA102277R1)1SDA102277R1XT4HU31501FF000XXX 1NEXT XT4 LSC 3000257979A001 (1SDA114242R1)1SDA114242R1 1KIT FCCUAL 4-300AWG XT4 3PC UL/CSA (1SDA075861R1)1SDA075861R1KXT4CUAL2-3PC 1AUX-C 1Q+1SY 250 V XT1..XT4 F/P (1SDA066431R1)1SDA066431R1KXTAAXCQSYFP" | PUR | "1XT4H 250 EKIP DIP LSI IN150 3P FF UL/CSA (1SDA102277R1)1SDA102277R1XT4HU31501FF000XXX 1NEXT XT4 LSC 3000257979A001 (1SDA114242R1)1SDA114242R1 1KIT FCCUAL 4-300AWG XT4 3PC UL/CSA (1SDA075861R1)1SDA075861R1KXT4CUAL2-3PC 1AUX-C 1Q+1SY 250 V XT1..XT4 F/P (1SDA066431R1)1SDA066431R1KXTAAXCQSYFP" | EA | EA |  | TRUE |  | P | B/W | 100
133501 | 13 | 1 | States | Champlin | Hayley Fabian | TRUE | 2026-05-21T00:00:00 | 2026-08-27T00:00:00 | 2026-08-27T00:00:00 | 40 | 0 | 40 | 913.68 | 73094.4 | 55316-3157 | USA | N45 | 1501 | ABB INDUSTRIAL CONNECTIONS AND SOLUTIONS | 27511 | XT4HU31501YJ0A0XXX | "1XT4H 250 EKIP DIP LSI IN150 3P FF UL/CSA (1SDA102277R1)1SDA102277R1XT4HU31501FF000XXX 1NEXT XT4 LSC 3000257979A001 (1SDA114242R1)1SDA114242R1 1KIT FCCUAL 4-300AWG XT4 3PC UL/CSA (1SDA075861R1)1SDA075861R1KXT4CUAL2-3PC 1AUX-C 1Q+1SY 250 V XT1..XT4 F/P (1SDA066431R1)1SDA066431R1KXTAAXCQSYFP" | PUR | "1XT4H 250 EKIP DIP LSI IN150 3P FF UL/CSA (1SDA102277R1)1SDA102277R1XT4HU31501FF000XXX 1NEXT XT4 LSC 3000257979A001 (1SDA114242R1)1SDA114242R1 1KIT FCCUAL 4-300AWG XT4 3PC UL/CSA (1SDA075861R1)1SDA075861R1KXT4CUAL2-3PC 1AUX-C 1Q+1SY 250 V XT1..XT4 F/P (1SDA066431R1)1SDA066431R1KXTAAXCQSYFP" | EA | EA |  | TRUE |  | P | B/W | 100
133501 | 12 | 1 | States | Champlin | Hayley Fabian | TRUE | 2026-05-21T00:00:00 | 2026-11-17T00:00:00 | 2026-11-17T00:00:00 | 33 | 0 | 33 | 802.95 | 26497.35 | 55316-3157 | USA | N45 | 1501 | ABB INDUSTRIAL CONNECTIONS AND SOLUTIONS | 27511 | XT4HU31501YJ000XXX | RGXT4H 250 Ekip DIP LSI 150 3P UL | MEC | RGXT4H 250 Ekip DIP LSI 150 3P UL | EA | EA |  | TRUE |  | P | B/W | 100
133501 | 11 | 4 | States | Champlin | Hayley Fabian | TRUE | 2026-05-21T00:00:00 | 2026-11-17T00:00:00 | 2026-11-17T00:00:00 | 3 | 0 | 3 | 1908.22 | 53430.16 | 55316-3157 | USA | N45 | 1501 | ABB INDUSTRIAL CONNECTIONS AND SOLUTIONS | 27511 | XT2HU3100RYD050XXX | RGXT2H 125 E.TCHM LSI 100 3P UL | PUR | RGXT2H 125 E.TCHM LSI 100 3P UL | EA | EA |  | TRUE |  | P | B/W | 100
133501 | 11 | 3 | States | Champlin | Hayley Fabian | TRUE | 2026-05-21T00:00:00 | 2026-09-17T00:00:00 | 2026-09-17T00:00:00 | 7 | 0 | 7 | 1908.22 | 53430.16 | 55316-3157 | USA | N45 | 1501 | ABB INDUSTRIAL CONNECTIONS AND SOLUTIONS | 27511 | XT2HU3100RYD050XXX | RGXT2H 125 E.TCHM LSI 100 3P UL | PUR | RGXT2H 125 E.TCHM LSI 100 3P UL | EA | EA |  | TRUE |  | P | B/W | 100
133501 | 11 | 2 | States | Champlin | Hayley Fabian | TRUE | 2026-05-21T00:00:00 | 2026-09-11T00:00:00 | 2026-09-11T00:00:00 | 4 | 0 | 4 | 1908.22 | 53430.16 | 55316-3157 | USA | N45 | 1501 | ABB INDUSTRIAL CONNECTIONS AND SOLUTIONS | 27511 | XT2HU3100RYD050XXX | RGXT2H 125 E.TCHM LSI 100 3P UL | PUR | RGXT2H 125 E.TCHM LSI 100 3P UL | EA | EA |  | TRUE |  | P | B/W | 100
133501 | 11 | 1 | States | Champlin | Hayley Fabian | TRUE | 2026-05-21T00:00:00 | 2026-09-11T00:00:00 | 2026-09-11T00:00:00 | 14 | 0 | 14 | 1908.22 | 53430.16 | 55316-3157 | USA | N45 | 1501 | ABB INDUSTRIAL CONNECTIONS AND SOLUTIONS | 27511 | XT2HU3100RYD050XXX | RGXT2H 125 E.TCHM LSI 100 3P UL | PUR | RGXT2H 125 E.TCHM LSI 100 3P UL | EA | EA |  | TRUE |  | P | B/W | 100
133501 | 9 | 2 | States | Champlin | Hayley Fabian | TRUE | 2026-05-21T00:00:00 | 2026-10-20T00:00:00 | 2026-10-20T00:00:00 | 6 | 0 | 6 | 748.46 | 8981.52 | 55316-3157 | USA | N45 | 1501 | ABB INDUSTRIAL CONNECTIONS AND SOLUTIONS | 27511 | XT2HU3080BYD0A0XXX | 1RGXT2H 125 TMA 80-400..800 3P UL/CSA (1SDX188416R1) 1XT2H 125 TMA 80-400-800 3PFF UL/CSA (1SDA074798R1) 1LINE SIDE CONNECTOR XT2 3P PANELBOARD (1SDA118444R1) 1KIT FC CUAL 14-2/0 AWG XT2 3PCS UL (1SDA085585R1) | PUR | 1RGXT2H 125 TMA 80-400..800 3P UL/CSA (1SDX188416R1) 1XT2H 125 TMA 80-400-800 3PFF UL/CSA (1SDA074798R1) 1LINE SIDE CONNECTOR XT2 3P PANELBOARD (1SDA118444R1) 1KIT FC CUAL 14-2/0 AWG XT2 3PCS UL (1SDA085585R1) | EA | EA |  | TRUE |  | P | B/W | 100
133501 | 9 | 1 | States | Champlin | Hayley Fabian | TRUE | 2026-05-21T00:00:00 | 2026-10-06T00:00:00 | 2026-10-06T00:00:00 | 6 | 0 | 6 | 748.46 | 8981.52 | 55316-3157 | USA | N45 | 1501 | ABB INDUSTRIAL CONNECTIONS AND SOLUTIONS | 27511 | XT2HU3080BYD0A0XXX | 1RGXT2H 125 TMA 80-400..800 3P UL/CSA (1SDX188416R1) 1XT2H 125 TMA 80-400-800 3PFF UL/CSA (1SDA074798R1) 1LINE SIDE CONNECTOR XT2 3P PANELBOARD (1SDA118444R1) 1KIT FC CUAL 14-2/0 AWG XT2 3PCS UL (1SDA085585R1) | PUR | 1RGXT2H 125 TMA 80-400..800 3P UL/CSA (1SDX188416R1) 1XT2H 125 TMA 80-400-800 3PFF UL/CSA (1SDA074798R1) 1LINE SIDE CONNECTOR XT2 3P PANELBOARD (1SDA118444R1) 1KIT FC CUAL 14-2/0 AWG XT2 3PCS UL (1SDA085585R1) | EA | EA |  | TRUE |  | P | B/W | 100
133501 | 8 | 2 | States | Champlin | Hayley Fabian | TRUE | 2026-05-21T00:00:00 | 2026-08-18T00:00:00 | 2026-08-18T00:00:00 | 51 | 12 | 39 | 377.07 | 27149.04 | 55316-3157 | USA | N45 | 1501 | ABB INDUSTRIAL CONNECTIONS AND SOLUTIONS | 27511 | XT1HU3125AYD000XXX | 125A, 65kA, ReliaGear, Thermal Mag, Load Lugs - 10-2/0 AWG | PUR | 125A, 65kA, ReliaGear, Thermal Mag, Load Lugs - 10-2/0 AWG | EA | EA |  | TRUE |  | P | B/W | 100
133501 | 7 | 4 | States | Champlin | Hayley Fabian | TRUE | 2026-05-21T00:00:00 | 2026-09-18T00:00:00 | 2026-09-18T00:00:00 | 20 | 0 | 20 | 299.27 | 26036.49 | 55316-3157 | USA | N45 | 1501 | ABB INDUSTRIAL CONNECTIONS AND SOLUTIONS | 27511 | XT1HU3060AYD0A0XXX | 1XT1H 125 TMF 60-600 3P F F UL/CSA (1SDA074702R1)1SDA074702R1XT1HU3060AFF000XXX001NEXT XT1 LSC 3000257978A001 (1SDA114241R1)1SDA114241R1001KIT FC CUAL 10-2/0 AWG XT1 3PCS UL (1SDA075837R1)1SDA075837R1KXT1CUAL1-3PC001AUX-C 1Q+1SY 250 V XT1..XT4 F/P (1SDA066431R1)1SDA066431R1KXTAAXCQSYFP | PUR | 1XT1H 125 TMF 60-600 3P F F UL/CSA (1SDA074702R1)1SDA074702R1XT1HU3060AFF000XXX001NEXT XT1 LSC 3000257978A001 (1SDA114241R1)1SDA114241R1001KIT FC CUAL 10-2/0 AWG XT1 3PCS UL (1SDA075837R1)1SDA075837R1KXT1CUAL1-3PC001AUX-C 1Q+1SY 250 V XT1..XT4 F/P (1SDA066431R1)1SDA066431R1KXTAAXCQSYFP | EA | EA |  | TRUE |  | P | B/W | 100
133501 | 7 | 3 | States | Champlin | Hayley Fabian | TRUE | 2026-05-21T00:00:00 | 2026-08-19T00:00:00 | 2026-08-19T00:00:00 | 29 | 0 | 29 | 299.27 | 26036.49 | 55316-3157 | USA | N45 | 1501 | ABB INDUSTRIAL CONNECTIONS AND SOLUTIONS | 27511 | XT1HU3060AYD0A0XXX | 1XT1H 125 TMF 60-600 3P F F UL/CSA (1SDA074702R1)1SDA074702R1XT1HU3060AFF000XXX001NEXT XT1 LSC 3000257978A001 (1SDA114241R1)1SDA114241R1001KIT FC CUAL 10-2/0 AWG XT1 3PCS UL (1SDA075837R1)1SDA075837R1KXT1CUAL1-3PC001AUX-C 1Q+1SY 250 V XT1..XT4 F/P (1SDA066431R1)1SDA066431R1KXTAAXCQSYFP | PUR | 1XT1H 125 TMF 60-600 3P F F UL/CSA (1SDA074702R1)1SDA074702R1XT1HU3060AFF000XXX001NEXT XT1 LSC 3000257978A001 (1SDA114241R1)1SDA114241R1001KIT FC CUAL 10-2/0 AWG XT1 3PCS UL (1SDA075837R1)1SDA075837R1KXT1CUAL1-3PC001AUX-C 1Q+1SY 250 V XT1..XT4 F/P (1SDA066431R1)1SDA066431R1KXTAAXCQSYFP | EA | EA |  | TRUE |  | P | B/W | 100
133501 | 7 | 2 | States | Champlin | Hayley Fabian | TRUE | 2026-05-21T00:00:00 | 2026-07-13T00:00:00 | 2026-07-30T00:00:00 | 9 | 8 | 1 | 299.27 | 26036.49 | 55316-3157 | USA | N45 | 1501 | ABB INDUSTRIAL CONNECTIONS AND SOLUTIONS | 27511 | XT1HU3060AYD0A0XXX | 1XT1H 125 TMF 60-600 3P F F UL/CSA (1SDA074702R1)1SDA074702R1XT1HU3060AFF000XXX001NEXT XT1 LSC 3000257978A001 (1SDA114241R1)1SDA114241R1001KIT FC CUAL 10-2/0 AWG XT1 3PCS UL (1SDA075837R1)1SDA075837R1KXT1CUAL1-3PC001AUX-C 1Q+1SY 250 V XT1..XT4 F/P (1SDA066431R1)1SDA066431R1KXTAAXCQSYFP | PUR | 1XT1H 125 TMF 60-600 3P F F UL/CSA (1SDA074702R1)1SDA074702R1XT1HU3060AFF000XXX001NEXT XT1 LSC 3000257978A001 (1SDA114241R1)1SDA114241R1001KIT FC CUAL 10-2/0 AWG XT1 3PCS UL (1SDA075837R1)1SDA075837R1KXT1CUAL1-3PC001AUX-C 1Q+1SY 250 V XT1..XT4 F/P (1SDA066431R1)1SDA066431R1KXTAAXCQSYFP | EA | EA |  | TRUE |  | P | B/W | 100
133501 | 6 | 1 | States | Champlin | Hayley Fabian | TRUE | 2026-05-21T00:00:00 | 2026-11-17T00:00:00 | 2026-11-17T00:00:00 | 1 | 0 | 1 | 188.54 | 188.54 | 55316-3157 | USA | N45 | 1501 | ABB INDUSTRIAL CONNECTIONS AND SOLUTIONS | 27511 | XT1HU3060AYD000XXX | RGXT1H 125 TMF 60-600 3P UL/CSA | MEC | RGXT1H 125 TMF 60-600 3P UL/CSA | EA | EA |  | TRUE |  | P | B/W | 100
133501 | 5 | 5 | States | Champlin | Hayley Fabian | TRUE | 2026-05-21T00:00:00 | 2026-11-17T00:00:00 | 2026-11-17T00:00:00 | 20 | 0 | 20 | 151.45 | 23323.3 | 55316-3157 | USA | N45 | 1501 | ABB INDUSTRIAL CONNECTIONS AND SOLUTIONS | 27511 | XT1HU3060AAA000XXX | XT1H 125 TMF 60-600 3P F F UL/CSA | MEC | XT1H 125 TMF 60-600 3P F F UL/CSA | EA | EA |  | TRUE |  | P | B/W | 100
133501 | 5 | 4 | States | Champlin | Hayley Fabian | TRUE | 2026-05-21T00:00:00 | 2026-10-05T00:00:00 | 2026-10-05T00:00:00 | 54 | 0 | 54 | 151.45 | 23323.3 | 55316-3157 | USA | N45 | 1501 | ABB INDUSTRIAL CONNECTIONS AND SOLUTIONS | 27511 | XT1HU3060AAA000XXX | XT1H 125 TMF 60-600 3P F F UL/CSA | MEC | XT1H 125 TMF 60-600 3P F F UL/CSA | EA | EA |  | TRUE |  | P | B/W | 100
133501 | 5 | 3 | States | Champlin | Hayley Fabian | TRUE | 2026-05-21T00:00:00 | 2026-10-05T00:00:00 | 2026-10-05T00:00:00 | 16 | 0 | 16 | 151.45 | 23323.3 | 55316-3157 | USA | N45 | 1501 | ABB INDUSTRIAL CONNECTIONS AND SOLUTIONS | 27511 | XT1HU3060AAA000XXX | XT1H 125 TMF 60-600 3P F F UL/CSA | MEC | XT1H 125 TMF 60-600 3P F F UL/CSA | EA | EA |  | TRUE |  | P | B/W | 100
133501 | 5 | 2 | States | Champlin | Hayley Fabian | TRUE | 2026-05-21T00:00:00 | 2026-10-05T00:00:00 | 2026-10-05T00:00:00 | 43 | 37 | 6 | 151.45 | 23323.3 | 55316-3157 | USA | N45 | 1501 | ABB INDUSTRIAL CONNECTIONS AND SOLUTIONS | 27511 | XT1HU3060AAA000XXX | XT1H 125 TMF 60-600 3P F F UL/CSA | MEC | XT1H 125 TMF 60-600 3P F F UL/CSA | EA | EA |  | TRUE |  | P | B/W | 100
133501 | 4 | 3 | States | Champlin | Hayley Fabian | TRUE | 2026-05-21T00:00:00 | 2026-09-17T00:00:00 | 2026-09-17T00:00:00 | 35 | 0 | 35 | 299.27 | 25437.95 | 55316-3157 | USA | N45 | 1501 | ABB INDUSTRIAL CONNECTIONS AND SOLUTIONS | 27511 | XT1HU3030AYD0A0XXX | 1XT1H 125 TMF 30-500 3P F F UL/CSA (1SDA074697R1)1SDA074697R1XT1HU3030AFF000XXX1NEXT XT1 LSC 3000257978A001 (1SDA114241R1)1SDA114241R11KIT FC CUAL 10-2/0 AWG XT1 3PCS UL (1SDA075837R1)1SDA075837R1KXT1CUAL1-3PC1AUX-C 1Q+1SY 250 V XT1..XT4 F/P (1SDA066431R1)1SDA066431R1KXTAAXCQSYFP | PUR | 1XT1H 125 TMF 30-500 3P F F UL/CSA (1SDA074697R1)1SDA074697R1XT1HU3030AFF000XXX1NEXT XT1 LSC 3000257978A001 (1SDA114241R1)1SDA114241R11KIT FC CUAL 10-2/0 AWG XT1 3PCS UL (1SDA075837R1)1SDA075837R1KXT1CUAL1-3PC1AUX-C 1Q+1SY 250 V XT1..XT4 F/P (1SDA066431R1)1SDA066431R1KXTAAXCQSYFP | EA | EA |  | TRUE |  | P | B/W | 100
133501 | 4 | 2 | States | Champlin | Hayley Fabian | TRUE | 2026-05-21T00:00:00 | 2026-08-18T00:00:00 | 2026-08-18T00:00:00 | 44 | 23 | 21 | 299.27 | 25437.95 | 55316-3157 | USA | N45 | 1501 | ABB INDUSTRIAL CONNECTIONS AND SOLUTIONS | 27511 | XT1HU3030AYD0A0XXX | 1XT1H 125 TMF 30-500 3P F F UL/CSA (1SDA074697R1)1SDA074697R1XT1HU3030AFF000XXX1NEXT XT1 LSC 3000257978A001 (1SDA114241R1)1SDA114241R11KIT FC CUAL 10-2/0 AWG XT1 3PCS UL (1SDA075837R1)1SDA075837R1KXT1CUAL1-3PC1AUX-C 1Q+1SY 250 V XT1..XT4 F/P (1SDA066431R1)1SDA066431R1KXTAAXCQSYFP | PUR | 1XT1H 125 TMF 30-500 3P F F UL/CSA (1SDA074697R1)1SDA074697R1XT1HU3030AFF000XXX1NEXT XT1 LSC 3000257978A001 (1SDA114241R1)1SDA114241R11KIT FC CUAL 10-2/0 AWG XT1 3PCS UL (1SDA075837R1)1SDA075837R1KXT1CUAL1-3PC1AUX-C 1Q+1SY 250 V XT1..XT4 F/P (1SDA066431R1)1SDA066431R1KXTAAXCQSYFP | EA | EA |  | TRUE |  | P | B/W | 100
133501 | 3 | 1 | States | Champlin | Hayley Fabian | TRUE | 2026-05-21T00:00:00 | 2026-11-17T00:00:00 | 2026-11-17T00:00:00 | 5 | 0 | 5 | 188.54 | 942.7 | 55316-3157 | USA | N45 | 1501 | ABB INDUSTRIAL CONNECTIONS AND SOLUTIONS | 27511 | XT1HU3030AYD000XXX | 125AF/30AT, 65kA, Thermal Mag, ReliaGear, Load Lugs - 10 - 2/0 AWG | PUR | 125AF/30AT, 65kA, Thermal Mag, ReliaGear, Load Lugs - 10 - 2/0 AWG | EA | EA |  | TRUE |  | P | B/W | 100
133501 | 2 | 4 | States | Champlin | Hayley Fabian | TRUE | 2026-05-21T00:00:00 | 2026-08-19T00:00:00 | 2026-08-25T00:00:00 | 28 | 12 | 16 | 302.04 | 24163.2 | 55316-3157 | USA | N45 | 1501 | ABB INDUSTRIAL CONNECTIONS AND SOLUTIONS | 27511 | XT1HU3020AYD0A0XXX | "1XT1H 125 TMF 20-500 3P F F UL/CSA (1SDA074695R1)1SDA074695R1XT1HU3020AFF000XXX 1NEXT XT1 LSC 3000257978A001 (1SDA114241R1)1SDA114241R1 1KIT FC CUAL 10-2/0 AWG XT1 3PCS UL (1SDA075837R1)1SDA075837R1KXT1CUAL1-3PC 1AUX-C 1Q+1SY 250 V XT1..XT4 F/P (1SDA066431R1)1SDA066431R1KXTAAXCQSYFP" | PUR | "1XT1H 125 TMF 20-500 3P F F UL/CSA (1SDA074695R1)1SDA074695R1XT1HU3020AFF000XXX 1NEXT XT1 LSC 3000257978A001 (1SDA114241R1)1SDA114241R1 1KIT FC CUAL 10-2/0 AWG XT1 3PCS UL (1SDA075837R1)1SDA075837R1KXT1CUAL1-3PC 1AUX-C 1Q+1SY 250 V XT1..XT4 F/P (1SDA066431R1)1SDA066431R1KXTAAXCQSYFP" | EA | EA |  | TRUE |  | P | B/W | 100
133501 | 1 | 3 | States | Champlin | Hayley Fabian | TRUE | 2026-05-21T00:00:00 | 2026-09-17T00:00:00 | 2026-09-17T00:00:00 | 16 | 0 | 16 | 7997.22 | 415855.44 | 55316-3157 | USA | N45 | 1501 | ABB INDUSTRIAL CONNECTIONS AND SOLUTIONS | 27511 | Z4SHUNBF63LA0EE045XX | 1E4.2S-A 3200 EKIP TOUCH LSIG 3P FVR1SDA078013R1Z4SHUNBF000A000000XX 1YO E1.2..E6.2 110-120 V AC/DC1SDA073672R1ZEASE 1YC E1.2..E6.2 110-120 V AC/DC1SDA073685R1ZEACE 1M E2.2...E6.2 100-130 V AC/DC1SDA073724R1ZEBM4 1S51 250V E2.2...E6.21SDA073778R1ZEBBA 1PBC D=8mm E2.2...E6.21SDA073861R1ZEBPBC8 1Ekip Supply 110-240VAC/DC1SDA074172R1ZEAPWRS 1Ekip Com Modbus TCP E1.2..E6.21SDA074151R1ZEAMODTCP 1Ekip 2K-3 E1.2...E6.21SDA074169R1ZEB2K3 | PUR | 1E4.2S-A 3200 EKIP TOUCH LSIG 3P FVR1SDA078013R1Z4SHUNBF000A000000XX 1YO E1.2..E6.2 110-120 V AC/DC1SDA073672R1ZEASE 1YC E1.2..E6.2 110-120 V AC/DC1SDA073685R1ZEACE 1M E2.2...E6.2 100-130 V AC/DC1SDA073724R1ZEBM4 1S51 250V E2.2...E6.21SDA073778R1ZEBBA 1PBC D=8mm E2.2...E6.21SDA073861R1ZEBPBC8 1Ekip Supply 110-240VAC/DC1SDA074172R1ZEAPWRS 1Ekip Com Modbus TCP E1.2..E6.21SDA074151R1ZEAMODTCP 1Ekip 2K-3 E1.2...E6.21SDA074169R1ZEB2K3 | EA | EA |  | TRUE |  | P | B/W | 100
133501 | 1 | 2 | States | Champlin | Hayley Fabian | TRUE | 2026-05-21T00:00:00 | 2026-08-18T00:00:00 | 2026-08-18T00:00:00 | 22 | 0 | 22 | 7997.22 | 415855.44 | 55316-3157 | USA | N45 | 1501 | ABB INDUSTRIAL CONNECTIONS AND SOLUTIONS | 27511 | Z4SHUNBF63LA0EE045XX | 1E4.2S-A 3200 EKIP TOUCH LSIG 3P FVR1SDA078013R1Z4SHUNBF000A000000XX 1YO E1.2..E6.2 110-120 V AC/DC1SDA073672R1ZEASE 1YC E1.2..E6.2 110-120 V AC/DC1SDA073685R1ZEACE 1M E2.2...E6.2 100-130 V AC/DC1SDA073724R1ZEBM4 1S51 250V E2.2...E6.21SDA073778R1ZEBBA 1PBC D=8mm E2.2...E6.21SDA073861R1ZEBPBC8 1Ekip Supply 110-240VAC/DC1SDA074172R1ZEAPWRS 1Ekip Com Modbus TCP E1.2..E6.21SDA074151R1ZEAMODTCP 1Ekip 2K-3 E1.2...E6.21SDA074169R1ZEB2K3 | PUR | 1E4.2S-A 3200 EKIP TOUCH LSIG 3P FVR1SDA078013R1Z4SHUNBF000A000000XX 1YO E1.2..E6.2 110-120 V AC/DC1SDA073672R1ZEASE 1YC E1.2..E6.2 110-120 V AC/DC1SDA073685R1ZEACE 1M E2.2...E6.2 100-130 V AC/DC1SDA073724R1ZEBM4 1S51 250V E2.2...E6.21SDA073778R1ZEBBA 1PBC D=8mm E2.2...E6.21SDA073861R1ZEBPBC8 1Ekip Supply 110-240VAC/DC1SDA074172R1ZEAPWRS 1Ekip Com Modbus TCP E1.2..E6.21SDA074151R1ZEAMODTCP 1Ekip 2K-3 E1.2...E6.21SDA074169R1ZEB2K3 | EA | EA |  | TRUE |  | P | B/W | 100
133501 | 1 | 1 | States | Champlin | Hayley Fabian | TRUE | 2026-05-21T00:00:00 | 2026-07-31T00:00:00 | 2026-07-31T00:00:00 | 14 | 0 | 14 | 7997.22 | 415855.44 | 55316-3157 | USA | N45 | 1501 | ABB INDUSTRIAL CONNECTIONS AND SOLUTIONS | 27511 | Z4SHUNBF63LA0EE045XX | 1E4.2S-A 3200 EKIP TOUCH LSIG 3P FVR1SDA078013R1Z4SHUNBF000A000000XX 1YO E1.2..E6.2 110-120 V AC/DC1SDA073672R1ZEASE 1YC E1.2..E6.2 110-120 V AC/DC1SDA073685R1ZEACE 1M E2.2...E6.2 100-130 V AC/DC1SDA073724R1ZEBM4 1S51 250V E2.2...E6.21SDA073778R1ZEBBA 1PBC D=8mm E2.2...E6.21SDA073861R1ZEBPBC8 1Ekip Supply 110-240VAC/DC1SDA074172R1ZEAPWRS 1Ekip Com Modbus TCP E1.2..E6.21SDA074151R1ZEAMODTCP 1Ekip 2K-3 E1.2...E6.21SDA074169R1ZEB2K3 | PUR | 1E4.2S-A 3200 EKIP TOUCH LSIG 3P FVR1SDA078013R1Z4SHUNBF000A000000XX 1YO E1.2..E6.2 110-120 V AC/DC1SDA073672R1ZEASE 1YC E1.2..E6.2 110-120 V AC/DC1SDA073685R1ZEACE 1M E2.2...E6.2 100-130 V AC/DC1SDA073724R1ZEBM4 1S51 250V E2.2...E6.21SDA073778R1ZEBBA 1PBC D=8mm E2.2...E6.21SDA073861R1ZEBPBC8 1Ekip Supply 110-240VAC/DC1SDA074172R1ZEAPWRS 1Ekip Com Modbus TCP E1.2..E6.21SDA074151R1ZEAMODTCP 1Ekip 2K-3 E1.2...E6.21SDA074169R1ZEB2K3 | EA | EA |  | TRUE |  | P | B/W | 100
133959 | 1 | 1 | States | EGAN COMPANY | Hayley Fabian | TRUE | 2026-06-09T00:00:00 | 2026-08-12T00:00:00 | 2026-08-12T00:00:00 | 1 | 0 | 1 | 69.65 | 10308.2 | 55944 | USA | N45 | 1501 | ABB INDUSTRIAL CONNECTIONS AND SOLUTIONS | 27511 | AB31B | RLP BOX N1 31.5L X 20W | PUR | RLP BOX N1 31.5L X 20W | EA | EA |  | TRUE |  | P | B/W | DAYTON
133959 | 1 | 2 | States | EGAN COMPANY | Hayley Fabian | TRUE | 2026-06-09T00:00:00 | 2026-08-12T00:00:00 | 2026-08-12T00:00:00 | 1 | 0 | 1 | 69.65 | 10308.2 | 55944 | USA | N45 | 1501 | ABB INDUSTRIAL CONNECTIONS AND SOLUTIONS | 27511 | AB31B | RLP BOX N1 31.5L X 20W | PUR | RLP BOX N1 31.5L X 20W | EA | EA |  | TRUE |  | P | B/W | DAYTON
133959 | 1 | 3 | States | EGAN COMPANY | Hayley Fabian | TRUE | 2026-06-09T00:00:00 | 2026-08-12T00:00:00 | 2026-08-12T00:00:00 | 1 | 0 | 1 | 69.65 | 10308.2 | 55944 | USA | N45 | 1501 | ABB INDUSTRIAL CONNECTIONS AND SOLUTIONS | 27511 | AB31B | RLP BOX N1 31.5L X 20W | PUR | RLP BOX N1 31.5L X 20W | EA | EA |  | TRUE |  | P | B/W | DAYTON
133959 | 1 | 4 | States | EGAN COMPANY | Hayley Fabian | TRUE | 2026-06-09T00:00:00 | 2026-08-12T00:00:00 | 2026-08-12T00:00:00 | 1 | 0 | 1 | 69.65 | 10308.2 | 55944 | USA | N45 | 1501 | ABB INDUSTRIAL CONNECTIONS AND SOLUTIONS | 27511 | AB31B | RLP BOX N1 31.5L X 20W | PUR | RLP BOX N1 31.5L X 20W | EA | EA |  | TRUE |  | P | B/W | DAYTON
133959 | 1 | 5 | States | EGAN COMPANY | Hayley Fabian | TRUE | 2026-06-09T00:00:00 | 2026-08-12T00:00:00 | 2026-08-12T00:00:00 | 1 | 0 | 1 | 69.65 | 10308.2 | 55944 | USA | N45 | 1501 | ABB INDUSTRIAL CONNECTIONS AND SOLUTIONS | 27511 | AB31B | RLP BOX N1 31.5L X 20W | PUR | RLP BOX N1 31.5L X 20W | EA | EA |  | TRUE |  | P | B/W | DAYTON
133959 | 1 | 6 | States | EGAN COMPANY | Hayley Fabian | TRUE | 2026-06-09T00:00:00 | 2026-08-12T00:00:00 | 2026-08-12T00:00:00 | 1 | 0 | 1 | 69.65 | 10308.2 | 55944 | USA | N45 | 1501 | ABB INDUSTRIAL CONNECTIONS AND SOLUTIONS | 27511 | AB31B | RLP BOX N1 31.5L X 20W | PUR | RLP BOX N1 31.5L X 20W | EA | EA |  | TRUE |  | P | B/W | DAYTON
133959 | 1 | 7 | States | EGAN COMPANY | Hayley Fabian | TRUE | 2026-06-09T00:00:00 | 2026-08-12T00:00:00 | 2026-08-12T00:00:00 | 1 | 0 | 1 | 69.65 | 10308.2 | 55944 | USA | N45 | 1501 | ABB INDUSTRIAL CONNECTIONS AND SOLUTIONS | 27511 | AB31B | RLP BOX N1 31.5L X 20W | PUR | RLP BOX N1 31.5L X 20W | EA | EA |  | TRUE |  | P | B/W | DAYTON
133959 | 1 | 8 | States | EGAN COMPANY | Hayley Fabian | TRUE | 2026-06-09T00:00:00 | 2026-08-12T00:00:00 | 2026-08-12T00:00:00 | 1 | 0 | 1 | 69.65 | 10308.2 | 55944 | USA | N45 | 1501 | ABB INDUSTRIAL CONNECTIONS AND SOLUTIONS | 27511 | AB31B | RLP BOX N1 31.5L X 20W | PUR | RLP BOX N1 31.5L X 20W | EA | EA |  | TRUE |  | P | B/W | DAYTON
133959 | 1 | 9 | States | EGAN COMPANY | Hayley Fabian | TRUE | 2026-06-09T00:00:00 | 2026-08-12T00:00:00 | 2026-08-12T00:00:00 | 1 | 0 | 1 | 69.65 | 10308.2 | 55944 | USA | N45 | 1501 | ABB INDUSTRIAL CONNECTIONS AND SOLUTIONS | 27511 | AB31B | RLP BOX N1 31.5L X 20W | PUR | RLP BOX N1 31.5L X 20W | EA | EA |  | TRUE |  | P | B/W | DAYTON
133959 | 1 | 10 | States | EGAN COMPANY | Hayley Fabian | TRUE | 2026-06-09T00:00:00 | 2026-08-12T00:00:00 | 2026-08-12T00:00:00 | 1 | 0 | 1 | 69.65 | 10308.2 | 55944 | USA | N45 | 1501 | ABB INDUSTRIAL CONNECTIONS AND SOLUTIONS | 27511 | AB31B | RLP BOX N1 31.5L X 20W | PUR | RLP BOX N1 31.5L X 20W | EA | EA |  | TRUE |  | P | B/W | DAYTON
133959 | 1 | 11 | States | EGAN COMPANY | Hayley Fabian | TRUE | 2026-06-09T00:00:00 | 2026-08-12T00:00:00 | 2026-08-12T00:00:00 | 1 | 0 | 1 | 69.65 | 10308.2 | 55944 | USA | N45 | 1501 | ABB INDUSTRIAL CONNECTIONS AND SOLUTIONS | 27511 | AB31B | RLP BOX N1 31.5L X 20W | PUR | RLP BOX N1 31.5L X 20W | EA | EA |  | TRUE |  | P | B/W | DAYTON
133959 | 1 | 12 | States | EGAN COMPANY | Hayley Fabian | TRUE | 2026-06-09T00:00:00 | 2026-08-12T00:00:00 | 2026-08-12T00:00:00 | 1 | 0 | 1 | 69.65 | 10308.2 | 55944 | USA | N45 | 1501 | ABB INDUSTRIAL CONNECTIONS AND SOLUTIONS | 27511 | AB31B | RLP BOX N1 31.5L X 20W | PUR | RLP BOX N1 31.5L X 20W | EA | EA |  | TRUE |  | P | B/W | DAYTON
133959 | 1 | 13 | States | EGAN COMPANY | Hayley Fabian | TRUE | 2026-06-09T00:00:00 | 2026-08-12T00:00:00 | 2026-08-12T00:00:00 | 1 | 0 | 1 | 69.65 | 10308.2 | 55944 | USA | N45 | 1501 | ABB INDUSTRIAL CONNECTIONS AND SOLUTIONS | 27511 | AB31B | RLP BOX N1 31.5L X 20W | PUR | RLP BOX N1 31.5L X 20W | EA | EA |  | TRUE |  | P | B/W | DAYTON
133959 | 1 | 14 | States | EGAN COMPANY | Hayley Fabian | TRUE | 2026-06-09T00:00:00 | 2026-08-12T00:00:00 | 2026-08-12T00:00:00 | 1 | 0 | 1 | 69.65 | 10308.2 | 55944 | USA | N45 | 1501 | ABB INDUSTRIAL CONNECTIONS AND SOLUTIONS | 27511 | AB31B | RLP BOX N1 31.5L X 20W | PUR | RLP BOX N1 31.5L X 20W | EA | EA |  | TRUE |  | P | B/W | DAYTON
133959 | 1 | 15 | States | EGAN COMPANY | Hayley Fabian | TRUE | 2026-06-09T00:00:00 | 2026-08-12T00:00:00 | 2026-08-12T00:00:00 | 1 | 0 | 1 | 69.65 | 10308.2 | 55944 | USA | N45 | 1501 | ABB INDUSTRIAL CONNECTIONS AND SOLUTIONS | 27511 | AB31B | RLP BOX N1 31.5L X 20W | PUR | RLP BOX N1 31.5L X 20W | EA | EA |  | TRUE |  | P | B/W | DAYTON
133959 | 1 | 16 | States | EGAN COMPANY | Hayley Fabian | TRUE | 2026-06-09T00:00:00 | 2026-08-12T00:00:00 | 2026-08-12T00:00:00 | 1 | 0 | 1 | 69.65 | 10308.2 | 55944 | USA | N45 | 1501 | ABB INDUSTRIAL CONNECTIONS AND SOLUTIONS | 27511 | AB31B | RLP BOX N1 31.5L X 20W | PUR | RLP BOX N1 31.5L X 20W | EA | EA |  | TRUE |  | P | B/W | DAYTON
133959 | 1 | 17 | States | EGAN COMPANY | Hayley Fabian | TRUE | 2026-06-09T00:00:00 | 2026-08-12T00:00:00 | 2026-08-12T00:00:00 | 1 | 0 | 1 | 69.65 | 10308.2 | 55944 | USA | N45 | 1501 | ABB INDUSTRIAL CONNECTIONS AND SOLUTIONS | 27511 | AB31B | RLP BOX N1 31.5L X 20W | PUR | RLP BOX N1 31.5L X 20W | EA | EA |  | TRUE |  | P | B/W | DAYTON
133959 | 1 | 18 | States | EGAN COMPANY | Hayley Fabian | TRUE | 2026-06-09T00:00:00 | 2026-08-12T00:00:00 | 2026-08-12T00:00:00 | 1 | 0 | 1 | 69.65 | 10308.2 | 55944 | USA | N45 | 1501 | ABB INDUSTRIAL CONNECTIONS AND SOLUTIONS | 27511 | AB31B | RLP BOX N1 31.5L X 20W | PUR | RLP BOX N1 31.5L X 20W | EA | EA |  | TRUE |  | P | B/W | DAYTON
133959 | 1 | 19 | States | EGAN COMPANY | Hayley Fabian | TRUE | 2026-06-09T00:00:00 | 2026-08-12T00:00:00 | 2026-08-12T00:00:00 | 1 | 0 | 1 | 69.65 | 10308.2 | 55944 | USA | N45 | 1501 | ABB INDUSTRIAL CONNECTIONS AND SOLUTIONS | 27511 | AB31B | RLP BOX N1 31.5L X 20W | PUR | RLP BOX N1 31.5L X 20W | EA | EA |  | TRUE |  | P | B/W | DAYTON
133959 | 1 | 20 | States | EGAN COMPANY | Hayley Fabian | TRUE | 2026-06-09T00:00:00 | 2026-08-12T00:00:00 | 2026-08-12T00:00:00 | 1 | 0 | 1 | 69.65 | 10308.2 | 55944 | USA | N45 | 1501 | ABB INDUSTRIAL CONNECTIONS AND SOLUTIONS | 27511 | AB31B | RLP BOX N1 31.5L X 20W | PUR | RLP BOX N1 31.5L X 20W | EA | EA |  | TRUE |  | P | B/W | DAYTON
133959 | 1 | 21 | States | EGAN COMPANY | Hayley Fabian | TRUE | 2026-06-09T00:00:00 | 2026-08-12T00:00:00 | 2026-08-12T00:00:00 | 1 | 0 | 1 | 69.65 | 10308.2 | 55944 | USA | N45 | 1501 | ABB INDUSTRIAL CONNECTIONS AND SOLUTIONS | 27511 | AB31B | RLP BOX N1 31.5L X 20W | PUR | RLP BOX N1 31.5L X 20W | EA | EA |  | TRUE |  | P | B/W | DAYTON
133959 | 1 | 22 | States | EGAN COMPANY | Hayley Fabian | TRUE | 2026-06-09T00:00:00 | 2026-08-12T00:00:00 | 2026-08-12T00:00:00 | 1 | 0 | 1 | 69.65 | 10308.2 | 55944 | USA | N45 | 1501 | ABB INDUSTRIAL CONNECTIONS AND SOLUTIONS | 27511 | AB31B | RLP BOX N1 31.5L X 20W | PUR | RLP BOX N1 31.5L X 20W | EA | EA |  | TRUE |  | P | B/W | DAYTON
133959 | 1 | 23 | States | EGAN COMPANY | Hayley Fabian | TRUE | 2026-06-09T00:00:00 | 2026-08-12T00:00:00 | 2026-08-12T00:00:00 | 1 | 0 | 1 | 69.65 | 10308.2 | 55944 | USA | N45 | 1501 | ABB INDUSTRIAL CONNECTIONS AND SOLUTIONS | 27511 | AB31B | RLP BOX N1 31.5L X 20W | PUR | RLP BOX N1 31.5L X 20W | EA | EA |  | TRUE |  | P | B/W | DAYTON
133959 | 1 | 24 | States | EGAN COMPANY | Hayley Fabian | TRUE | 2026-06-09T00:00:00 | 2026-08-12T00:00:00 | 2026-08-12T00:00:00 | 1 | 0 | 1 | 69.65 | 10308.2 | 55944 | USA | N45 | 1501 | ABB INDUSTRIAL CONNECTIONS AND SOLUTIONS | 27511 | AB31B | RLP BOX N1 31.5L X 20W | PUR | RLP BOX N1 31.5L X 20W | EA | EA |  | TRUE |  | P | B/W | DAYTON
133959 | 1 | 25 | States | EGAN COMPANY | Hayley Fabian | TRUE | 2026-06-09T00:00:00 | 2026-08-12T00:00:00 | 2026-08-12T00:00:00 | 1 | 0 | 1 | 69.65 | 10308.2 | 55944 | USA | N45 | 1501 | ABB INDUSTRIAL CONNECTIONS AND SOLUTIONS | 27511 | AB31B | RLP BOX N1 31.5L X 20W | PUR | RLP BOX N1 31.5L X 20W | EA | EA |  | TRUE |  | P | B/W | DAYTON
133959 | 1 | 26 | States | EGAN COMPANY | Hayley Fabian | TRUE | 2026-06-09T00:00:00 | 2026-08-12T00:00:00 | 2026-08-12T00:00:00 | 1 | 0 | 1 | 69.65 | 10308.2 | 55944 | USA | N45 | 1501 | ABB INDUSTRIAL CONNECTIONS AND SOLUTIONS | 27511 | AB31B | RLP BOX N1 31.5L X 20W | PUR | RLP BOX N1 31.5L X 20W | EA | EA |  | TRUE |  | P | B/W | DAYTON
133959 | 1 | 27 | States | EGAN COMPANY | Hayley Fabian | TRUE | 2026-06-09T00:00:00 | 2026-08-12T00:00:00 | 2026-08-12T00:00:00 | 1 | 0 | 1 | 69.65 | 10308.2 | 55944 | USA | N45 | 1501 | ABB INDUSTRIAL CONNECTIONS AND SOLUTIONS | 27511 | AB31B | RLP BOX N1 31.5L X 20W | PUR | RLP BOX N1 31.5L X 20W | EA | EA |  | TRUE |  | P | B/W | DAYTON
133959 | 1 | 28 | States | EGAN COMPANY | Hayley Fabian | TRUE | 2026-06-09T00:00:00 | 2026-08-12T00:00:00 | 2026-08-12T00:00:00 | 1 | 0 | 1 | 69.65 | 10308.2 | 55944 | USA | N45 | 1501 | ABB INDUSTRIAL CONNECTIONS AND SOLUTIONS | 27511 | AB31B | RLP BOX N1 31.5L X 20W | PUR | RLP BOX N1 31.5L X 20W | EA | EA |  | TRUE |  | P | B/W | DAYTON
133959 | 1 | 29 | States | EGAN COMPANY | Hayley Fabian | TRUE | 2026-06-09T00:00:00 | 2026-08-12T00:00:00 | 2026-08-12T00:00:00 | 1 | 0 | 1 | 69.65 | 10308.2 | 55944 | USA | N45 | 1501 | ABB INDUSTRIAL CONNECTIONS AND SOLUTIONS | 27511 | AB31B | RLP BOX N1 31.5L X 20W | PUR | RLP BOX N1 31.5L X 20W | EA | EA |  | TRUE |  | P | B/W | DAYTON
133959 | 1 | 30 | States | EGAN COMPANY | Hayley Fabian | TRUE | 2026-06-09T00:00:00 | 2026-08-12T00:00:00 | 2026-08-12T00:00:00 | 1 | 0 | 1 | 69.65 | 10308.2 | 55944 | USA | N45 | 1501 | ABB INDUSTRIAL CONNECTIONS AND SOLUTIONS | 27511 | AB31B | RLP BOX N1 31.5L X 20W | PUR | RLP BOX N1 31.5L X 20W | EA | EA |  | TRUE |  | P | B/W | DAYTON
133959 | 1 | 31 | States | EGAN COMPANY | Hayley Fabian | TRUE | 2026-06-09T00:00:00 | 2026-08-12T00:00:00 | 2026-08-12T00:00:00 | 1 | 0 | 1 | 69.65 | 10308.2 | 55944 | USA | N45 | 1501 | ABB INDUSTRIAL CONNECTIONS AND SOLUTIONS | 27511 | AB31B | RLP BOX N1 31.5L X 20W | PUR | RLP BOX N1 31.5L X 20W | EA | EA |  | TRUE |  | P | B/W | DAYTON
133959 | 1 | 32 | States | EGAN COMPANY | Hayley Fabian | TRUE | 2026-06-09T00:00:00 | 2026-08-12T00:00:00 | 2026-08-12T00:00:00 | 1 | 0 | 1 | 69.65 | 10308.2 | 55944 | USA | N45 | 1501 | ABB INDUSTRIAL CONNECTIONS AND SOLUTIONS | 27511 | AB31B | RLP BOX N1 31.5L X 20W | PUR | RLP BOX N1 31.5L X 20W | EA | EA |  | TRUE |  | P | B/W | DAYTON
133959 | 1 | 33 | States | EGAN COMPANY | Hayley Fabian | TRUE | 2026-06-09T00:00:00 | 2026-08-12T00:00:00 | 2026-08-12T00:00:00 | 1 | 0 | 1 | 69.65 | 10308.2 | 55944 | USA | N45 | 1501 | ABB INDUSTRIAL CONNECTIONS AND SOLUTIONS | 27511 | AB31B | RLP BOX N1 31.5L X 20W | PUR | RLP BOX N1 31.5L X 20W | EA | EA |  | TRUE |  | P | B/W | DAYTON
133959 | 1 | 34 | States | EGAN COMPANY | Hayley Fabian | TRUE | 2026-06-09T00:00:00 | 2026-08-12T00:00:00 | 2026-08-12T00:00:00 | 1 | 0 | 1 | 69.65 | 10308.2 | 55944 | USA | N45 | 1501 | ABB INDUSTRIAL CONNECTIONS AND SOLUTIONS | 27511 | AB31B | RLP BOX N1 31.5L X 20W | PUR | RLP BOX N1 31.5L X 20W | EA | EA |  | TRUE |  | P | B/W | DAYTON
133959 | 1 | 35 | States | EGAN COMPANY | Hayley Fabian | TRUE | 2026-06-09T00:00:00 | 2026-08-12T00:00:00 | 2026-08-12T00:00:00 | 1 | 0 | 1 | 69.65 | 10308.2 | 55944 | USA | N45 | 1501 | ABB INDUSTRIAL CONNECTIONS AND SOLUTIONS | 27511 | AB31B | RLP BOX N1 31.5L X 20W | PUR | RLP BOX N1 31.5L X 20W | EA | EA |  | TRUE |  | P | B/W | DAYTON
133959 | 1 | 36 | States | EGAN COMPANY | Hayley Fabian | TRUE | 2026-06-09T00:00:00 | 2026-08-12T00:00:00 | 2026-08-12T00:00:00 | 1 | 0 | 1 | 69.65 | 10308.2 | 55944 | USA | N45 | 1501 | ABB INDUSTRIAL CONNECTIONS AND SOLUTIONS | 27511 | AB31B | RLP BOX N1 31.5L X 20W | PUR | RLP BOX N1 31.5L X 20W | EA | EA |  | TRUE |  | P | B/W | DAYTON
133959 | 1 | 37 | States | EGAN COMPANY | Hayley Fabian | TRUE | 2026-06-09T00:00:00 | 2026-08-12T00:00:00 | 2026-08-12T00:00:00 | 1 | 0 | 1 | 69.65 | 10308.2 | 55944 | USA | N45 | 1501 | ABB INDUSTRIAL CONNECTIONS AND SOLUTIONS | 27511 | AB31B | RLP BOX N1 31.5L X 20W | PUR | RLP BOX N1 31.5L X 20W | EA | EA |  | TRUE |  | P | B/W | DAYTON
133959 | 1 | 38 | States | EGAN COMPANY | Hayley Fabian | TRUE | 2026-06-09T00:00:00 | 2026-08-12T00:00:00 | 2026-08-12T00:00:00 | 1 | 0 | 1 | 69.65 | 10308.2 | 55944 | USA | N45 | 1501 | ABB INDUSTRIAL CONNECTIONS AND SOLUTIONS | 27511 | AB31B | RLP BOX N1 31.5L X 20W | PUR | RLP BOX N1 31.5L X 20W | EA | EA |  | TRUE |  | P | B/W | DAYTON
133959 | 1 | 39 | States | EGAN COMPANY | Hayley Fabian | TRUE | 2026-06-09T00:00:00 | 2026-08-25T00:00:00 | 2026-08-25T00:00:00 | 1 | 0 | 1 | 69.65 | 10308.2 | 55944 | USA | N45 | 1501 | ABB INDUSTRIAL CONNECTIONS AND SOLUTIONS | 27511 | AB31B | RLP BOX N1 31.5L X 20W | PUR | RLP BOX N1 31.5L X 20W | EA | EA |  | TRUE |  | P | B/W | DAYTON
133959 | 1 | 40 | States | EGAN COMPANY | Hayley Fabian | TRUE | 2026-06-09T00:00:00 | 2026-08-25T00:00:00 | 2026-08-25T00:00:00 | 1 | 0 | 1 | 69.65 | 10308.2 | 55944 | USA | N45 | 1501 | ABB INDUSTRIAL CONNECTIONS AND SOLUTIONS | 27511 | AB31B | RLP BOX N1 31.5L X 20W | PUR | RLP BOX N1 31.5L X 20W | EA | EA |  | TRUE |  | P | B/W | DAYTON
133959 | 1 | 41 | States | EGAN COMPANY | Hayley Fabian | TRUE | 2026-06-09T00:00:00 | 2026-08-25T00:00:00 | 2026-08-25T00:00:00 | 1 | 0 | 1 | 69.65 | 10308.2 | 55944 | USA | N45 | 1501 | ABB INDUSTRIAL CONNECTIONS AND SOLUTIONS | 27511 | AB31B | RLP BOX N1 31.5L X 20W | PUR | RLP BOX N1 31.5L X 20W | EA | EA |  | TRUE |  | P | B/W | DAYTON
133959 | 1 | 42 | States | EGAN COMPANY | Hayley Fabian | TRUE | 2026-06-09T00:00:00 | 2026-08-25T00:00:00 | 2026-08-25T00:00:00 | 1 | 0 | 1 | 69.65 | 10308.2 | 55944 | USA | N45 | 1501 | ABB INDUSTRIAL CONNECTIONS AND SOLUTIONS | 27511 | AB31B | RLP BOX N1 31.5L X 20W | PUR | RLP BOX N1 31.5L X 20W | EA | EA |  | TRUE |  | P | B/W | DAYTON
133959 | 1 | 43 | States | EGAN COMPANY | Hayley Fabian | TRUE | 2026-06-09T00:00:00 | 2026-08-25T00:00:00 | 2026-08-25T00:00:00 | 1 | 0 | 1 | 69.65 | 10308.2 | 55944 | USA | N45 | 1501 | ABB INDUSTRIAL CONNECTIONS AND SOLUTIONS | 27511 | AB31B | RLP BOX N1 31.5L X 20W | PUR | RLP BOX N1 31.5L X 20W | EA | EA |  | TRUE |  | P | B/W | DAYTON
133959 | 1 | 44 | States | EGAN COMPANY | Hayley Fabian | TRUE | 2026-06-09T00:00:00 | 2026-08-25T00:00:00 | 2026-08-25T00:00:00 | 1 | 0 | 1 | 69.65 | 10308.2 | 55944 | USA | N45 | 1501 | ABB INDUSTRIAL CONNECTIONS AND SOLUTIONS | 27511 | AB31B | RLP BOX N1 31.5L X 20W | PUR | RLP BOX N1 31.5L X 20W | EA | EA |  | TRUE |  | P | B/W | DAYTON
133959 | 1 | 45 | States | EGAN COMPANY | Hayley Fabian | TRUE | 2026-06-09T00:00:00 | 2026-08-25T00:00:00 | 2026-08-25T00:00:00 | 1 | 0 | 1 | 69.65 | 10308.2 | 55944 | USA | N45 | 1501 | ABB INDUSTRIAL CONNECTIONS AND SOLUTIONS | 27511 | AB31B | RLP BOX N1 31.5L X 20W | PUR | RLP BOX N1 31.5L X 20W | EA | EA |  | TRUE |  | P | B/W | DAYTON
133959 | 1 | 46 | States | EGAN COMPANY | Hayley Fabian | TRUE | 2026-06-09T00:00:00 | 2026-08-25T00:00:00 | 2026-08-25T00:00:00 | 1 | 0 | 1 | 69.65 | 10308.2 | 55944 | USA | N45 | 1501 | ABB INDUSTRIAL CONNECTIONS AND SOLUTIONS | 27511 | AB31B | RLP BOX N1 31.5L X 20W | PUR | RLP BOX N1 31.5L X 20W | EA | EA |  | TRUE |  | P | B/W | DAYTON
133959 | 1 | 47 | States | EGAN COMPANY | Hayley Fabian | TRUE | 2026-06-09T00:00:00 | 2026-08-25T00:00:00 | 2026-08-25T00:00:00 | 1 | 0 | 1 | 69.65 | 10308.2 | 55944 | USA | N45 | 1501 | ABB INDUSTRIAL CONNECTIONS AND SOLUTIONS | 27511 | AB31B | RLP BOX N1 31.5L X 20W | PUR | RLP BOX N1 31.5L X 20W | EA | EA |  | TRUE |  | P | B/W | DAYTON
133959 | 1 | 48 | States | EGAN COMPANY | Hayley Fabian | TRUE | 2026-06-09T00:00:00 | 2026-08-25T00:00:00 | 2026-08-25T00:00:00 | 1 | 0 | 1 | 69.65 | 10308.2 | 55944 | USA | N45 | 1501 | ABB INDUSTRIAL CONNECTIONS AND SOLUTIONS | 27511 | AB31B | RLP BOX N1 31.5L X 20W | PUR | RLP BOX N1 31.5L X 20W | EA | EA |  | TRUE |  | P | B/W | DAYTON
133959 | 1 | 49 | States | EGAN COMPANY | Hayley Fabian | TRUE | 2026-06-09T00:00:00 | 2026-08-25T00:00:00 | 2026-08-25T00:00:00 | 1 | 0 | 1 | 69.65 | 10308.2 | 55944 | USA | N45 | 1501 | ABB INDUSTRIAL CONNECTIONS AND SOLUTIONS | 27511 | AB31B | RLP BOX N1 31.5L X 20W | PUR | RLP BOX N1 31.5L X 20W | EA | EA |  | TRUE |  | P | B/W | DAYTON
133959 | 1 | 50 | States | EGAN COMPANY | Hayley Fabian | TRUE | 2026-06-09T00:00:00 | 2026-08-25T00:00:00 | 2026-08-25T00:00:00 | 1 | 0 | 1 | 69.65 | 10308.2 | 55944 | USA | N45 | 1501 | ABB INDUSTRIAL CONNECTIONS AND SOLUTIONS | 27511 | AB31B | RLP BOX N1 31.5L X 20W | PUR | RLP BOX N1 31.5L X 20W | EA | EA |  | TRUE |  | P | B/W | DAYTON
133959 | 1 | 51 | States | EGAN COMPANY | Hayley Fabian | TRUE | 2026-06-09T00:00:00 | 2026-08-25T00:00:00 | 2026-08-25T00:00:00 | 1 | 0 | 1 | 69.65 | 10308.2 | 55944 | USA | N45 | 1501 | ABB INDUSTRIAL CONNECTIONS AND SOLUTIONS | 27511 | AB31B | RLP BOX N1 31.5L X 20W | PUR | RLP BOX N1 31.5L X 20W | EA | EA |  | TRUE |  | P | B/W | DAYTON
133959 | 1 | 52 | States | EGAN COMPANY | Hayley Fabian | TRUE | 2026-06-09T00:00:00 | 2026-08-25T00:00:00 | 2026-08-25T00:00:00 | 1 | 0 | 1 | 69.65 | 10308.2 | 55944 | USA | N45 | 1501 | ABB INDUSTRIAL CONNECTIONS AND SOLUTIONS | 27511 | AB31B | RLP BOX N1 31.5L X 20W | PUR | RLP BOX N1 31.5L X 20W | EA | EA |  | TRUE |  | P | B/W | DAYTON
133959 | 1 | 53 | States | EGAN COMPANY | Hayley Fabian | TRUE | 2026-06-09T00:00:00 | 2026-08-25T00:00:00 | 2026-08-25T00:00:00 | 1 | 0 | 1 | 69.65 | 10308.2 | 55944 | USA | N45 | 1501 | ABB INDUSTRIAL CONNECTIONS AND SOLUTIONS | 27511 | AB31B | RLP BOX N1 31.5L X 20W | PUR | RLP BOX N1 31.5L X 20W | EA | EA |  | TRUE |  | P | B/W | DAYTON
133959 | 1 | 54 | States | EGAN COMPANY | Hayley Fabian | TRUE | 2026-06-09T00:00:00 | 2026-08-25T00:00:00 | 2026-08-25T00:00:00 | 1 | 0 | 1 | 69.65 | 10308.2 | 55944 | USA | N45 | 1501 | ABB INDUSTRIAL CONNECTIONS AND SOLUTIONS | 27511 | AB31B | RLP BOX N1 31.5L X 20W | PUR | RLP BOX N1 31.5L X 20W | EA | EA |  | TRUE |  | P | B/W | DAYTON
133959 | 1 | 55 | States | EGAN COMPANY | Hayley Fabian | TRUE | 2026-06-09T00:00:00 | 2026-08-25T00:00:00 | 2026-08-25T00:00:00 | 1 | 0 | 1 | 69.65 | 10308.2 | 55944 | USA | N45 | 1501 | ABB INDUSTRIAL CONNECTIONS AND SOLUTIONS | 27511 | AB31B | RLP BOX N1 31.5L X 20W | PUR | RLP BOX N1 31.5L X 20W | EA | EA |  | TRUE |  | P | B/W | DAYTON
133959 | 1 | 56 | States | EGAN COMPANY | Hayley Fabian | TRUE | 2026-06-09T00:00:00 | 2026-08-25T00:00:00 | 2026-08-25T00:00:00 | 1 | 0 | 1 | 69.65 | 10308.2 | 55944 | USA | N45 | 1501 | ABB INDUSTRIAL CONNECTIONS AND SOLUTIONS | 27511 | AB31B | RLP BOX N1 31.5L X 20W | PUR | RLP BOX N1 31.5L X 20W | EA | EA |  | TRUE |  | P | B/W | DAYTON
133959 | 1 | 57 | States | EGAN COMPANY | Hayley Fabian | TRUE | 2026-06-09T00:00:00 | 2026-08-25T00:00:00 | 2026-08-25T00:00:00 | 1 | 0 | 1 | 69.65 | 10308.2 | 55944 | USA | N45 | 1501 | ABB INDUSTRIAL CONNECTIONS AND SOLUTIONS | 27511 | AB31B | RLP BOX N1 31.5L X 20W | PUR | RLP BOX N1 31.5L X 20W | EA | EA |  | TRUE |  | P | B/W | DAYTON
133959 | 1 | 58 | States | EGAN COMPANY | Hayley Fabian | TRUE | 2026-06-09T00:00:00 | 2026-08-25T00:00:00 | 2026-08-25T00:00:00 | 1 | 0 | 1 | 69.65 | 10308.2 | 55944 | USA | N45 | 1501 | ABB INDUSTRIAL CONNECTIONS AND SOLUTIONS | 27511 | AB31B | RLP BOX N1 31.5L X 20W | PUR | RLP BOX N1 31.5L X 20W | EA | EA |  | TRUE |  | P | B/W | DAYTON
133959 | 1 | 59 | States | EGAN COMPANY | Hayley Fabian | TRUE | 2026-06-09T00:00:00 | 2026-08-25T00:00:00 | 2026-08-25T00:00:00 | 1 | 0 | 1 | 69.65 | 10308.2 | 55944 | USA | N45 | 1501 | ABB INDUSTRIAL CONNECTIONS AND SOLUTIONS | 27511 | AB31B | RLP BOX N1 31.5L X 20W | PUR | RLP BOX N1 31.5L X 20W | EA | EA |  | TRUE |  | P | B/W | DAYTON
133959 | 1 | 60 | States | EGAN COMPANY | Hayley Fabian | TRUE | 2026-06-09T00:00:00 | 2026-08-25T00:00:00 | 2026-08-25T00:00:00 | 1 | 0 | 1 | 69.65 | 10308.2 | 55944 | USA | N45 | 1501 | ABB INDUSTRIAL CONNECTIONS AND SOLUTIONS | 27511 | AB31B | RLP BOX N1 31.5L X 20W | PUR | RLP BOX N1 31.5L X 20W | EA | EA |  | TRUE |  | P | B/W | DAYTON
133959 | 1 | 61 | States | EGAN COMPANY | Hayley Fabian | TRUE | 2026-06-09T00:00:00 | 2026-08-25T00:00:00 | 2026-08-25T00:00:00 | 1 | 0 | 1 | 69.65 | 10308.2 | 55944 | USA | N45 | 1501 | ABB INDUSTRIAL CONNECTIONS AND SOLUTIONS | 27511 | AB31B | RLP BOX N1 31.5L X 20W | PUR | RLP BOX N1 31.5L X 20W | EA | EA |  | TRUE |  | P | B/W | DAYTON
133959 | 1 | 62 | States | EGAN COMPANY | Hayley Fabian | TRUE | 2026-06-09T00:00:00 | 2026-08-25T00:00:00 | 2026-08-25T00:00:00 | 1 | 0 | 1 | 69.65 | 10308.2 | 55944 | USA | N45 | 1501 | ABB INDUSTRIAL CONNECTIONS AND SOLUTIONS | 27511 | AB31B | RLP BOX N1 31.5L X 20W | PUR | RLP BOX N1 31.5L X 20W | EA | EA |  | TRUE |  | P | B/W | DAYTON
133959 | 1 | 63 | States | EGAN COMPANY | Hayley Fabian | TRUE | 2026-06-09T00:00:00 | 2026-08-25T00:00:00 | 2026-08-25T00:00:00 | 1 | 0 | 1 | 69.65 | 10308.2 | 55944 | USA | N45 | 1501 | ABB INDUSTRIAL CONNECTIONS AND SOLUTIONS | 27511 | AB31B | RLP BOX N1 31.5L X 20W | PUR | RLP BOX N1 31.5L X 20W | EA | EA |  | TRUE |  | P | B/W | DAYTON
133959 | 1 | 64 | States | EGAN COMPANY | Hayley Fabian | TRUE | 2026-06-09T00:00:00 | 2026-09-24T00:00:00 | 2026-09-24T00:00:00 | 1 | 0 | 1 | 69.65 | 10308.2 | 55944 | USA | N45 | 1501 | ABB INDUSTRIAL CONNECTIONS AND SOLUTIONS | 27511 | AB31B | RLP BOX N1 31.5L X 20W | PUR | RLP BOX N1 31.5L X 20W | EA | EA |  | TRUE |  | P | B/W | DAYTON
133959 | 1 | 65 | States | EGAN COMPANY | Hayley Fabian | TRUE | 2026-06-09T00:00:00 | 2026-09-24T00:00:00 | 2026-09-24T00:00:00 | 1 | 0 | 1 | 69.65 | 10308.2 | 55944 | USA | N45 | 1501 | ABB INDUSTRIAL CONNECTIONS AND SOLUTIONS | 27511 | AB31B | RLP BOX N1 31.5L X 20W | PUR | RLP BOX N1 31.5L X 20W | EA | EA |  | TRUE |  | P | B/W | DAYTON
133959 | 1 | 66 | States | EGAN COMPANY | Hayley Fabian | TRUE | 2026-06-09T00:00:00 | 2026-09-24T00:00:00 | 2026-09-24T00:00:00 | 1 | 0 | 1 | 69.65 | 10308.2 | 55944 | USA | N45 | 1501 | ABB INDUSTRIAL CONNECTIONS AND SOLUTIONS | 27511 | AB31B | RLP BOX N1 31.5L X 20W | PUR | RLP BOX N1 31.5L X 20W | EA | EA |  | TRUE |  | P | B/W | DAYTON
133959 | 1 | 67 | States | EGAN COMPANY | Hayley Fabian | TRUE | 2026-06-09T00:00:00 | 2026-09-24T00:00:00 | 2026-09-24T00:00:00 | 1 | 0 | 1 | 69.65 | 10308.2 | 55944 | USA | N45 | 1501 | ABB INDUSTRIAL CONNECTIONS AND SOLUTIONS | 27511 | AB31B | RLP BOX N1 31.5L X 20W | PUR | RLP BOX N1 31.5L X 20W | EA | EA |  | TRUE |  | P | B/W | DAYTON
133959 | 1 | 68 | States | EGAN COMPANY | Hayley Fabian | TRUE | 2026-06-09T00:00:00 | 2026-09-24T00:00:00 | 2026-09-24T00:00:00 | 1 | 0 | 1 | 69.65 | 10308.2 | 55944 | USA | N45 | 1501 | ABB INDUSTRIAL CONNECTIONS AND SOLUTIONS | 27511 | AB31B | RLP BOX N1 31.5L X 20W | PUR | RLP BOX N1 31.5L X 20W | EA | EA |  | TRUE |  | P | B/W | DAYTON
133959 | 1 | 69 | States | EGAN COMPANY | Hayley Fabian | TRUE | 2026-06-09T00:00:00 | 2026-09-24T00:00:00 | 2026-09-24T00:00:00 | 1 | 0 | 1 | 69.65 | 10308.2 | 55944 | USA | N45 | 1501 | ABB INDUSTRIAL CONNECTIONS AND SOLUTIONS | 27511 | AB31B | RLP BOX N1 31.5L X 20W | PUR | RLP BOX N1 31.5L X 20W | EA | EA |  | TRUE |  | P | B/W | DAYTON
133959 | 1 | 70 | States | EGAN COMPANY | Hayley Fabian | TRUE | 2026-06-09T00:00:00 | 2026-09-24T00:00:00 | 2026-09-24T00:00:00 | 1 | 0 | 1 | 69.65 | 10308.2 | 55944 | USA | N45 | 1501 | ABB INDUSTRIAL CONNECTIONS AND SOLUTIONS | 27511 | AB31B | RLP BOX N1 31.5L X 20W | PUR | RLP BOX N1 31.5L X 20W | EA | EA |  | TRUE |  | P | B/W | DAYTON
133959 | 1 | 71 | States | EGAN COMPANY | Hayley Fabian | TRUE | 2026-06-09T00:00:00 | 2026-09-24T00:00:00 | 2026-09-24T00:00:00 | 1 | 0 | 1 | 69.65 | 10308.2 | 55944 | USA | N45 | 1501 | ABB INDUSTRIAL CONNECTIONS AND SOLUTIONS | 27511 | AB31B | RLP BOX N1 31.5L X 20W | PUR | RLP BOX N1 31.5L X 20W | EA | EA |  | TRUE |  | P | B/W | DAYTON
133959 | 1 | 72 | States | EGAN COMPANY | Hayley Fabian | TRUE | 2026-06-09T00:00:00 | 2026-09-24T00:00:00 | 2026-09-24T00:00:00 | 1 | 0 | 1 | 69.65 | 10308.2 | 55944 | USA | N45 | 1501 | ABB INDUSTRIAL CONNECTIONS AND SOLUTIONS | 27511 | AB31B | RLP BOX N1 31.5L X 20W | PUR | RLP BOX N1 31.5L X 20W | EA | EA |  | TRUE |  | P | B/W | DAYTON
133959 | 1 | 73 | States | EGAN COMPANY | Hayley Fabian | TRUE | 2026-06-09T00:00:00 | 2026-09-24T00:00:00 | 2026-09-24T00:00:00 | 1 | 0 | 1 | 69.65 | 10308.2 | 55944 | USA | N45 | 1501 | ABB INDUSTRIAL CONNECTIONS AND SOLUTIONS | 27511 | AB31B | RLP BOX N1 31.5L X 20W | PUR | RLP BOX N1 31.5L X 20W | EA | EA |  | TRUE |  | P | B/W | DAYTON
133959 | 1 | 74 | States | EGAN COMPANY | Hayley Fabian | TRUE | 2026-06-09T00:00:00 | 2026-09-24T00:00:00 | 2026-09-24T00:00:00 | 1 | 0 | 1 | 69.65 | 10308.2 | 55944 | USA | N45 | 1501 | ABB INDUSTRIAL CONNECTIONS AND SOLUTIONS | 27511 | AB31B | RLP BOX N1 31.5L X 20W | PUR | RLP BOX N1 31.5L X 20W | EA | EA |  | TRUE |  | P | B/W | DAYTON
133959 | 1 | 75 | States | EGAN COMPANY | Hayley Fabian | TRUE | 2026-06-09T00:00:00 | 2026-09-24T00:00:00 | 2026-09-24T00:00:00 | 1 | 0 | 1 | 69.65 | 10308.2 | 55944 | USA | N45 | 1501 | ABB INDUSTRIAL CONNECTIONS AND SOLUTIONS | 27511 | AB31B | RLP BOX N1 31.5L X 20W | PUR | RLP BOX N1 31.5L X 20W | EA | EA |  | TRUE |  | P | B/W | DAYTON
133959 | 1 | 76 | States | EGAN COMPANY | Hayley Fabian | TRUE | 2026-06-09T00:00:00 | 2026-09-24T00:00:00 | 2026-09-24T00:00:00 | 1 | 0 | 1 | 69.65 | 10308.2 | 55944 | USA | N45 | 1501 | ABB INDUSTRIAL CONNECTIONS AND SOLUTIONS | 27511 | AB31B | RLP BOX N1 31.5L X 20W | PUR | RLP BOX N1 31.5L X 20W | EA | EA |  | TRUE |  | P | B/W | DAYTON
133959 | 1 | 77 | States | EGAN COMPANY | Hayley Fabian | TRUE | 2026-06-09T00:00:00 | 2026-09-24T00:00:00 | 2026-09-24T00:00:00 | 1 | 0 | 1 | 69.65 | 10308.2 | 55944 | USA | N45 | 1501 | ABB INDUSTRIAL CONNECTIONS AND SOLUTIONS | 27511 | AB31B | RLP BOX N1 31.5L X 20W | PUR | RLP BOX N1 31.5L X 20W | EA | EA |  | TRUE |  | P | B/W | DAYTON
133959 | 1 | 78 | States | EGAN COMPANY | Hayley Fabian | TRUE | 2026-06-09T00:00:00 | 2026-09-24T00:00:00 | 2026-09-24T00:00:00 | 1 | 0 | 1 | 69.65 | 10308.2 | 55944 | USA | N45 | 1501 | ABB INDUSTRIAL CONNECTIONS AND SOLUTIONS | 27511 | AB31B | RLP BOX N1 31.5L X 20W | PUR | RLP BOX N1 31.5L X 20W | EA | EA |  | TRUE |  | P | B/W | DAYTON
133959 | 1 | 79 | States | EGAN COMPANY | Hayley Fabian | TRUE | 2026-06-09T00:00:00 | 2026-09-24T00:00:00 | 2026-09-24T00:00:00 | 1 | 0 | 1 | 69.65 | 10308.2 | 55944 | USA | N45 | 1501 | ABB INDUSTRIAL CONNECTIONS AND SOLUTIONS | 27511 | AB31B | RLP BOX N1 31.5L X 20W | PUR | RLP BOX N1 31.5L X 20W | EA | EA |  | TRUE |  | P | B/W | DAYTON
133959 | 1 | 80 | States | EGAN COMPANY | Hayley Fabian | TRUE | 2026-06-09T00:00:00 | 2026-09-24T00:00:00 | 2026-09-24T00:00:00 | 1 | 0 | 1 | 69.65 | 10308.2 | 55944 | USA | N45 | 1501 | ABB INDUSTRIAL CONNECTIONS AND SOLUTIONS | 27511 | AB31B | RLP BOX N1 31.5L X 20W | PUR | RLP BOX N1 31.5L X 20W | EA | EA |  | TRUE |  | P | B/W | DAYTON
133959 | 1 | 81 | States | EGAN COMPANY | Hayley Fabian | TRUE | 2026-06-09T00:00:00 | 2026-09-24T00:00:00 | 2026-09-24T00:00:00 | 1 | 0 | 1 | 69.65 | 10308.2 | 55944 | USA | N45 | 1501 | ABB INDUSTRIAL CONNECTIONS AND SOLUTIONS | 27511 | AB31B | RLP BOX N1 31.5L X 20W | PUR | RLP BOX N1 31.5L X 20W | EA | EA |  | TRUE |  | P | B/W | DAYTON
133959 | 1 | 82 | States | EGAN COMPANY | Hayley Fabian | TRUE | 2026-06-09T00:00:00 | 2026-09-24T00:00:00 | 2026-09-24T00:00:00 | 1 | 0 | 1 | 69.65 | 10308.2 | 55944 | USA | N45 | 1501 | ABB INDUSTRIAL CONNECTIONS AND SOLUTIONS | 27511 | AB31B | RLP BOX N1 31.5L X 20W | PUR | RLP BOX N1 31.5L X 20W | EA | EA |  | TRUE |  | P | B/W | DAYTON
133959 | 1 | 83 | States | EGAN COMPANY | Hayley Fabian | TRUE | 2026-06-09T00:00:00 | 2026-09-24T00:00:00 | 2026-09-24T00:00:00 | 1 | 0 | 1 | 69.65 | 10308.2 | 55944 | USA | N45 | 1501 | ABB INDUSTRIAL CONNECTIONS AND SOLUTIONS | 27511 | AB31B | RLP BOX N1 31.5L X 20W | PUR | RLP BOX N1 31.5L X 20W | EA | EA |  | TRUE |  | P | B/W | DAYTON
133959 | 1 | 84 | States | EGAN COMPANY | Hayley Fabian | TRUE | 2026-06-09T00:00:00 | 2026-09-24T00:00:00 | 2026-09-24T00:00:00 | 1 | 0 | 1 | 69.65 | 10308.2 | 55944 | USA | N45 | 1501 | ABB INDUSTRIAL CONNECTIONS AND SOLUTIONS | 27511 | AB31B | RLP BOX N1 31.5L X 20W | PUR | RLP BOX N1 31.5L X 20W | EA | EA |  | TRUE |  | P | B/W | DAYTON
133959 | 1 | 85 | States | EGAN COMPANY | Hayley Fabian | TRUE | 2026-06-09T00:00:00 | 2026-09-24T00:00:00 | 2026-09-24T00:00:00 | 1 | 0 | 1 | 69.65 | 10308.2 | 55944 | USA | N45 | 1501 | ABB INDUSTRIAL CONNECTIONS AND SOLUTIONS | 27511 | AB31B | RLP BOX N1 31.5L X 20W | PUR | RLP BOX N1 31.5L X 20W | EA | EA |  | TRUE |  | P | B/W | DAYTON
133959 | 1 | 86 | States | EGAN COMPANY | Hayley Fabian | TRUE | 2026-06-09T00:00:00 | 2026-09-24T00:00:00 | 2026-09-24T00:00:00 | 1 | 0 | 1 | 69.65 | 10308.2 | 55944 | USA | N45 | 1501 | ABB INDUSTRIAL CONNECTIONS AND SOLUTIONS | 27511 | AB31B | RLP BOX N1 31.5L X 20W | PUR | RLP BOX N1 31.5L X 20W | EA | EA |  | TRUE |  | P | B/W | DAYTON
133959 | 1 | 87 | States | EGAN COMPANY | Hayley Fabian | TRUE | 2026-06-09T00:00:00 | 2026-09-24T00:00:00 | 2026-09-24T00:00:00 | 1 | 0 | 1 | 69.65 | 10308.2 | 55944 | USA | N45 | 1501 | ABB INDUSTRIAL CONNECTIONS AND SOLUTIONS | 27511 | AB31B | RLP BOX N1 31.5L X 20W | PUR | RLP BOX N1 31.5L X 20W | EA | EA |  | TRUE |  | P | B/W | DAYTON
133959 | 1 | 88 | States | EGAN COMPANY | Hayley Fabian | TRUE | 2026-06-09T00:00:00 | 2026-09-24T00:00:00 | 2026-09-24T00:00:00 | 1 | 0 | 1 | 69.65 | 10308.2 | 55944 | USA | N45 | 1501 | ABB INDUSTRIAL CONNECTIONS AND SOLUTIONS | 27511 | AB31B | RLP BOX N1 31.5L X 20W | PUR | RLP BOX N1 31.5L X 20W | EA | EA |  | TRUE |  | P | B/W | DAYTON
133959 | 1 | 89 | States | EGAN COMPANY | Hayley Fabian | TRUE | 2026-06-09T00:00:00 | 2026-09-24T00:00:00 | 2026-09-24T00:00:00 | 1 | 0 | 1 | 69.65 | 10308.2 | 55944 | USA | N45 | 1501 | ABB INDUSTRIAL CONNECTIONS AND SOLUTIONS | 27511 | AB31B | RLP BOX N1 31.5L X 20W | PUR | RLP BOX N1 31.5L X 20W | EA | EA |  | TRUE |  | P | B/W | DAYTON
133959 | 1 | 90 | States | EGAN COMPANY | Hayley Fabian | TRUE | 2026-06-09T00:00:00 | 2026-09-24T00:00:00 | 2026-09-24T00:00:00 | 1 | 0 | 1 | 69.65 | 10308.2 | 55944 | USA | N45 | 1501 | ABB INDUSTRIAL CONNECTIONS AND SOLUTIONS | 27511 | AB31B | RLP BOX N1 31.5L X 20W | PUR | RLP BOX N1 31.5L X 20W | EA | EA |  | TRUE |  | P | B/W | DAYTON
133959 | 1 | 91 | States | EGAN COMPANY | Hayley Fabian | TRUE | 2026-06-09T00:00:00 | 2026-09-24T00:00:00 | 2026-09-24T00:00:00 | 1 | 0 | 1 | 69.65 | 10308.2 | 55944 | USA | N45 | 1501 | ABB INDUSTRIAL CONNECTIONS AND SOLUTIONS | 27511 | AB31B | RLP BOX N1 31.5L X 20W | PUR | RLP BOX N1 31.5L X 20W | EA | EA |  | TRUE |  | P | B/W | DAYTON
133959 | 1 | 92 | States | EGAN COMPANY | Hayley Fabian | TRUE | 2026-06-09T00:00:00 | 2026-10-26T00:00:00 | 2026-10-26T00:00:00 | 1 | 0 | 1 | 69.65 | 10308.2 | 55944 | USA | N45 | 1501 | ABB INDUSTRIAL CONNECTIONS AND SOLUTIONS | 27511 | AB31B | RLP BOX N1 31.5L X 20W | PUR | RLP BOX N1 31.5L X 20W | EA | EA |  | TRUE |  | P | B/W | DAYTON
133959 | 1 | 93 | States | EGAN COMPANY | Hayley Fabian | TRUE | 2026-06-09T00:00:00 | 2026-10-26T00:00:00 | 2026-10-26T00:00:00 | 1 | 0 | 1 | 69.65 | 10308.2 | 55944 | USA | N45 | 1501 | ABB INDUSTRIAL CONNECTIONS AND SOLUTIONS | 27511 | AB31B | RLP BOX N1 31.5L X 20W | PUR | RLP BOX N1 31.5L X 20W | EA | EA |  | TRUE |  | P | B/W | DAYTON
133959 | 1 | 94 | States | EGAN COMPANY | Hayley Fabian | TRUE | 2026-06-09T00:00:00 | 2026-10-26T00:00:00 | 2026-10-26T00:00:00 | 1 | 0 | 1 | 69.65 | 10308.2 | 55944 | USA | N45 | 1501 | ABB INDUSTRIAL CONNECTIONS AND SOLUTIONS | 27511 | AB31B | RLP BOX N1 31.5L X 20W | PUR | RLP BOX N1 31.5L X 20W | EA | EA |  | TRUE |  | P | B/W | DAYTON
133959 | 1 | 95 | States | EGAN COMPANY | Hayley Fabian | TRUE | 2026-06-09T00:00:00 | 2026-10-26T00:00:00 | 2026-10-26T00:00:00 | 1 | 0 | 1 | 69.65 | 10308.2 | 55944 | USA | N45 | 1501 | ABB INDUSTRIAL CONNECTIONS AND SOLUTIONS | 27511 | AB31B | RLP BOX N1 31.5L X 20W | PUR | RLP BOX N1 31.5L X 20W | EA | EA |  | TRUE |  | P | B/W | DAYTON
133959 | 1 | 96 | States | EGAN COMPANY | Hayley Fabian | TRUE | 2026-06-09T00:00:00 | 2026-10-26T00:00:00 | 2026-10-26T00:00:00 | 1 | 0 | 1 | 69.65 | 10308.2 | 55944 | USA | N45 | 1501 | ABB INDUSTRIAL CONNECTIONS AND SOLUTIONS | 27511 | AB31B | RLP BOX N1 31.5L X 20W | PUR | RLP BOX N1 31.5L X 20W | EA | EA |  | TRUE |  | P | B/W | DAYTON
133959 | 1 | 97 | States | EGAN COMPANY | Hayley Fabian | TRUE | 2026-06-09T00:00:00 | 2026-10-26T00:00:00 | 2026-10-26T00:00:00 | 1 | 0 | 1 | 69.65 | 10308.2 | 55944 | USA | N45 | 1501 | ABB INDUSTRIAL CONNECTIONS AND SOLUTIONS | 27511 | AB31B | RLP BOX N1 31.5L X 20W | PUR | RLP BOX N1 31.5L X 20W | EA | EA |  | TRUE |  | P | B/W | DAYTON
133959 | 1 | 98 | States | EGAN COMPANY | Hayley Fabian | TRUE | 2026-06-09T00:00:00 | 2026-10-26T00:00:00 | 2026-10-26T00:00:00 | 1 | 0 | 1 | 69.65 | 10308.2 | 55944 | USA | N45 | 1501 | ABB INDUSTRIAL CONNECTIONS AND SOLUTIONS | 27511 | AB31B | RLP BOX N1 31.5L X 20W | PUR | RLP BOX N1 31.5L X 20W | EA | EA |  | TRUE |  | P | B/W | DAYTON
133959 | 1 | 99 | States | EGAN COMPANY | Hayley Fabian | TRUE | 2026-06-09T00:00:00 | 2026-10-26T00:00:00 | 2026-10-26T00:00:00 | 1 | 0 | 1 | 69.65 | 10308.2 | 55944 | USA | N45 | 1501 | ABB INDUSTRIAL CONNECTIONS AND SOLUTIONS | 27511 | AB31B | RLP BOX N1 31.5L X 20W | PUR | RLP BOX N1 31.5L X 20W | EA | EA |  | TRUE |  | P | B/W | DAYTON
133959 | 1 | 100 | States | EGAN COMPANY | Hayley Fabian | TRUE | 2026-06-09T00:00:00 | 2026-10-26T00:00:00 | 2026-10-26T00:00:00 | 1 | 0 | 1 | 69.65 | 10308.2 | 55944 | USA | N45 | 1501 | ABB INDUSTRIAL CONNECTIONS AND SOLUTIONS | 27511 | AB31B | RLP BOX N1 31.5L X 20W | PUR | RLP BOX N1 31.5L X 20W | EA | EA |  | TRUE |  | P | B/W | DAYTON
133959 | 1 | 101 | States | EGAN COMPANY | Hayley Fabian | TRUE | 2026-06-09T00:00:00 | 2026-10-26T00:00:00 | 2026-10-26T00:00:00 | 1 | 0 | 1 | 69.65 | 10308.2 | 55944 | USA | N45 | 1501 | ABB INDUSTRIAL CONNECTIONS AND SOLUTIONS | 27511 | AB31B | RLP BOX N1 31.5L X 20W | PUR | RLP BOX N1 31.5L X 20W | EA | EA |  | TRUE |  | P | B/W | DAYTON
133959 | 1 | 102 | States | EGAN COMPANY | Hayley Fabian | TRUE | 2026-06-09T00:00:00 | 2026-10-26T00:00:00 | 2026-10-26T00:00:00 | 1 | 0 | 1 | 69.65 | 10308.2 | 55944 | USA | N45 | 1501 | ABB INDUSTRIAL CONNECTIONS AND SOLUTIONS | 27511 | AB31B | RLP BOX N1 31.5L X 20W | PUR | RLP BOX N1 31.5L X 20W | EA | EA |  | TRUE |  | P | B/W | DAYTON
133959 | 1 | 103 | States | EGAN COMPANY | Hayley Fabian | TRUE | 2026-06-09T00:00:00 | 2026-10-26T00:00:00 | 2026-10-26T00:00:00 | 1 | 0 | 1 | 69.65 | 10308.2 | 55944 | USA | N45 | 1501 | ABB INDUSTRIAL CONNECTIONS AND SOLUTIONS | 27511 | AB31B | RLP BOX N1 31.5L X 20W | PUR | RLP BOX N1 31.5L X 20W | EA | EA |  | TRUE |  | P | B/W | DAYTON
133959 | 1 | 104 | States | EGAN COMPANY | Hayley Fabian | TRUE | 2026-06-09T00:00:00 | 2026-10-26T00:00:00 | 2026-10-26T00:00:00 | 1 | 0 | 1 | 69.65 | 10308.2 | 55944 | USA | N45 | 1501 | ABB INDUSTRIAL CONNECTIONS AND SOLUTIONS | 27511 | AB31B | RLP BOX N1 31.5L X 20W | PUR | RLP BOX N1 31.5L X 20W | EA | EA |  | TRUE |  | P | B/W | DAYTON
133959 | 1 | 105 | States | EGAN COMPANY | Hayley Fabian | TRUE | 2026-06-09T00:00:00 | 2026-10-26T00:00:00 | 2026-10-26T00:00:00 | 1 | 0 | 1 | 69.65 | 10308.2 | 55944 | USA | N45 | 1501 | ABB INDUSTRIAL CONNECTIONS AND SOLUTIONS | 27511 | AB31B | RLP BOX N1 31.5L X 20W | PUR | RLP BOX N1 31.5L X 20W | EA | EA |  | TRUE |  | P | B/W | DAYTON
133959 | 1 | 106 | States | EGAN COMPANY | Hayley Fabian | TRUE | 2026-06-09T00:00:00 | 2026-10-26T00:00:00 | 2026-10-26T00:00:00 | 1 | 0 | 1 | 69.65 | 10308.2 | 55944 | USA | N45 | 1501 | ABB INDUSTRIAL CONNECTIONS AND SOLUTIONS | 27511 | AB31B | RLP BOX N1 31.5L X 20W | PUR | RLP BOX N1 31.5L X 20W | EA | EA |  | TRUE |  | P | B/W | DAYTON
133959 | 1 | 107 | States | EGAN COMPANY | Hayley Fabian | TRUE | 2026-06-09T00:00:00 | 2026-10-26T00:00:00 | 2026-10-26T00:00:00 | 1 | 0 | 1 | 69.65 | 10308.2 | 55944 | USA | N45 | 1501 | ABB INDUSTRIAL CONNECTIONS AND SOLUTIONS | 27511 | AB31B | RLP BOX N1 31.5L X 20W | PUR | RLP BOX N1 31.5L X 20W | EA | EA |  | TRUE |  | P | B/W | DAYTON
133959 | 1 | 108 | States | EGAN COMPANY | Hayley Fabian | TRUE | 2026-06-09T00:00:00 | 2026-10-26T00:00:00 | 2026-10-26T00:00:00 | 1 | 0 | 1 | 69.65 | 10308.2 | 55944 | USA | N45 | 1501 | ABB INDUSTRIAL CONNECTIONS AND SOLUTIONS | 27511 | AB31B | RLP BOX N1 31.5L X 20W | PUR | RLP BOX N1 31.5L X 20W | EA | EA |  | TRUE |  | P | B/W | DAYTON
133959 | 1 | 109 | States | EGAN COMPANY | Hayley Fabian | TRUE | 2026-06-09T00:00:00 | 2026-10-26T00:00:00 | 2026-10-26T00:00:00 | 1 | 0 | 1 | 69.65 | 10308.2 | 55944 | USA | N45 | 1501 | ABB INDUSTRIAL CONNECTIONS AND SOLUTIONS | 27511 | AB31B | RLP BOX N1 31.5L X 20W | PUR | RLP BOX N1 31.5L X 20W | EA | EA |  | TRUE |  | P | B/W | DAYTON
133959 | 1 | 110 | States | EGAN COMPANY | Hayley Fabian | TRUE | 2026-06-09T00:00:00 | 2026-10-26T00:00:00 | 2026-10-26T00:00:00 | 1 | 0 | 1 | 69.65 | 10308.2 | 55944 | USA | N45 | 1501 | ABB INDUSTRIAL CONNECTIONS AND SOLUTIONS | 27511 | AB31B | RLP BOX N1 31.5L X 20W | PUR | RLP BOX N1 31.5L X 20W | EA | EA |  | TRUE |  | P | B/W | DAYTON
133959 | 1 | 111 | States | EGAN COMPANY | Hayley Fabian | TRUE | 2026-06-09T00:00:00 | 2026-10-26T00:00:00 | 2026-10-26T00:00:00 | 1 | 0 | 1 | 69.65 | 10308.2 | 55944 | USA | N45 | 1501 | ABB INDUSTRIAL CONNECTIONS AND SOLUTIONS | 27511 | AB31B | RLP BOX N1 31.5L X 20W | PUR | RLP BOX N1 31.5L X 20W | EA | EA |  | TRUE |  | P | B/W | DAYTON
133959 | 1 | 112 | States | EGAN COMPANY | Hayley Fabian | TRUE | 2026-06-09T00:00:00 | 2026-10-26T00:00:00 | 2026-10-26T00:00:00 | 1 | 0 | 1 | 69.65 | 10308.2 | 55944 | USA | N45 | 1501 | ABB INDUSTRIAL CONNECTIONS AND SOLUTIONS | 27511 | AB31B | RLP BOX N1 31.5L X 20W | PUR | RLP BOX N1 31.5L X 20W | EA | EA |  | TRUE |  | P | B/W | DAYTON
133959 | 1 | 113 | States | EGAN COMPANY | Hayley Fabian | TRUE | 2026-06-09T00:00:00 | 2026-10-26T00:00:00 | 2026-10-26T00:00:00 | 1 | 0 | 1 | 69.65 | 10308.2 | 55944 | USA | N45 | 1501 | ABB INDUSTRIAL CONNECTIONS AND SOLUTIONS | 27511 | AB31B | RLP BOX N1 31.5L X 20W | PUR | RLP BOX N1 31.5L X 20W | EA | EA |  | TRUE |  | P | B/W | DAYTON
133959 | 1 | 114 | States | EGAN COMPANY | Hayley Fabian | TRUE | 2026-06-09T00:00:00 | 2026-10-26T00:00:00 | 2026-10-26T00:00:00 | 1 | 0 | 1 | 69.65 | 10308.2 | 55944 | USA | N45 | 1501 | ABB INDUSTRIAL CONNECTIONS AND SOLUTIONS | 27511 | AB31B | RLP BOX N1 31.5L X 20W | PUR | RLP BOX N1 31.5L X 20W | EA | EA |  | TRUE |  | P | B/W | DAYTON
133959 | 1 | 115 | States | EGAN COMPANY | Hayley Fabian | TRUE | 2026-06-09T00:00:00 | 2026-10-26T00:00:00 | 2026-10-26T00:00:00 | 1 | 0 | 1 | 69.65 | 10308.2 | 55944 | USA | N45 | 1501 | ABB INDUSTRIAL CONNECTIONS AND SOLUTIONS | 27511 | AB31B | RLP BOX N1 31.5L X 20W | PUR | RLP BOX N1 31.5L X 20W | EA | EA |  | TRUE |  | P | B/W | DAYTON
133959 | 1 | 116 | States | EGAN COMPANY | Hayley Fabian | TRUE | 2026-06-09T00:00:00 | 2026-10-26T00:00:00 | 2026-10-26T00:00:00 | 1 | 0 | 1 | 69.65 | 10308.2 | 55944 | USA | N45 | 1501 | ABB INDUSTRIAL CONNECTIONS AND SOLUTIONS | 27511 | AB31B | RLP BOX N1 31.5L X 20W | PUR | RLP BOX N1 31.5L X 20W | EA | EA |  | TRUE |  | P | B/W | DAYTON
133959 | 1 | 117 | States | EGAN COMPANY | Hayley Fabian | TRUE | 2026-06-09T00:00:00 | 2026-10-26T00:00:00 | 2026-10-26T00:00:00 | 1 | 0 | 1 | 69.65 | 10308.2 | 55944 | USA | N45 | 1501 | ABB INDUSTRIAL CONNECTIONS AND SOLUTIONS | 27511 | AB31B | RLP BOX N1 31.5L X 20W | PUR | RLP BOX N1 31.5L X 20W | EA | EA |  | TRUE |  | P | B/W | DAYTON
133959 | 1 | 118 | States | EGAN COMPANY | Hayley Fabian | TRUE | 2026-06-09T00:00:00 | 2026-10-26T00:00:00 | 2026-10-26T00:00:00 | 1 | 0 | 1 | 69.65 | 10308.2 | 55944 | USA | N45 | 1501 | ABB INDUSTRIAL CONNECTIONS AND SOLUTIONS | 27511 | AB31B | RLP BOX N1 31.5L X 20W | PUR | RLP BOX N1 31.5L X 20W | EA | EA |  | TRUE |  | P | B/W | DAYTON
133959 | 1 | 119 | States | EGAN COMPANY | Hayley Fabian | TRUE | 2026-06-09T00:00:00 | 2026-10-26T00:00:00 | 2026-10-26T00:00:00 | 1 | 0 | 1 | 69.65 | 10308.2 | 55944 | USA | N45 | 1501 | ABB INDUSTRIAL CONNECTIONS AND SOLUTIONS | 27511 | AB31B | RLP BOX N1 31.5L X 20W | PUR | RLP BOX N1 31.5L X 20W | EA | EA |  | TRUE |  | P | B/W | DAYTON
133959 | 1 | 120 | States | EGAN COMPANY | Hayley Fabian | TRUE | 2026-06-09T00:00:00 | 2026-10-26T00:00:00 | 2026-10-26T00:00:00 | 1 | 0 | 1 | 69.65 | 10308.2 | 55944 | USA | N45 | 1501 | ABB INDUSTRIAL CONNECTIONS AND SOLUTIONS | 27511 | AB31B | RLP BOX N1 31.5L X 20W | PUR | RLP BOX N1 31.5L X 20W | EA | EA |  | TRUE |  | P | B/W | DAYTON
133959 | 1 | 121 | States | EGAN COMPANY | Hayley Fabian | TRUE | 2026-06-09T00:00:00 | 2026-10-26T00:00:00 | 2026-10-26T00:00:00 | 1 | 0 | 1 | 69.65 | 10308.2 | 55944 | USA | N45 | 1501 | ABB INDUSTRIAL CONNECTIONS AND SOLUTIONS | 27511 | AB31B | RLP BOX N1 31.5L X 20W | PUR | RLP BOX N1 31.5L X 20W | EA | EA |  | TRUE |  | P | B/W | DAYTON
133959 | 1 | 122 | States | EGAN COMPANY | Hayley Fabian | TRUE | 2026-06-09T00:00:00 | 2026-10-26T00:00:00 | 2026-10-26T00:00:00 | 1 | 0 | 1 | 69.65 | 10308.2 | 55944 | USA | N45 | 1501 | ABB INDUSTRIAL CONNECTIONS AND SOLUTIONS | 27511 | AB31B | RLP BOX N1 31.5L X 20W | PUR | RLP BOX N1 31.5L X 20W | EA | EA |  | TRUE |  | P | B/W | DAYTON
133959 | 1 | 123 | States | EGAN COMPANY | Hayley Fabian | TRUE | 2026-06-09T00:00:00 | 2026-10-26T00:00:00 | 2026-10-26T00:00:00 | 1 | 0 | 1 | 69.65 | 10308.2 | 55944 | USA | N45 | 1501 | ABB INDUSTRIAL CONNECTIONS AND SOLUTIONS | 27511 | AB31B | RLP BOX N1 31.5L X 20W | PUR | RLP BOX N1 31.5L X 20W | EA | EA |  | TRUE |  | P | B/W | DAYTON
133959 | 1 | 124 | States | EGAN COMPANY | Hayley Fabian | TRUE | 2026-06-09T00:00:00 | 2026-10-26T00:00:00 | 2026-10-26T00:00:00 | 1 | 0 | 1 | 69.65 | 10308.2 | 55944 | USA | N45 | 1501 | ABB INDUSTRIAL CONNECTIONS AND SOLUTIONS | 27511 | AB31B | RLP BOX N1 31.5L X 20W | PUR | RLP BOX N1 31.5L X 20W | EA | EA |  | TRUE |  | P | B/W | DAYTON
133959 | 1 | 125 | States | EGAN COMPANY | Hayley Fabian | TRUE | 2026-06-09T00:00:00 | 2026-10-26T00:00:00 | 2026-10-26T00:00:00 | 1 | 0 | 1 | 69.65 | 10308.2 | 55944 | USA | N45 | 1501 | ABB INDUSTRIAL CONNECTIONS AND SOLUTIONS | 27511 | AB31B | RLP BOX N1 31.5L X 20W | PUR | RLP BOX N1 31.5L X 20W | EA | EA |  | TRUE |  | P | B/W | DAYTON
133959 | 1 | 126 | States | EGAN COMPANY | Hayley Fabian | TRUE | 2026-06-09T00:00:00 | 2026-10-26T00:00:00 | 2026-10-26T00:00:00 | 1 | 0 | 1 | 69.65 | 10308.2 | 55944 | USA | N45 | 1501 | ABB INDUSTRIAL CONNECTIONS AND SOLUTIONS | 27511 | AB31B | RLP BOX N1 31.5L X 20W | PUR | RLP BOX N1 31.5L X 20W | EA | EA |  | TRUE |  | P | B/W | DAYTON
133959 | 1 | 127 | States | EGAN COMPANY | Hayley Fabian | TRUE | 2026-06-09T00:00:00 | 2026-10-26T00:00:00 | 2026-10-26T00:00:00 | 1 | 0 | 1 | 69.65 | 10308.2 | 55944 | USA | N45 | 1501 | ABB INDUSTRIAL CONNECTIONS AND SOLUTIONS | 27511 | AB31B | RLP BOX N1 31.5L X 20W | PUR | RLP BOX N1 31.5L X 20W | EA | EA |  | TRUE |  | P | B/W | DAYTON
133959 | 1 | 128 | States | EGAN COMPANY | Hayley Fabian | TRUE | 2026-06-09T00:00:00 | 2026-10-26T00:00:00 | 2026-10-26T00:00:00 | 1 | 0 | 1 | 69.65 | 10308.2 | 55944 | USA | N45 | 1501 | ABB INDUSTRIAL CONNECTIONS AND SOLUTIONS | 27511 | AB31B | RLP BOX N1 31.5L X 20W | PUR | RLP BOX N1 31.5L X 20W | EA | EA |  | TRUE |  | P | B/W | DAYTON
133959 | 1 | 129 | States | EGAN COMPANY | Hayley Fabian | TRUE | 2026-06-09T00:00:00 | 2026-10-26T00:00:00 | 2026-10-26T00:00:00 | 1 | 0 | 1 | 69.65 | 10308.2 | 55944 | USA | N45 | 1501 | ABB INDUSTRIAL CONNECTIONS AND SOLUTIONS | 27511 | AB31B | RLP BOX N1 31.5L X 20W | PUR | RLP BOX N1 31.5L X 20W | EA | EA |  | TRUE |  | P | B/W | DAYTON
133959 | 1 | 130 | States | EGAN COMPANY | Hayley Fabian | TRUE | 2026-06-09T00:00:00 | 2026-10-26T00:00:00 | 2026-10-26T00:00:00 | 1 | 0 | 1 | 69.65 | 10308.2 | 55944 | USA | N45 | 1501 | ABB INDUSTRIAL CONNECTIONS AND SOLUTIONS | 27511 | AB31B | RLP BOX N1 31.5L X 20W | PUR | RLP BOX N1 31.5L X 20W | EA | EA |  | TRUE |  | P | B/W | DAYTON
133959 | 1 | 131 | States | EGAN COMPANY | Hayley Fabian | TRUE | 2026-06-09T00:00:00 | 2026-10-26T00:00:00 | 2026-10-26T00:00:00 | 1 | 0 | 1 | 69.65 | 10308.2 | 55944 | USA | N45 | 1501 | ABB INDUSTRIAL CONNECTIONS AND SOLUTIONS | 27511 | AB31B | RLP BOX N1 31.5L X 20W | PUR | RLP BOX N1 31.5L X 20W | EA | EA |  | TRUE |  | P | B/W | DAYTON
133959 | 1 | 132 | States | EGAN COMPANY | Hayley Fabian | TRUE | 2026-06-09T00:00:00 | 2026-10-26T00:00:00 | 2026-10-26T00:00:00 | 1 | 0 | 1 | 69.65 | 10308.2 | 55944 | USA | N45 | 1501 | ABB INDUSTRIAL CONNECTIONS AND SOLUTIONS | 27511 | AB31B | RLP BOX N1 31.5L X 20W | PUR | RLP BOX N1 31.5L X 20W | EA | EA |  | TRUE |  | P | B/W | DAYTON
133959 | 1 | 133 | States | EGAN COMPANY | Hayley Fabian | TRUE | 2026-06-09T00:00:00 | 2026-10-26T00:00:00 | 2026-10-26T00:00:00 | 1 | 0 | 1 | 69.65 | 10308.2 | 55944 | USA | N45 | 1501 | ABB INDUSTRIAL CONNECTIONS AND SOLUTIONS | 27511 | AB31B | RLP BOX N1 31.5L X 20W | PUR | RLP BOX N1 31.5L X 20W | EA | EA |  | TRUE |  | P | B/W | DAYTON
133959 | 1 | 134 | States | EGAN COMPANY | Hayley Fabian | TRUE | 2026-06-09T00:00:00 | 2026-10-26T00:00:00 | 2026-10-26T00:00:00 | 1 | 0 | 1 | 69.65 | 10308.2 | 55944 | USA | N45 | 1501 | ABB INDUSTRIAL CONNECTIONS AND SOLUTIONS | 27511 | AB31B | RLP BOX N1 31.5L X 20W | PUR | RLP BOX N1 31.5L X 20W | EA | EA |  | TRUE |  | P | B/W | DAYTON
133959 | 1 | 135 | States | EGAN COMPANY | Hayley Fabian | TRUE | 2026-06-09T00:00:00 | 2026-10-26T00:00:00 | 2026-10-26T00:00:00 | 1 | 0 | 1 | 69.65 | 10308.2 | 55944 | USA | N45 | 1501 | ABB INDUSTRIAL CONNECTIONS AND SOLUTIONS | 27511 | AB31B | RLP BOX N1 31.5L X 20W | PUR | RLP BOX N1 31.5L X 20W | EA | EA |  | TRUE |  | P | B/W | DAYTON
133959 | 1 | 136 | States | EGAN COMPANY | Hayley Fabian | TRUE | 2026-06-09T00:00:00 | 2026-10-26T00:00:00 | 2026-10-26T00:00:00 | 1 | 0 | 1 | 69.65 | 10308.2 | 55944 | USA | N45 | 1501 | ABB INDUSTRIAL CONNECTIONS AND SOLUTIONS | 27511 | AB31B | RLP BOX N1 31.5L X 20W | PUR | RLP BOX N1 31.5L X 20W | EA | EA |  | TRUE |  | P | B/W | DAYTON
133959 | 1 | 137 | States | EGAN COMPANY | Hayley Fabian | TRUE | 2026-06-09T00:00:00 | 2026-11-20T00:00:00 | 2026-11-20T00:00:00 | 1 | 0 | 1 | 69.65 | 10308.2 | 55944 | USA | N45 | 1501 | ABB INDUSTRIAL CONNECTIONS AND SOLUTIONS | 27511 | AB31B | RLP BOX N1 31.5L X 20W | PUR | RLP BOX N1 31.5L X 20W | EA | EA |  | TRUE |  | P | B/W | DAYTON
133959 | 1 | 138 | States | EGAN COMPANY | Hayley Fabian | TRUE | 2026-06-09T00:00:00 | 2026-11-20T00:00:00 | 2026-11-20T00:00:00 | 1 | 0 | 1 | 69.65 | 10308.2 | 55944 | USA | N45 | 1501 | ABB INDUSTRIAL CONNECTIONS AND SOLUTIONS | 27511 | AB31B | RLP BOX N1 31.5L X 20W | PUR | RLP BOX N1 31.5L X 20W | EA | EA |  | TRUE |  | P | B/W | DAYTON
133959 | 1 | 139 | States | EGAN COMPANY | Hayley Fabian | TRUE | 2026-06-09T00:00:00 | 2026-11-20T00:00:00 | 2026-11-20T00:00:00 | 1 | 0 | 1 | 69.65 | 10308.2 | 55944 | USA | N45 | 1501 | ABB INDUSTRIAL CONNECTIONS AND SOLUTIONS | 27511 | AB31B | RLP BOX N1 31.5L X 20W | PUR | RLP BOX N1 31.5L X 20W | EA | EA |  | TRUE |  | P | B/W | DAYTON
133959 | 1 | 140 | States | EGAN COMPANY | Hayley Fabian | TRUE | 2026-06-09T00:00:00 | 2026-11-20T00:00:00 | 2026-11-20T00:00:00 | 1 | 0 | 1 | 69.65 | 10308.2 | 55944 | USA | N45 | 1501 | ABB INDUSTRIAL CONNECTIONS AND SOLUTIONS | 27511 | AB31B | RLP BOX N1 31.5L X 20W | PUR | RLP BOX N1 31.5L X 20W | EA | EA |  | TRUE |  | P | B/W | DAYTON
133959 | 1 | 141 | States | EGAN COMPANY | Hayley Fabian | TRUE | 2026-06-09T00:00:00 | 2026-11-20T00:00:00 | 2026-11-20T00:00:00 | 1 | 0 | 1 | 69.65 | 10308.2 | 55944 | USA | N45 | 1501 | ABB INDUSTRIAL CONNECTIONS AND SOLUTIONS | 27511 | AB31B | RLP BOX N1 31.5L X 20W | PUR | RLP BOX N1 31.5L X 20W | EA | EA |  | TRUE |  | P | B/W | DAYTON
133959 | 1 | 142 | States | EGAN COMPANY | Hayley Fabian | TRUE | 2026-06-09T00:00:00 | 2026-11-20T00:00:00 | 2026-11-20T00:00:00 | 1 | 0 | 1 | 69.65 | 10308.2 | 55944 | USA | N45 | 1501 | ABB INDUSTRIAL CONNECTIONS AND SOLUTIONS | 27511 | AB31B | RLP BOX N1 31.5L X 20W | PUR | RLP BOX N1 31.5L X 20W | EA | EA |  | TRUE |  | P | B/W | DAYTON
133959 | 1 | 143 | States | EGAN COMPANY | Hayley Fabian | TRUE | 2026-06-09T00:00:00 | 2026-11-20T00:00:00 | 2026-11-20T00:00:00 | 1 | 0 | 1 | 69.65 | 10308.2 | 55944 | USA | N45 | 1501 | ABB INDUSTRIAL CONNECTIONS AND SOLUTIONS | 27511 | AB31B | RLP BOX N1 31.5L X 20W | PUR | RLP BOX N1 31.5L X 20W | EA | EA |  | TRUE |  | P | B/W | DAYTON
133959 | 1 | 144 | States | EGAN COMPANY | Hayley Fabian | TRUE | 2026-06-09T00:00:00 | 2026-11-20T00:00:00 | 2026-11-20T00:00:00 | 1 | 0 | 1 | 69.65 | 10308.2 | 55944 | USA | N45 | 1501 | ABB INDUSTRIAL CONNECTIONS AND SOLUTIONS | 27511 | AB31B | RLP BOX N1 31.5L X 20W | PUR | RLP BOX N1 31.5L X 20W | EA | EA |  | TRUE |  | P | B/W | DAYTON
133959 | 1 | 145 | States | EGAN COMPANY | Hayley Fabian | TRUE | 2026-06-09T00:00:00 | 2026-11-20T00:00:00 | 2026-11-20T00:00:00 | 1 | 0 | 1 | 69.65 | 10308.2 | 55944 | USA | N45 | 1501 | ABB INDUSTRIAL CONNECTIONS AND SOLUTIONS | 27511 | AB31B | RLP BOX N1 31.5L X 20W | PUR | RLP BOX N1 31.5L X 20W | EA | EA |  | TRUE |  | P | B/W | DAYTON
133959 | 1 | 146 | States | EGAN COMPANY | Hayley Fabian | TRUE | 2026-06-09T00:00:00 | 2026-11-20T00:00:00 | 2026-11-20T00:00:00 | 1 | 0 | 1 | 69.65 | 10308.2 | 55944 | USA | N45 | 1501 | ABB INDUSTRIAL CONNECTIONS AND SOLUTIONS | 27511 | AB31B | RLP BOX N1 31.5L X 20W | PUR | RLP BOX N1 31.5L X 20W | EA | EA |  | TRUE |  | P | B/W | DAYTON
133959 | 1 | 147 | States | EGAN COMPANY | Hayley Fabian | TRUE | 2026-06-09T00:00:00 | 2026-11-20T00:00:00 | 2026-11-20T00:00:00 | 1 | 0 | 1 | 69.65 | 10308.2 | 55944 | USA | N45 | 1501 | ABB INDUSTRIAL CONNECTIONS AND SOLUTIONS | 27511 | AB31B | RLP BOX N1 31.5L X 20W | PUR | RLP BOX N1 31.5L X 20W | EA | EA |  | TRUE |  | P | B/W | DAYTON
133959 | 1 | 148 | States | EGAN COMPANY | Hayley Fabian | TRUE | 2026-06-09T00:00:00 | 2026-11-20T00:00:00 | 2026-11-20T00:00:00 | 1 | 0 | 1 | 69.65 | 10308.2 | 55944 | USA | N45 | 1501 | ABB INDUSTRIAL CONNECTIONS AND SOLUTIONS | 27511 | AB31B | RLP BOX N1 31.5L X 20W | PUR | RLP BOX N1 31.5L X 20W | EA | EA |  | TRUE |  | P | B/W | DAYTON
133959 | 2 | 1 | States | EGAN COMPANY | Hayley Fabian | TRUE | 2026-06-09T00:00:00 | 2026-08-12T00:00:00 | 2026-08-12T00:00:00 | 1 | 0 | 1 | 108.54 | 16063.92 | 55944 | USA | N45 | 1501 | ABB INDUSTRIAL CONNECTIONS AND SOLUTIONS | 27511 | AF31SN | PRLP FRONT 31.5 X 20 SURF N | PUR | PRLP FRONT 31.5 X 20 SURF N | EA | EA |  | TRUE |  | P | B/W | DAYTON
133959 | 2 | 2 | States | EGAN COMPANY | Hayley Fabian | TRUE | 2026-06-09T00:00:00 | 2026-08-12T00:00:00 | 2026-08-12T00:00:00 | 1 | 0 | 1 | 108.54 | 16063.92 | 55944 | USA | N45 | 1501 | ABB INDUSTRIAL CONNECTIONS AND SOLUTIONS | 27511 | AF31SN | PRLP FRONT 31.5 X 20 SURF N | PUR | PRLP FRONT 31.5 X 20 SURF N | EA | EA |  | TRUE |  | P | B/W | DAYTON
133959 | 2 | 3 | States | EGAN COMPANY | Hayley Fabian | TRUE | 2026-06-09T00:00:00 | 2026-08-12T00:00:00 | 2026-08-12T00:00:00 | 1 | 0 | 1 | 108.54 | 16063.92 | 55944 | USA | N45 | 1501 | ABB INDUSTRIAL CONNECTIONS AND SOLUTIONS | 27511 | AF31SN | PRLP FRONT 31.5 X 20 SURF N | PUR | PRLP FRONT 31.5 X 20 SURF N | EA | EA |  | TRUE |  | P | B/W | DAYTON
133959 | 2 | 4 | States | EGAN COMPANY | Hayley Fabian | TRUE | 2026-06-09T00:00:00 | 2026-08-12T00:00:00 | 2026-08-12T00:00:00 | 1 | 0 | 1 | 108.54 | 16063.92 | 55944 | USA | N45 | 1501 | ABB INDUSTRIAL CONNECTIONS AND SOLUTIONS | 27511 | AF31SN | PRLP FRONT 31.5 X 20 SURF N | PUR | PRLP FRONT 31.5 X 20 SURF N | EA | EA |  | TRUE |  | P | B/W | DAYTON
133959 | 2 | 5 | States | EGAN COMPANY | Hayley Fabian | TRUE | 2026-06-09T00:00:00 | 2026-08-12T00:00:00 | 2026-08-12T00:00:00 | 1 | 0 | 1 | 108.54 | 16063.92 | 55944 | USA | N45 | 1501 | ABB INDUSTRIAL CONNECTIONS AND SOLUTIONS | 27511 | AF31SN | PRLP FRONT 31.5 X 20 SURF N | PUR | PRLP FRONT 31.5 X 20 SURF N | EA | EA |  | TRUE |  | P | B/W | DAYTON
133959 | 2 | 6 | States | EGAN COMPANY | Hayley Fabian | TRUE | 2026-06-09T00:00:00 | 2026-08-12T00:00:00 | 2026-08-12T00:00:00 | 1 | 0 | 1 | 108.54 | 16063.92 | 55944 | USA | N45 | 1501 | ABB INDUSTRIAL CONNECTIONS AND SOLUTIONS | 27511 | AF31SN | PRLP FRONT 31.5 X 20 SURF N | PUR | PRLP FRONT 31.5 X 20 SURF N | EA | EA |  | TRUE |  | P | B/W | DAYTON
133959 | 2 | 7 | States | EGAN COMPANY | Hayley Fabian | TRUE | 2026-06-09T00:00:00 | 2026-08-12T00:00:00 | 2026-08-12T00:00:00 | 1 | 0 | 1 | 108.54 | 16063.92 | 55944 | USA | N45 | 1501 | ABB INDUSTRIAL CONNECTIONS AND SOLUTIONS | 27511 | AF31SN | PRLP FRONT 31.5 X 20 SURF N | PUR | PRLP FRONT 31.5 X 20 SURF N | EA | EA |  | TRUE |  | P | B/W | DAYTON
133959 | 2 | 8 | States | EGAN COMPANY | Hayley Fabian | TRUE | 2026-06-09T00:00:00 | 2026-08-12T00:00:00 | 2026-08-12T00:00:00 | 1 | 0 | 1 | 108.54 | 16063.92 | 55944 | USA | N45 | 1501 | ABB INDUSTRIAL CONNECTIONS AND SOLUTIONS | 27511 | AF31SN | PRLP FRONT 31.5 X 20 SURF N | PUR | PRLP FRONT 31.5 X 20 SURF N | EA | EA |  | TRUE |  | P | B/W | DAYTON
133959 | 2 | 9 | States | EGAN COMPANY | Hayley Fabian | TRUE | 2026-06-09T00:00:00 | 2026-08-12T00:00:00 | 2026-08-12T00:00:00 | 1 | 0 | 1 | 108.54 | 16063.92 | 55944 | USA | N45 | 1501 | ABB INDUSTRIAL CONNECTIONS AND SOLUTIONS | 27511 | AF31SN | PRLP FRONT 31.5 X 20 SURF N | PUR | PRLP FRONT 31.5 X 20 SURF N | EA | EA |  | TRUE |  | P | B/W | DAYTON
133959 | 2 | 10 | States | EGAN COMPANY | Hayley Fabian | TRUE | 2026-06-09T00:00:00 | 2026-08-12T00:00:00 | 2026-08-12T00:00:00 | 1 | 0 | 1 | 108.54 | 16063.92 | 55944 | USA | N45 | 1501 | ABB INDUSTRIAL CONNECTIONS AND SOLUTIONS | 27511 | AF31SN | PRLP FRONT 31.5 X 20 SURF N | PUR | PRLP FRONT 31.5 X 20 SURF N | EA | EA |  | TRUE |  | P | B/W | DAYTON
133959 | 2 | 11 | States | EGAN COMPANY | Hayley Fabian | TRUE | 2026-06-09T00:00:00 | 2026-08-12T00:00:00 | 2026-08-12T00:00:00 | 1 | 0 | 1 | 108.54 | 16063.92 | 55944 | USA | N45 | 1501 | ABB INDUSTRIAL CONNECTIONS AND SOLUTIONS | 27511 | AF31SN | PRLP FRONT 31.5 X 20 SURF N | PUR | PRLP FRONT 31.5 X 20 SURF N | EA | EA |  | TRUE |  | P | B/W | DAYTON
133959 | 2 | 12 | States | EGAN COMPANY | Hayley Fabian | TRUE | 2026-06-09T00:00:00 | 2026-08-12T00:00:00 | 2026-08-12T00:00:00 | 1 | 0 | 1 | 108.54 | 16063.92 | 55944 | USA | N45 | 1501 | ABB INDUSTRIAL CONNECTIONS AND SOLUTIONS | 27511 | AF31SN | PRLP FRONT 31.5 X 20 SURF N | PUR | PRLP FRONT 31.5 X 20 SURF N | EA | EA |  | TRUE |  | P | B/W | DAYTON
133959 | 2 | 13 | States | EGAN COMPANY | Hayley Fabian | TRUE | 2026-06-09T00:00:00 | 2026-08-12T00:00:00 | 2026-08-12T00:00:00 | 1 | 0 | 1 | 108.54 | 16063.92 | 55944 | USA | N45 | 1501 | ABB INDUSTRIAL CONNECTIONS AND SOLUTIONS | 27511 | AF31SN | PRLP FRONT 31.5 X 20 SURF N | PUR | PRLP FRONT 31.5 X 20 SURF N | EA | EA |  | TRUE |  | P | B/W | DAYTON
133959 | 2 | 14 | States | EGAN COMPANY | Hayley Fabian | TRUE | 2026-06-09T00:00:00 | 2026-08-12T00:00:00 | 2026-08-12T00:00:00 | 1 | 0 | 1 | 108.54 | 16063.92 | 55944 | USA | N45 | 1501 | ABB INDUSTRIAL CONNECTIONS AND SOLUTIONS | 27511 | AF31SN | PRLP FRONT 31.5 X 20 SURF N | PUR | PRLP FRONT 31.5 X 20 SURF N | EA | EA |  | TRUE |  | P | B/W | DAYTON
133959 | 2 | 15 | States | EGAN COMPANY | Hayley Fabian | TRUE | 2026-06-09T00:00:00 | 2026-08-12T00:00:00 | 2026-08-12T00:00:00 | 1 | 0 | 1 | 108.54 | 16063.92 | 55944 | USA | N45 | 1501 | ABB INDUSTRIAL CONNECTIONS AND SOLUTIONS | 27511 | AF31SN | PRLP FRONT 31.5 X 20 SURF N | PUR | PRLP FRONT 31.5 X 20 SURF N | EA | EA |  | TRUE |  | P | B/W | DAYTON
133959 | 2 | 16 | States | EGAN COMPANY | Hayley Fabian | TRUE | 2026-06-09T00:00:00 | 2026-08-12T00:00:00 | 2026-08-12T00:00:00 | 1 | 0 | 1 | 108.54 | 16063.92 | 55944 | USA | N45 | 1501 | ABB INDUSTRIAL CONNECTIONS AND SOLUTIONS | 27511 | AF31SN | PRLP FRONT 31.5 X 20 SURF N | PUR | PRLP FRONT 31.5 X 20 SURF N | EA | EA |  | TRUE |  | P | B/W | DAYTON
133959 | 2 | 17 | States | EGAN COMPANY | Hayley Fabian | TRUE | 2026-06-09T00:00:00 | 2026-08-12T00:00:00 | 2026-08-12T00:00:00 | 1 | 0 | 1 | 108.54 | 16063.92 | 55944 | USA | N45 | 1501 | ABB INDUSTRIAL CONNECTIONS AND SOLUTIONS | 27511 | AF31SN | PRLP FRONT 31.5 X 20 SURF N | PUR | PRLP FRONT 31.5 X 20 SURF N | EA | EA |  | TRUE |  | P | B/W | DAYTON
133959 | 2 | 18 | States | EGAN COMPANY | Hayley Fabian | TRUE | 2026-06-09T00:00:00 | 2026-08-12T00:00:00 | 2026-08-12T00:00:00 | 1 | 0 | 1 | 108.54 | 16063.92 | 55944 | USA | N45 | 1501 | ABB INDUSTRIAL CONNECTIONS AND SOLUTIONS | 27511 | AF31SN | PRLP FRONT 31.5 X 20 SURF N | PUR | PRLP FRONT 31.5 X 20 SURF N | EA | EA |  | TRUE |  | P | B/W | DAYTON
133959 | 2 | 19 | States | EGAN COMPANY | Hayley Fabian | TRUE | 2026-06-09T00:00:00 | 2026-08-12T00:00:00 | 2026-08-12T00:00:00 | 1 | 0 | 1 | 108.54 | 16063.92 | 55944 | USA | N45 | 1501 | ABB INDUSTRIAL CONNECTIONS AND SOLUTIONS | 27511 | AF31SN | PRLP FRONT 31.5 X 20 SURF N | PUR | PRLP FRONT 31.5 X 20 SURF N | EA | EA |  | TRUE |  | P | B/W | DAYTON
133959 | 2 | 20 | States | EGAN COMPANY | Hayley Fabian | TRUE | 2026-06-09T00:00:00 | 2026-08-12T00:00:00 | 2026-08-12T00:00:00 | 1 | 0 | 1 | 108.54 | 16063.92 | 55944 | USA | N45 | 1501 | ABB INDUSTRIAL CONNECTIONS AND SOLUTIONS | 27511 | AF31SN | PRLP FRONT 31.5 X 20 SURF N | PUR | PRLP FRONT 31.5 X 20 SURF N | EA | EA |  | TRUE |  | P | B/W | DAYTON
133959 | 2 | 21 | States | EGAN COMPANY | Hayley Fabian | TRUE | 2026-06-09T00:00:00 | 2026-08-12T00:00:00 | 2026-08-12T00:00:00 | 1 | 0 | 1 | 108.54 | 16063.92 | 55944 | USA | N45 | 1501 | ABB INDUSTRIAL CONNECTIONS AND SOLUTIONS | 27511 | AF31SN | PRLP FRONT 31.5 X 20 SURF N | PUR | PRLP FRONT 31.5 X 20 SURF N | EA | EA |  | TRUE |  | P | B/W | DAYTON
133959 | 2 | 22 | States | EGAN COMPANY | Hayley Fabian | TRUE | 2026-06-09T00:00:00 | 2026-08-12T00:00:00 | 2026-08-12T00:00:00 | 1 | 0 | 1 | 108.54 | 16063.92 | 55944 | USA | N45 | 1501 | ABB INDUSTRIAL CONNECTIONS AND SOLUTIONS | 27511 | AF31SN | PRLP FRONT 31.5 X 20 SURF N | PUR | PRLP FRONT 31.5 X 20 SURF N | EA | EA |  | TRUE |  | P | B/W | DAYTON
133959 | 2 | 23 | States | EGAN COMPANY | Hayley Fabian | TRUE | 2026-06-09T00:00:00 | 2026-08-12T00:00:00 | 2026-08-12T00:00:00 | 1 | 0 | 1 | 108.54 | 16063.92 | 55944 | USA | N45 | 1501 | ABB INDUSTRIAL CONNECTIONS AND SOLUTIONS | 27511 | AF31SN | PRLP FRONT 31.5 X 20 SURF N | PUR | PRLP FRONT 31.5 X 20 SURF N | EA | EA |  | TRUE |  | P | B/W | DAYTON
133959 | 2 | 24 | States | EGAN COMPANY | Hayley Fabian | TRUE | 2026-06-09T00:00:00 | 2026-08-12T00:00:00 | 2026-08-12T00:00:00 | 1 | 0 | 1 | 108.54 | 16063.92 | 55944 | USA | N45 | 1501 | ABB INDUSTRIAL CONNECTIONS AND SOLUTIONS | 27511 | AF31SN | PRLP FRONT 31.5 X 20 SURF N | PUR | PRLP FRONT 31.5 X 20 SURF N | EA | EA |  | TRUE |  | P | B/W | DAYTON
133959 | 2 | 25 | States | EGAN COMPANY | Hayley Fabian | TRUE | 2026-06-09T00:00:00 | 2026-08-12T00:00:00 | 2026-08-12T00:00:00 | 1 | 0 | 1 | 108.54 | 16063.92 | 55944 | USA | N45 | 1501 | ABB INDUSTRIAL CONNECTIONS AND SOLUTIONS | 27511 | AF31SN | PRLP FRONT 31.5 X 20 SURF N | PUR | PRLP FRONT 31.5 X 20 SURF N | EA | EA |  | TRUE |  | P | B/W | DAYTON
133959 | 2 | 26 | States | EGAN COMPANY | Hayley Fabian | TRUE | 2026-06-09T00:00:00 | 2026-08-12T00:00:00 | 2026-08-12T00:00:00 | 1 | 0 | 1 | 108.54 | 16063.92 | 55944 | USA | N45 | 1501 | ABB INDUSTRIAL CONNECTIONS AND SOLUTIONS | 27511 | AF31SN | PRLP FRONT 31.5 X 20 SURF N | PUR | PRLP FRONT 31.5 X 20 SURF N | EA | EA |  | TRUE |  | P | B/W | DAYTON
133959 | 2 | 27 | States | EGAN COMPANY | Hayley Fabian | TRUE | 2026-06-09T00:00:00 | 2026-08-12T00:00:00 | 2026-08-12T00:00:00 | 1 | 0 | 1 | 108.54 | 16063.92 | 55944 | USA | N45 | 1501 | ABB INDUSTRIAL CONNECTIONS AND SOLUTIONS | 27511 | AF31SN | PRLP FRONT 31.5 X 20 SURF N | PUR | PRLP FRONT 31.5 X 20 SURF N | EA | EA |  | TRUE |  | P | B/W | DAYTON
133959 | 2 | 28 | States | EGAN COMPANY | Hayley Fabian | TRUE | 2026-06-09T00:00:00 | 2026-08-12T00:00:00 | 2026-08-12T00:00:00 | 1 | 0 | 1 | 108.54 | 16063.92 | 55944 | USA | N45 | 1501 | ABB INDUSTRIAL CONNECTIONS AND SOLUTIONS | 27511 | AF31SN | PRLP FRONT 31.5 X 20 SURF N | PUR | PRLP FRONT 31.5 X 20 SURF N | EA | EA |  | TRUE |  | P | B/W | DAYTON
133959 | 2 | 29 | States | EGAN COMPANY | Hayley Fabian | TRUE | 2026-06-09T00:00:00 | 2026-08-12T00:00:00 | 2026-08-12T00:00:00 | 1 | 0 | 1 | 108.54 | 16063.92 | 55944 | USA | N45 | 1501 | ABB INDUSTRIAL CONNECTIONS AND SOLUTIONS | 27511 | AF31SN | PRLP FRONT 31.5 X 20 SURF N | PUR | PRLP FRONT 31.5 X 20 SURF N | EA | EA |  | TRUE |  | P | B/W | DAYTON
133959 | 2 | 30 | States | EGAN COMPANY | Hayley Fabian | TRUE | 2026-06-09T00:00:00 | 2026-08-12T00:00:00 | 2026-08-12T00:00:00 | 1 | 0 | 1 | 108.54 | 16063.92 | 55944 | USA | N45 | 1501 | ABB INDUSTRIAL CONNECTIONS AND SOLUTIONS | 27511 | AF31SN | PRLP FRONT 31.5 X 20 SURF N | PUR | PRLP FRONT 31.5 X 20 SURF N | EA | EA |  | TRUE |  | P | B/W | DAYTON
133959 | 2 | 31 | States | EGAN COMPANY | Hayley Fabian | TRUE | 2026-06-09T00:00:00 | 2026-08-12T00:00:00 | 2026-08-12T00:00:00 | 1 | 0 | 1 | 108.54 | 16063.92 | 55944 | USA | N45 | 1501 | ABB INDUSTRIAL CONNECTIONS AND SOLUTIONS | 27511 | AF31SN | PRLP FRONT 31.5 X 20 SURF N | PUR | PRLP FRONT 31.5 X 20 SURF N | EA | EA |  | TRUE |  | P | B/W | DAYTON
133959 | 2 | 32 | States | EGAN COMPANY | Hayley Fabian | TRUE | 2026-06-09T00:00:00 | 2026-08-12T00:00:00 | 2026-08-12T00:00:00 | 1 | 0 | 1 | 108.54 | 16063.92 | 55944 | USA | N45 | 1501 | ABB INDUSTRIAL CONNECTIONS AND SOLUTIONS | 27511 | AF31SN | PRLP FRONT 31.5 X 20 SURF N | PUR | PRLP FRONT 31.5 X 20 SURF N | EA | EA |  | TRUE |  | P | B/W | DAYTON
133959 | 2 | 33 | States | EGAN COMPANY | Hayley Fabian | TRUE | 2026-06-09T00:00:00 | 2026-08-12T00:00:00 | 2026-08-12T00:00:00 | 1 | 0 | 1 | 108.54 | 16063.92 | 55944 | USA | N45 | 1501 | ABB INDUSTRIAL CONNECTIONS AND SOLUTIONS | 27511 | AF31SN | PRLP FRONT 31.5 X 20 SURF N | PUR | PRLP FRONT 31.5 X 20 SURF N | EA | EA |  | TRUE |  | P | B/W | DAYTON
133959 | 2 | 34 | States | EGAN COMPANY | Hayley Fabian | TRUE | 2026-06-09T00:00:00 | 2026-08-12T00:00:00 | 2026-08-12T00:00:00 | 1 | 0 | 1 | 108.54 | 16063.92 | 55944 | USA | N45 | 1501 | ABB INDUSTRIAL CONNECTIONS AND SOLUTIONS | 27511 | AF31SN | PRLP FRONT 31.5 X 20 SURF N | PUR | PRLP FRONT 31.5 X 20 SURF N | EA | EA |  | TRUE |  | P | B/W | DAYTON
133959 | 2 | 35 | States | EGAN COMPANY | Hayley Fabian | TRUE | 2026-06-09T00:00:00 | 2026-08-12T00:00:00 | 2026-08-12T00:00:00 | 1 | 0 | 1 | 108.54 | 16063.92 | 55944 | USA | N45 | 1501 | ABB INDUSTRIAL CONNECTIONS AND SOLUTIONS | 27511 | AF31SN | PRLP FRONT 31.5 X 20 SURF N | PUR | PRLP FRONT 31.5 X 20 SURF N | EA | EA |  | TRUE |  | P | B/W | DAYTON
133959 | 2 | 36 | States | EGAN COMPANY | Hayley Fabian | TRUE | 2026-06-09T00:00:00 | 2026-08-12T00:00:00 | 2026-08-12T00:00:00 | 1 | 0 | 1 | 108.54 | 16063.92 | 55944 | USA | N45 | 1501 | ABB INDUSTRIAL CONNECTIONS AND SOLUTIONS | 27511 | AF31SN | PRLP FRONT 31.5 X 20 SURF N | PUR | PRLP FRONT 31.5 X 20 SURF N | EA | EA |  | TRUE |  | P | B/W | DAYTON
133959 | 2 | 37 | States | EGAN COMPANY | Hayley Fabian | TRUE | 2026-06-09T00:00:00 | 2026-08-12T00:00:00 | 2026-08-12T00:00:00 | 1 | 0 | 1 | 108.54 | 16063.92 | 55944 | USA | N45 | 1501 | ABB INDUSTRIAL CONNECTIONS AND SOLUTIONS | 27511 | AF31SN | PRLP FRONT 31.5 X 20 SURF N | PUR | PRLP FRONT 31.5 X 20 SURF N | EA | EA |  | TRUE |  | P | B/W | DAYTON
133959 | 2 | 38 | States | EGAN COMPANY | Hayley Fabian | TRUE | 2026-06-09T00:00:00 | 2026-08-12T00:00:00 | 2026-08-12T00:00:00 | 1 | 0 | 1 | 108.54 | 16063.92 | 55944 | USA | N45 | 1501 | ABB INDUSTRIAL CONNECTIONS AND SOLUTIONS | 27511 | AF31SN | PRLP FRONT 31.5 X 20 SURF N | PUR | PRLP FRONT 31.5 X 20 SURF N | EA | EA |  | TRUE |  | P | B/W | DAYTON
133959 | 2 | 39 | States | EGAN COMPANY | Hayley Fabian | TRUE | 2026-06-09T00:00:00 | 2026-08-25T00:00:00 | 2026-08-25T00:00:00 | 1 | 0 | 1 | 108.54 | 16063.92 | 55944 | USA | N45 | 1501 | ABB INDUSTRIAL CONNECTIONS AND SOLUTIONS | 27511 | AF31SN | PRLP FRONT 31.5 X 20 SURF N | PUR | PRLP FRONT 31.5 X 20 SURF N | EA | EA |  | TRUE |  | P | B/W | DAYTON
133959 | 2 | 40 | States | EGAN COMPANY | Hayley Fabian | TRUE | 2026-06-09T00:00:00 | 2026-08-25T00:00:00 | 2026-08-25T00:00:00 | 1 | 0 | 1 | 108.54 | 16063.92 | 55944 | USA | N45 | 1501 | ABB INDUSTRIAL CONNECTIONS AND SOLUTIONS | 27511 | AF31SN | PRLP FRONT 31.5 X 20 SURF N | PUR | PRLP FRONT 31.5 X 20 SURF N | EA | EA |  | TRUE |  | P | B/W | DAYTON
133959 | 2 | 41 | States | EGAN COMPANY | Hayley Fabian | TRUE | 2026-06-09T00:00:00 | 2026-08-25T00:00:00 | 2026-08-25T00:00:00 | 1 | 0 | 1 | 108.54 | 16063.92 | 55944 | USA | N45 | 1501 | ABB INDUSTRIAL CONNECTIONS AND SOLUTIONS | 27511 | AF31SN | PRLP FRONT 31.5 X 20 SURF N | PUR | PRLP FRONT 31.5 X 20 SURF N | EA | EA |  | TRUE |  | P | B/W | DAYTON
133959 | 2 | 42 | States | EGAN COMPANY | Hayley Fabian | TRUE | 2026-06-09T00:00:00 | 2026-08-25T00:00:00 | 2026-08-25T00:00:00 | 1 | 0 | 1 | 108.54 | 16063.92 | 55944 | USA | N45 | 1501 | ABB INDUSTRIAL CONNECTIONS AND SOLUTIONS | 27511 | AF31SN | PRLP FRONT 31.5 X 20 SURF N | PUR | PRLP FRONT 31.5 X 20 SURF N | EA | EA |  | TRUE |  | P | B/W | DAYTON
133959 | 2 | 43 | States | EGAN COMPANY | Hayley Fabian | TRUE | 2026-06-09T00:00:00 | 2026-08-25T00:00:00 | 2026-08-25T00:00:00 | 1 | 0 | 1 | 108.54 | 16063.92 | 55944 | USA | N45 | 1501 | ABB INDUSTRIAL CONNECTIONS AND SOLUTIONS | 27511 | AF31SN | PRLP FRONT 31.5 X 20 SURF N | PUR | PRLP FRONT 31.5 X 20 SURF N | EA | EA |  | TRUE |  | P | B/W | DAYTON
133959 | 2 | 44 | States | EGAN COMPANY | Hayley Fabian | TRUE | 2026-06-09T00:00:00 | 2026-08-25T00:00:00 | 2026-08-25T00:00:00 | 1 | 0 | 1 | 108.54 | 16063.92 | 55944 | USA | N45 | 1501 | ABB INDUSTRIAL CONNECTIONS AND SOLUTIONS | 27511 | AF31SN | PRLP FRONT 31.5 X 20 SURF N | PUR | PRLP FRONT 31.5 X 20 SURF N | EA | EA |  | TRUE |  | P | B/W | DAYTON
133959 | 2 | 45 | States | EGAN COMPANY | Hayley Fabian | TRUE | 2026-06-09T00:00:00 | 2026-08-25T00:00:00 | 2026-08-25T00:00:00 | 1 | 0 | 1 | 108.54 | 16063.92 | 55944 | USA | N45 | 1501 | ABB INDUSTRIAL CONNECTIONS AND SOLUTIONS | 27511 | AF31SN | PRLP FRONT 31.5 X 20 SURF N | PUR | PRLP FRONT 31.5 X 20 SURF N | EA | EA |  | TRUE |  | P | B/W | DAYTON
133959 | 2 | 46 | States | EGAN COMPANY | Hayley Fabian | TRUE | 2026-06-09T00:00:00 | 2026-08-25T00:00:00 | 2026-08-25T00:00:00 | 1 | 0 | 1 | 108.54 | 16063.92 | 55944 | USA | N45 | 1501 | ABB INDUSTRIAL CONNECTIONS AND SOLUTIONS | 27511 | AF31SN | PRLP FRONT 31.5 X 20 SURF N | PUR | PRLP FRONT 31.5 X 20 SURF N | EA | EA |  | TRUE |  | P | B/W | DAYTON
133959 | 2 | 47 | States | EGAN COMPANY | Hayley Fabian | TRUE | 2026-06-09T00:00:00 | 2026-08-25T00:00:00 | 2026-08-25T00:00:00 | 1 | 0 | 1 | 108.54 | 16063.92 | 55944 | USA | N45 | 1501 | ABB INDUSTRIAL CONNECTIONS AND SOLUTIONS | 27511 | AF31SN | PRLP FRONT 31.5 X 20 SURF N | PUR | PRLP FRONT 31.5 X 20 SURF N | EA | EA |  | TRUE |  | P | B/W | DAYTON
133959 | 2 | 48 | States | EGAN COMPANY | Hayley Fabian | TRUE | 2026-06-09T00:00:00 | 2026-08-25T00:00:00 | 2026-08-25T00:00:00 | 1 | 0 | 1 | 108.54 | 16063.92 | 55944 | USA | N45 | 1501 | ABB INDUSTRIAL CONNECTIONS AND SOLUTIONS | 27511 | AF31SN | PRLP FRONT 31.5 X 20 SURF N | PUR | PRLP FRONT 31.5 X 20 SURF N | EA | EA |  | TRUE |  | P | B/W | DAYTON
133959 | 2 | 49 | States | EGAN COMPANY | Hayley Fabian | TRUE | 2026-06-09T00:00:00 | 2026-08-25T00:00:00 | 2026-08-25T00:00:00 | 1 | 0 | 1 | 108.54 | 16063.92 | 55944 | USA | N45 | 1501 | ABB INDUSTRIAL CONNECTIONS AND SOLUTIONS | 27511 | AF31SN | PRLP FRONT 31.5 X 20 SURF N | PUR | PRLP FRONT 31.5 X 20 SURF N | EA | EA |  | TRUE |  | P | B/W | DAYTON
133959 | 2 | 50 | States | EGAN COMPANY | Hayley Fabian | TRUE | 2026-06-09T00:00:00 | 2026-08-25T00:00:00 | 2026-08-25T00:00:00 | 1 | 0 | 1 | 108.54 | 16063.92 | 55944 | USA | N45 | 1501 | ABB INDUSTRIAL CONNECTIONS AND SOLUTIONS | 27511 | AF31SN | PRLP FRONT 31.5 X 20 SURF N | PUR | PRLP FRONT 31.5 X 20 SURF N | EA | EA |  | TRUE |  | P | B/W | DAYTON
133959 | 2 | 51 | States | EGAN COMPANY | Hayley Fabian | TRUE | 2026-06-09T00:00:00 | 2026-08-25T00:00:00 | 2026-08-25T00:00:00 | 1 | 0 | 1 | 108.54 | 16063.92 | 55944 | USA | N45 | 1501 | ABB INDUSTRIAL CONNECTIONS AND SOLUTIONS | 27511 | AF31SN | PRLP FRONT 31.5 X 20 SURF N | PUR | PRLP FRONT 31.5 X 20 SURF N | EA | EA |  | TRUE |  | P | B/W | DAYTON
133959 | 2 | 52 | States | EGAN COMPANY | Hayley Fabian | TRUE | 2026-06-09T00:00:00 | 2026-08-25T00:00:00 | 2026-08-25T00:00:00 | 1 | 0 | 1 | 108.54 | 16063.92 | 55944 | USA | N45 | 1501 | ABB INDUSTRIAL CONNECTIONS AND SOLUTIONS | 27511 | AF31SN | PRLP FRONT 31.5 X 20 SURF N | PUR | PRLP FRONT 31.5 X 20 SURF N | EA | EA |  | TRUE |  | P | B/W | DAYTON
133959 | 2 | 53 | States | EGAN COMPANY | Hayley Fabian | TRUE | 2026-06-09T00:00:00 | 2026-08-25T00:00:00 | 2026-08-25T00:00:00 | 1 | 0 | 1 | 108.54 | 16063.92 | 55944 | USA | N45 | 1501 | ABB INDUSTRIAL CONNECTIONS AND SOLUTIONS | 27511 | AF31SN | PRLP FRONT 31.5 X 20 SURF N | PUR | PRLP FRONT 31.5 X 20 SURF N | EA | EA |  | TRUE |  | P | B/W | DAYTON
133959 | 2 | 54 | States | EGAN COMPANY | Hayley Fabian | TRUE | 2026-06-09T00:00:00 | 2026-08-25T00:00:00 | 2026-08-25T00:00:00 | 1 | 0 | 1 | 108.54 | 16063.92 | 55944 | USA | N45 | 1501 | ABB INDUSTRIAL CONNECTIONS AND SOLUTIONS | 27511 | AF31SN | PRLP FRONT 31.5 X 20 SURF N | PUR | PRLP FRONT 31.5 X 20 SURF N | EA | EA |  | TRUE |  | P | B/W | DAYTON
133959 | 2 | 55 | States | EGAN COMPANY | Hayley Fabian | TRUE | 2026-06-09T00:00:00 | 2026-08-25T00:00:00 | 2026-08-25T00:00:00 | 1 | 0 | 1 | 108.54 | 16063.92 | 55944 | USA | N45 | 1501 | ABB INDUSTRIAL CONNECTIONS AND SOLUTIONS | 27511 | AF31SN | PRLP FRONT 31.5 X 20 SURF N | PUR | PRLP FRONT 31.5 X 20 SURF N | EA | EA |  | TRUE |  | P | B/W | DAYTON
133959 | 2 | 56 | States | EGAN COMPANY | Hayley Fabian | TRUE | 2026-06-09T00:00:00 | 2026-08-25T00:00:00 | 2026-08-25T00:00:00 | 1 | 0 | 1 | 108.54 | 16063.92 | 55944 | USA | N45 | 1501 | ABB INDUSTRIAL CONNECTIONS AND SOLUTIONS | 27511 | AF31SN | PRLP FRONT 31.5 X 20 SURF N | PUR | PRLP FRONT 31.5 X 20 SURF N | EA | EA |  | TRUE |  | P | B/W | DAYTON
133959 | 2 | 57 | States | EGAN COMPANY | Hayley Fabian | TRUE | 2026-06-09T00:00:00 | 2026-08-25T00:00:00 | 2026-08-25T00:00:00 | 1 | 0 | 1 | 108.54 | 16063.92 | 55944 | USA | N45 | 1501 | ABB INDUSTRIAL CONNECTIONS AND SOLUTIONS | 27511 | AF31SN | PRLP FRONT 31.5 X 20 SURF N | PUR | PRLP FRONT 31.5 X 20 SURF N | EA | EA |  | TRUE |  | P | B/W | DAYTON
133959 | 2 | 58 | States | EGAN COMPANY | Hayley Fabian | TRUE | 2026-06-09T00:00:00 | 2026-08-25T00:00:00 | 2026-08-25T00:00:00 | 1 | 0 | 1 | 108.54 | 16063.92 | 55944 | USA | N45 | 1501 | ABB INDUSTRIAL CONNECTIONS AND SOLUTIONS | 27511 | AF31SN | PRLP FRONT 31.5 X 20 SURF N | PUR | PRLP FRONT 31.5 X 20 SURF N | EA | EA |  | TRUE |  | P | B/W | DAYTON
133959 | 2 | 59 | States | EGAN COMPANY | Hayley Fabian | TRUE | 2026-06-09T00:00:00 | 2026-08-25T00:00:00 | 2026-08-25T00:00:00 | 1 | 0 | 1 | 108.54 | 16063.92 | 55944 | USA | N45 | 1501 | ABB INDUSTRIAL CONNECTIONS AND SOLUTIONS | 27511 | AF31SN | PRLP FRONT 31.5 X 20 SURF N | PUR | PRLP FRONT 31.5 X 20 SURF N | EA | EA |  | TRUE |  | P | B/W | DAYTON
133959 | 2 | 60 | States | EGAN COMPANY | Hayley Fabian | TRUE | 2026-06-09T00:00:00 | 2026-08-25T00:00:00 | 2026-08-25T00:00:00 | 1 | 0 | 1 | 108.54 | 16063.92 | 55944 | USA | N45 | 1501 | ABB INDUSTRIAL CONNECTIONS AND SOLUTIONS | 27511 | AF31SN | PRLP FRONT 31.5 X 20 SURF N | PUR | PRLP FRONT 31.5 X 20 SURF N | EA | EA |  | TRUE |  | P | B/W | DAYTON
133959 | 2 | 61 | States | EGAN COMPANY | Hayley Fabian | TRUE | 2026-06-09T00:00:00 | 2026-08-25T00:00:00 | 2026-08-25T00:00:00 | 1 | 0 | 1 | 108.54 | 16063.92 | 55944 | USA | N45 | 1501 | ABB INDUSTRIAL CONNECTIONS AND SOLUTIONS | 27511 | AF31SN | PRLP FRONT 31.5 X 20 SURF N | PUR | PRLP FRONT 31.5 X 20 SURF N | EA | EA |  | TRUE |  | P | B/W | DAYTON
133959 | 2 | 62 | States | EGAN COMPANY | Hayley Fabian | TRUE | 2026-06-09T00:00:00 | 2026-08-25T00:00:00 | 2026-08-25T00:00:00 | 1 | 0 | 1 | 108.54 | 16063.92 | 55944 | USA | N45 | 1501 | ABB INDUSTRIAL CONNECTIONS AND SOLUTIONS | 27511 | AF31SN | PRLP FRONT 31.5 X 20 SURF N | PUR | PRLP FRONT 31.5 X 20 SURF N | EA | EA |  | TRUE |  | P | B/W | DAYTON
133959 | 2 | 63 | States | EGAN COMPANY | Hayley Fabian | TRUE | 2026-06-09T00:00:00 | 2026-08-25T00:00:00 | 2026-08-25T00:00:00 | 1 | 0 | 1 | 108.54 | 16063.92 | 55944 | USA | N45 | 1501 | ABB INDUSTRIAL CONNECTIONS AND SOLUTIONS | 27511 | AF31SN | PRLP FRONT 31.5 X 20 SURF N | PUR | PRLP FRONT 31.5 X 20 SURF N | EA | EA |  | TRUE |  | P | B/W | DAYTON
133959 | 2 | 64 | States | EGAN COMPANY | Hayley Fabian | TRUE | 2026-06-09T00:00:00 | 2026-09-24T00:00:00 | 2026-09-24T00:00:00 | 1 | 0 | 1 | 108.54 | 16063.92 | 55944 | USA | N45 | 1501 | ABB INDUSTRIAL CONNECTIONS AND SOLUTIONS | 27511 | AF31SN | PRLP FRONT 31.5 X 20 SURF N | PUR | PRLP FRONT 31.5 X 20 SURF N | EA | EA |  | TRUE |  | P | B/W | DAYTON
133959 | 2 | 65 | States | EGAN COMPANY | Hayley Fabian | TRUE | 2026-06-09T00:00:00 | 2026-09-24T00:00:00 | 2026-09-24T00:00:00 | 1 | 0 | 1 | 108.54 | 16063.92 | 55944 | USA | N45 | 1501 | ABB INDUSTRIAL CONNECTIONS AND SOLUTIONS | 27511 | AF31SN | PRLP FRONT 31.5 X 20 SURF N | PUR | PRLP FRONT 31.5 X 20 SURF N | EA | EA |  | TRUE |  | P | B/W | DAYTON
133959 | 2 | 66 | States | EGAN COMPANY | Hayley Fabian | TRUE | 2026-06-09T00:00:00 | 2026-09-24T00:00:00 | 2026-09-24T00:00:00 | 1 | 0 | 1 | 108.54 | 16063.92 | 55944 | USA | N45 | 1501 | ABB INDUSTRIAL CONNECTIONS AND SOLUTIONS | 27511 | AF31SN | PRLP FRONT 31.5 X 20 SURF N | PUR | PRLP FRONT 31.5 X 20 SURF N | EA | EA |  | TRUE |  | P | B/W | DAYTON
133959 | 2 | 67 | States | EGAN COMPANY | Hayley Fabian | TRUE | 2026-06-09T00:00:00 | 2026-09-24T00:00:00 | 2026-09-24T00:00:00 | 1 | 0 | 1 | 108.54 | 16063.92 | 55944 | USA | N45 | 1501 | ABB INDUSTRIAL CONNECTIONS AND SOLUTIONS | 27511 | AF31SN | PRLP FRONT 31.5 X 20 SURF N | PUR | PRLP FRONT 31.5 X 20 SURF N | EA | EA |  | TRUE |  | P | B/W | DAYTON
133959 | 2 | 68 | States | EGAN COMPANY | Hayley Fabian | TRUE | 2026-06-09T00:00:00 | 2026-09-24T00:00:00 | 2026-09-24T00:00:00 | 1 | 0 | 1 | 108.54 | 16063.92 | 55944 | USA | N45 | 1501 | ABB INDUSTRIAL CONNECTIONS AND SOLUTIONS | 27511 | AF31SN | PRLP FRONT 31.5 X 20 SURF N | PUR | PRLP FRONT 31.5 X 20 SURF N | EA | EA |  | TRUE |  | P | B/W | DAYTON
133959 | 2 | 69 | States | EGAN COMPANY | Hayley Fabian | TRUE | 2026-06-09T00:00:00 | 2026-09-24T00:00:00 | 2026-09-24T00:00:00 | 1 | 0 | 1 | 108.54 | 16063.92 | 55944 | USA | N45 | 1501 | ABB INDUSTRIAL CONNECTIONS AND SOLUTIONS | 27511 | AF31SN | PRLP FRONT 31.5 X 20 SURF N | PUR | PRLP FRONT 31.5 X 20 SURF N | EA | EA |  | TRUE |  | P | B/W | DAYTON
133959 | 2 | 70 | States | EGAN COMPANY | Hayley Fabian | TRUE | 2026-06-09T00:00:00 | 2026-09-24T00:00:00 | 2026-09-24T00:00:00 | 1 | 0 | 1 | 108.54 | 16063.92 | 55944 | USA | N45 | 1501 | ABB INDUSTRIAL CONNECTIONS AND SOLUTIONS | 27511 | AF31SN | PRLP FRONT 31.5 X 20 SURF N | PUR | PRLP FRONT 31.5 X 20 SURF N | EA | EA |  | TRUE |  | P | B/W | DAYTON
133959 | 2 | 71 | States | EGAN COMPANY | Hayley Fabian | TRUE | 2026-06-09T00:00:00 | 2026-09-24T00:00:00 | 2026-09-24T00:00:00 | 1 | 0 | 1 | 108.54 | 16063.92 | 55944 | USA | N45 | 1501 | ABB INDUSTRIAL CONNECTIONS AND SOLUTIONS | 27511 | AF31SN | PRLP FRONT 31.5 X 20 SURF N | PUR | PRLP FRONT 31.5 X 20 SURF N | EA | EA |  | TRUE |  | P | B/W | DAYTON
133959 | 2 | 72 | States | EGAN COMPANY | Hayley Fabian | TRUE | 2026-06-09T00:00:00 | 2026-09-24T00:00:00 | 2026-09-24T00:00:00 | 1 | 0 | 1 | 108.54 | 16063.92 | 55944 | USA | N45 | 1501 | ABB INDUSTRIAL CONNECTIONS AND SOLUTIONS | 27511 | AF31SN | PRLP FRONT 31.5 X 20 SURF N | PUR | PRLP FRONT 31.5 X 20 SURF N | EA | EA |  | TRUE |  | P | B/W | DAYTON
133959 | 2 | 73 | States | EGAN COMPANY | Hayley Fabian | TRUE | 2026-06-09T00:00:00 | 2026-09-24T00:00:00 | 2026-09-24T00:00:00 | 1 | 0 | 1 | 108.54 | 16063.92 | 55944 | USA | N45 | 1501 | ABB INDUSTRIAL CONNECTIONS AND SOLUTIONS | 27511 | AF31SN | PRLP FRONT 31.5 X 20 SURF N | PUR | PRLP FRONT 31.5 X 20 SURF N | EA | EA |  | TRUE |  | P | B/W | DAYTON
133959 | 2 | 74 | States | EGAN COMPANY | Hayley Fabian | TRUE | 2026-06-09T00:00:00 | 2026-09-24T00:00:00 | 2026-09-24T00:00:00 | 1 | 0 | 1 | 108.54 | 16063.92 | 55944 | USA | N45 | 1501 | ABB INDUSTRIAL CONNECTIONS AND SOLUTIONS | 27511 | AF31SN | PRLP FRONT 31.5 X 20 SURF N | PUR | PRLP FRONT 31.5 X 20 SURF N | EA | EA |  | TRUE |  | P | B/W | DAYTON
133959 | 2 | 75 | States | EGAN COMPANY | Hayley Fabian | TRUE | 2026-06-09T00:00:00 | 2026-09-24T00:00:00 | 2026-09-24T00:00:00 | 1 | 0 | 1 | 108.54 | 16063.92 | 55944 | USA | N45 | 1501 | ABB INDUSTRIAL CONNECTIONS AND SOLUTIONS | 27511 | AF31SN | PRLP FRONT 31.5 X 20 SURF N | PUR | PRLP FRONT 31.5 X 20 SURF N | EA | EA |  | TRUE |  | P | B/W | DAYTON
133959 | 2 | 76 | States | EGAN COMPANY | Hayley Fabian | TRUE | 2026-06-09T00:00:00 | 2026-09-24T00:00:00 | 2026-09-24T00:00:00 | 1 | 0 | 1 | 108.54 | 16063.92 | 55944 | USA | N45 | 1501 | ABB INDUSTRIAL CONNECTIONS AND SOLUTIONS | 27511 | AF31SN | PRLP FRONT 31.5 X 20 SURF N | PUR | PRLP FRONT 31.5 X 20 SURF N | EA | EA |  | TRUE |  | P | B/W | DAYTON
133959 | 2 | 77 | States | EGAN COMPANY | Hayley Fabian | TRUE | 2026-06-09T00:00:00 | 2026-09-24T00:00:00 | 2026-09-24T00:00:00 | 1 | 0 | 1 | 108.54 | 16063.92 | 55944 | USA | N45 | 1501 | ABB INDUSTRIAL CONNECTIONS AND SOLUTIONS | 27511 | AF31SN | PRLP FRONT 31.5 X 20 SURF N | PUR | PRLP FRONT 31.5 X 20 SURF N | EA | EA |  | TRUE |  | P | B/W | DAYTON
133959 | 2 | 78 | States | EGAN COMPANY | Hayley Fabian | TRUE | 2026-06-09T00:00:00 | 2026-09-24T00:00:00 | 2026-09-24T00:00:00 | 1 | 0 | 1 | 108.54 | 16063.92 | 55944 | USA | N45 | 1501 | ABB INDUSTRIAL CONNECTIONS AND SOLUTIONS | 27511 | AF31SN | PRLP FRONT 31.5 X 20 SURF N | PUR | PRLP FRONT 31.5 X 20 SURF N | EA | EA |  | TRUE |  | P | B/W | DAYTON
133959 | 2 | 79 | States | EGAN COMPANY | Hayley Fabian | TRUE | 2026-06-09T00:00:00 | 2026-09-24T00:00:00 | 2026-09-24T00:00:00 | 1 | 0 | 1 | 108.54 | 16063.92 | 55944 | USA | N45 | 1501 | ABB INDUSTRIAL CONNECTIONS AND SOLUTIONS | 27511 | AF31SN | PRLP FRONT 31.5 X 20 SURF N | PUR | PRLP FRONT 31.5 X 20 SURF N | EA | EA |  | TRUE |  | P | B/W | DAYTON
133959 | 2 | 80 | States | EGAN COMPANY | Hayley Fabian | TRUE | 2026-06-09T00:00:00 | 2026-09-24T00:00:00 | 2026-09-24T00:00:00 | 1 | 0 | 1 | 108.54 | 16063.92 | 55944 | USA | N45 | 1501 | ABB INDUSTRIAL CONNECTIONS AND SOLUTIONS | 27511 | AF31SN | PRLP FRONT 31.5 X 20 SURF N | PUR | PRLP FRONT 31.5 X 20 SURF N | EA | EA |  | TRUE |  | P | B/W | DAYTON
133959 | 2 | 81 | States | EGAN COMPANY | Hayley Fabian | TRUE | 2026-06-09T00:00:00 | 2026-09-24T00:00:00 | 2026-09-24T00:00:00 | 1 | 0 | 1 | 108.54 | 16063.92 | 55944 | USA | N45 | 1501 | ABB INDUSTRIAL CONNECTIONS AND SOLUTIONS | 27511 | AF31SN | PRLP FRONT 31.5 X 20 SURF N | PUR | PRLP FRONT 31.5 X 20 SURF N | EA | EA |  | TRUE |  | P | B/W | DAYTON
133959 | 2 | 82 | States | EGAN COMPANY | Hayley Fabian | TRUE | 2026-06-09T00:00:00 | 2026-09-24T00:00:00 | 2026-09-24T00:00:00 | 1 | 0 | 1 | 108.54 | 16063.92 | 55944 | USA | N45 | 1501 | ABB INDUSTRIAL CONNECTIONS AND SOLUTIONS | 27511 | AF31SN | PRLP FRONT 31.5 X 20 SURF N | PUR | PRLP FRONT 31.5 X 20 SURF N | EA | EA |  | TRUE |  | P | B/W | DAYTON
133959 | 2 | 83 | States | EGAN COMPANY | Hayley Fabian | TRUE | 2026-06-09T00:00:00 | 2026-09-24T00:00:00 | 2026-09-24T00:00:00 | 1 | 0 | 1 | 108.54 | 16063.92 | 55944 | USA | N45 | 1501 | ABB INDUSTRIAL CONNECTIONS AND SOLUTIONS | 27511 | AF31SN | PRLP FRONT 31.5 X 20 SURF N | PUR | PRLP FRONT 31.5 X 20 SURF N | EA | EA |  | TRUE |  | P | B/W | DAYTON
133959 | 2 | 84 | States | EGAN COMPANY | Hayley Fabian | TRUE | 2026-06-09T00:00:00 | 2026-09-24T00:00:00 | 2026-09-24T00:00:00 | 1 | 0 | 1 | 108.54 | 16063.92 | 55944 | USA | N45 | 1501 | ABB INDUSTRIAL CONNECTIONS AND SOLUTIONS | 27511 | AF31SN | PRLP FRONT 31.5 X 20 SURF N | PUR | PRLP FRONT 31.5 X 20 SURF N | EA | EA |  | TRUE |  | P | B/W | DAYTON
133959 | 2 | 85 | States | EGAN COMPANY | Hayley Fabian | TRUE | 2026-06-09T00:00:00 | 2026-09-24T00:00:00 | 2026-09-24T00:00:00 | 1 | 0 | 1 | 108.54 | 16063.92 | 55944 | USA | N45 | 1501 | ABB INDUSTRIAL CONNECTIONS AND SOLUTIONS | 27511 | AF31SN | PRLP FRONT 31.5 X 20 SURF N | PUR | PRLP FRONT 31.5 X 20 SURF N | EA | EA |  | TRUE |  | P | B/W | DAYTON
133959 | 2 | 86 | States | EGAN COMPANY | Hayley Fabian | TRUE | 2026-06-09T00:00:00 | 2026-09-24T00:00:00 | 2026-09-24T00:00:00 | 1 | 0 | 1 | 108.54 | 16063.92 | 55944 | USA | N45 | 1501 | ABB INDUSTRIAL CONNECTIONS AND SOLUTIONS | 27511 | AF31SN | PRLP FRONT 31.5 X 20 SURF N | PUR | PRLP FRONT 31.5 X 20 SURF N | EA | EA |  | TRUE |  | P | B/W | DAYTON
133959 | 2 | 87 | States | EGAN COMPANY | Hayley Fabian | TRUE | 2026-06-09T00:00:00 | 2026-09-24T00:00:00 | 2026-09-24T00:00:00 | 1 | 0 | 1 | 108.54 | 16063.92 | 55944 | USA | N45 | 1501 | ABB INDUSTRIAL CONNECTIONS AND SOLUTIONS | 27511 | AF31SN | PRLP FRONT 31.5 X 20 SURF N | PUR | PRLP FRONT 31.5 X 20 SURF N | EA | EA |  | TRUE |  | P | B/W | DAYTON
133959 | 2 | 88 | States | EGAN COMPANY | Hayley Fabian | TRUE | 2026-06-09T00:00:00 | 2026-09-24T00:00:00 | 2026-09-24T00:00:00 | 1 | 0 | 1 | 108.54 | 16063.92 | 55944 | USA | N45 | 1501 | ABB INDUSTRIAL CONNECTIONS AND SOLUTIONS | 27511 | AF31SN | PRLP FRONT 31.5 X 20 SURF N | PUR | PRLP FRONT 31.5 X 20 SURF N | EA | EA |  | TRUE |  | P | B/W | DAYTON
133959 | 2 | 89 | States | EGAN COMPANY | Hayley Fabian | TRUE | 2026-06-09T00:00:00 | 2026-09-24T00:00:00 | 2026-09-24T00:00:00 | 1 | 0 | 1 | 108.54 | 16063.92 | 55944 | USA | N45 | 1501 | ABB INDUSTRIAL CONNECTIONS AND SOLUTIONS | 27511 | AF31SN | PRLP FRONT 31.5 X 20 SURF N | PUR | PRLP FRONT 31.5 X 20 SURF N | EA | EA |  | TRUE |  | P | B/W | DAYTON
133959 | 2 | 90 | States | EGAN COMPANY | Hayley Fabian | TRUE | 2026-06-09T00:00:00 | 2026-09-24T00:00:00 | 2026-09-24T00:00:00 | 1 | 0 | 1 | 108.54 | 16063.92 | 55944 | USA | N45 | 1501 | ABB INDUSTRIAL CONNECTIONS AND SOLUTIONS | 27511 | AF31SN | PRLP FRONT 31.5 X 20 SURF N | PUR | PRLP FRONT 31.5 X 20 SURF N | EA | EA |  | TRUE |  | P | B/W | DAYTON
133959 | 2 | 91 | States | EGAN COMPANY | Hayley Fabian | TRUE | 2026-06-09T00:00:00 | 2026-09-24T00:00:00 | 2026-09-24T00:00:00 | 1 | 0 | 1 | 108.54 | 16063.92 | 55944 | USA | N45 | 1501 | ABB INDUSTRIAL CONNECTIONS AND SOLUTIONS | 27511 | AF31SN | PRLP FRONT 31.5 X 20 SURF N | PUR | PRLP FRONT 31.5 X 20 SURF N | EA | EA |  | TRUE |  | P | B/W | DAYTON
133959 | 2 | 92 | States | EGAN COMPANY | Hayley Fabian | TRUE | 2026-06-09T00:00:00 | 2026-10-26T00:00:00 | 2026-10-26T00:00:00 | 1 | 0 | 1 | 108.54 | 16063.92 | 55944 | USA | N45 | 1501 | ABB INDUSTRIAL CONNECTIONS AND SOLUTIONS | 27511 | AF31SN | PRLP FRONT 31.5 X 20 SURF N | PUR | PRLP FRONT 31.5 X 20 SURF N | EA | EA |  | TRUE |  | P | B/W | DAYTON
133959 | 2 | 93 | States | EGAN COMPANY | Hayley Fabian | TRUE | 2026-06-09T00:00:00 | 2026-10-26T00:00:00 | 2026-10-26T00:00:00 | 1 | 0 | 1 | 108.54 | 16063.92 | 55944 | USA | N45 | 1501 | ABB INDUSTRIAL CONNECTIONS AND SOLUTIONS | 27511 | AF31SN | PRLP FRONT 31.5 X 20 SURF N | PUR | PRLP FRONT 31.5 X 20 SURF N | EA | EA |  | TRUE |  | P | B/W | DAYTON
133959 | 2 | 94 | States | EGAN COMPANY | Hayley Fabian | TRUE | 2026-06-09T00:00:00 | 2026-10-26T00:00:00 | 2026-10-26T00:00:00 | 1 | 0 | 1 | 108.54 | 16063.92 | 55944 | USA | N45 | 1501 | ABB INDUSTRIAL CONNECTIONS AND SOLUTIONS | 27511 | AF31SN | PRLP FRONT 31.5 X 20 SURF N | PUR | PRLP FRONT 31.5 X 20 SURF N | EA | EA |  | TRUE |  | P | B/W | DAYTON
133959 | 2 | 95 | States | EGAN COMPANY | Hayley Fabian | TRUE | 2026-06-09T00:00:00 | 2026-10-26T00:00:00 | 2026-10-26T00:00:00 | 1 | 0 | 1 | 108.54 | 16063.92 | 55944 | USA | N45 | 1501 | ABB INDUSTRIAL CONNECTIONS AND SOLUTIONS | 27511 | AF31SN | PRLP FRONT 31.5 X 20 SURF N | PUR | PRLP FRONT 31.5 X 20 SURF N | EA | EA |  | TRUE |  | P | B/W | DAYTON
133959 | 2 | 96 | States | EGAN COMPANY | Hayley Fabian | TRUE | 2026-06-09T00:00:00 | 2026-10-26T00:00:00 | 2026-10-26T00:00:00 | 1 | 0 | 1 | 108.54 | 16063.92 | 55944 | USA | N45 | 1501 | ABB INDUSTRIAL CONNECTIONS AND SOLUTIONS | 27511 | AF31SN | PRLP FRONT 31.5 X 20 SURF N | PUR | PRLP FRONT 31.5 X 20 SURF N | EA | EA |  | TRUE |  | P | B/W | DAYTON
133959 | 2 | 97 | States | EGAN COMPANY | Hayley Fabian | TRUE | 2026-06-09T00:00:00 | 2026-10-26T00:00:00 | 2026-10-26T00:00:00 | 1 | 0 | 1 | 108.54 | 16063.92 | 55944 | USA | N45 | 1501 | ABB INDUSTRIAL CONNECTIONS AND SOLUTIONS | 27511 | AF31SN | PRLP FRONT 31.5 X 20 SURF N | PUR | PRLP FRONT 31.5 X 20 SURF N | EA | EA |  | TRUE |  | P | B/W | DAYTON
133959 | 2 | 98 | States | EGAN COMPANY | Hayley Fabian | TRUE | 2026-06-09T00:00:00 | 2026-10-26T00:00:00 | 2026-10-26T00:00:00 | 1 | 0 | 1 | 108.54 | 16063.92 | 55944 | USA | N45 | 1501 | ABB INDUSTRIAL CONNECTIONS AND SOLUTIONS | 27511 | AF31SN | PRLP FRONT 31.5 X 20 SURF N | PUR | PRLP FRONT 31.5 X 20 SURF N | EA | EA |  | TRUE |  | P | B/W | DAYTON
133959 | 2 | 99 | States | EGAN COMPANY | Hayley Fabian | TRUE | 2026-06-09T00:00:00 | 2026-10-26T00:00:00 | 2026-10-26T00:00:00 | 1 | 0 | 1 | 108.54 | 16063.92 | 55944 | USA | N45 | 1501 | ABB INDUSTRIAL CONNECTIONS AND SOLUTIONS | 27511 | AF31SN | PRLP FRONT 31.5 X 20 SURF N | PUR | PRLP FRONT 31.5 X 20 SURF N | EA | EA |  | TRUE |  | P | B/W | DAYTON
133959 | 2 | 100 | States | EGAN COMPANY | Hayley Fabian | TRUE | 2026-06-09T00:00:00 | 2026-10-26T00:00:00 | 2026-10-26T00:00:00 | 1 | 0 | 1 | 108.54 | 16063.92 | 55944 | USA | N45 | 1501 | ABB INDUSTRIAL CONNECTIONS AND SOLUTIONS | 27511 | AF31SN | PRLP FRONT 31.5 X 20 SURF N | PUR | PRLP FRONT 31.5 X 20 SURF N | EA | EA |  | TRUE |  | P | B/W | DAYTON
133959 | 2 | 101 | States | EGAN COMPANY | Hayley Fabian | TRUE | 2026-06-09T00:00:00 | 2026-10-26T00:00:00 | 2026-10-26T00:00:00 | 1 | 0 | 1 | 108.54 | 16063.92 | 55944 | USA | N45 | 1501 | ABB INDUSTRIAL CONNECTIONS AND SOLUTIONS | 27511 | AF31SN | PRLP FRONT 31.5 X 20 SURF N | PUR | PRLP FRONT 31.5 X 20 SURF N | EA | EA |  | TRUE |  | P | B/W | DAYTON
133959 | 2 | 102 | States | EGAN COMPANY | Hayley Fabian | TRUE | 2026-06-09T00:00:00 | 2026-10-26T00:00:00 | 2026-10-26T00:00:00 | 1 | 0 | 1 | 108.54 | 16063.92 | 55944 | USA | N45 | 1501 | ABB INDUSTRIAL CONNECTIONS AND SOLUTIONS | 27511 | AF31SN | PRLP FRONT 31.5 X 20 SURF N | PUR | PRLP FRONT 31.5 X 20 SURF N | EA | EA |  | TRUE |  | P | B/W | DAYTON
133959 | 2 | 103 | States | EGAN COMPANY | Hayley Fabian | TRUE | 2026-06-09T00:00:00 | 2026-10-26T00:00:00 | 2026-10-26T00:00:00 | 1 | 0 | 1 | 108.54 | 16063.92 | 55944 | USA | N45 | 1501 | ABB INDUSTRIAL CONNECTIONS AND SOLUTIONS | 27511 | AF31SN | PRLP FRONT 31.5 X 20 SURF N | PUR | PRLP FRONT 31.5 X 20 SURF N | EA | EA |  | TRUE |  | P | B/W | DAYTON
133959 | 2 | 104 | States | EGAN COMPANY | Hayley Fabian | TRUE | 2026-06-09T00:00:00 | 2026-10-26T00:00:00 | 2026-10-26T00:00:00 | 1 | 0 | 1 | 108.54 | 16063.92 | 55944 | USA | N45 | 1501 | ABB INDUSTRIAL CONNECTIONS AND SOLUTIONS | 27511 | AF31SN | PRLP FRONT 31.5 X 20 SURF N | PUR | PRLP FRONT 31.5 X 20 SURF N | EA | EA |  | TRUE |  | P | B/W | DAYTON
133959 | 2 | 105 | States | EGAN COMPANY | Hayley Fabian | TRUE | 2026-06-09T00:00:00 | 2026-10-26T00:00:00 | 2026-10-26T00:00:00 | 1 | 0 | 1 | 108.54 | 16063.92 | 55944 | USA | N45 | 1501 | ABB INDUSTRIAL CONNECTIONS AND SOLUTIONS | 27511 | AF31SN | PRLP FRONT 31.5 X 20 SURF N | PUR | PRLP FRONT 31.5 X 20 SURF N | EA | EA |  | TRUE |  | P | B/W | DAYTON
133959 | 2 | 106 | States | EGAN COMPANY | Hayley Fabian | TRUE | 2026-06-09T00:00:00 | 2026-10-26T00:00:00 | 2026-10-26T00:00:00 | 1 | 0 | 1 | 108.54 | 16063.92 | 55944 | USA | N45 | 1501 | ABB INDUSTRIAL CONNECTIONS AND SOLUTIONS | 27511 | AF31SN | PRLP FRONT 31.5 X 20 SURF N | PUR | PRLP FRONT 31.5 X 20 SURF N | EA | EA |  | TRUE |  | P | B/W | DAYTON
133959 | 2 | 107 | States | EGAN COMPANY | Hayley Fabian | TRUE | 2026-06-09T00:00:00 | 2026-10-26T00:00:00 | 2026-10-26T00:00:00 | 1 | 0 | 1 | 108.54 | 16063.92 | 55944 | USA | N45 | 1501 | ABB INDUSTRIAL CONNECTIONS AND SOLUTIONS | 27511 | AF31SN | PRLP FRONT 31.5 X 20 SURF N | PUR | PRLP FRONT 31.5 X 20 SURF N | EA | EA |  | TRUE |  | P | B/W | DAYTON
133959 | 2 | 108 | States | EGAN COMPANY | Hayley Fabian | TRUE | 2026-06-09T00:00:00 | 2026-10-26T00:00:00 | 2026-09-26T00:00:00 | 1 | 0 | 1 | 108.54 | 16063.92 | 55944 | USA | N45 | 1501 | ABB INDUSTRIAL CONNECTIONS AND SOLUTIONS | 27511 | AF31SN | PRLP FRONT 31.5 X 20 SURF N | PUR | PRLP FRONT 31.5 X 20 SURF N | EA | EA |  | TRUE |  | P | B/W | DAYTON
133959 | 2 | 109 | States | EGAN COMPANY | Hayley Fabian | TRUE | 2026-06-09T00:00:00 | 2026-10-26T00:00:00 | 2026-10-26T00:00:00 | 1 | 0 | 1 | 108.54 | 16063.92 | 55944 | USA | N45 | 1501 | ABB INDUSTRIAL CONNECTIONS AND SOLUTIONS | 27511 | AF31SN | PRLP FRONT 31.5 X 20 SURF N | PUR | PRLP FRONT 31.5 X 20 SURF N | EA | EA |  | TRUE |  | P | B/W | DAYTON
133959 | 2 | 110 | States | EGAN COMPANY | Hayley Fabian | TRUE | 2026-06-09T00:00:00 | 2026-10-26T00:00:00 | 2026-10-26T00:00:00 | 1 | 0 | 1 | 108.54 | 16063.92 | 55944 | USA | N45 | 1501 | ABB INDUSTRIAL CONNECTIONS AND SOLUTIONS | 27511 | AF31SN | PRLP FRONT 31.5 X 20 SURF N | PUR | PRLP FRONT 31.5 X 20 SURF N | EA | EA |  | TRUE |  | P | B/W | DAYTON
133959 | 2 | 111 | States | EGAN COMPANY | Hayley Fabian | TRUE | 2026-06-09T00:00:00 | 2026-10-26T00:00:00 | 2026-10-26T00:00:00 | 1 | 0 | 1 | 108.54 | 16063.92 | 55944 | USA | N45 | 1501 | ABB INDUSTRIAL CONNECTIONS AND SOLUTIONS | 27511 | AF31SN | PRLP FRONT 31.5 X 20 SURF N | PUR | PRLP FRONT 31.5 X 20 SURF N | EA | EA |  | TRUE |  | P | B/W | DAYTON
133959 | 2 | 112 | States | EGAN COMPANY | Hayley Fabian | TRUE | 2026-06-09T00:00:00 | 2026-10-26T00:00:00 | 2026-10-26T00:00:00 | 1 | 0 | 1 | 108.54 | 16063.92 | 55944 | USA | N45 | 1501 | ABB INDUSTRIAL CONNECTIONS AND SOLUTIONS | 27511 | AF31SN | PRLP FRONT 31.5 X 20 SURF N | PUR | PRLP FRONT 31.5 X 20 SURF N | EA | EA |  | TRUE |  | P | B/W | DAYTON
133959 | 2 | 113 | States | EGAN COMPANY | Hayley Fabian | TRUE | 2026-06-09T00:00:00 | 2026-10-26T00:00:00 | 2026-10-26T00:00:00 | 1 | 0 | 1 | 108.54 | 16063.92 | 55944 | USA | N45 | 1501 | ABB INDUSTRIAL CONNECTIONS AND SOLUTIONS | 27511 | AF31SN | PRLP FRONT 31.5 X 20 SURF N | PUR | PRLP FRONT 31.5 X 20 SURF N | EA | EA |  | TRUE |  | P | B/W | DAYTON
133959 | 2 | 114 | States | EGAN COMPANY | Hayley Fabian | TRUE | 2026-06-09T00:00:00 | 2026-10-26T00:00:00 | 2026-10-26T00:00:00 | 1 | 0 | 1 | 108.54 | 16063.92 | 55944 | USA | N45 | 1501 | ABB INDUSTRIAL CONNECTIONS AND SOLUTIONS | 27511 | AF31SN | PRLP FRONT 31.5 X 20 SURF N | PUR | PRLP FRONT 31.5 X 20 SURF N | EA | EA |  | TRUE |  | P | B/W | DAYTON
133959 | 2 | 115 | States | EGAN COMPANY | Hayley Fabian | TRUE | 2026-06-09T00:00:00 | 2026-10-26T00:00:00 | 2026-10-26T00:00:00 | 1 | 0 | 1 | 108.54 | 16063.92 | 55944 | USA | N45 | 1501 | ABB INDUSTRIAL CONNECTIONS AND SOLUTIONS | 27511 | AF31SN | PRLP FRONT 31.5 X 20 SURF N | PUR | PRLP FRONT 31.5 X 20 SURF N | EA | EA |  | TRUE |  | P | B/W | DAYTON
133959 | 2 | 116 | States | EGAN COMPANY | Hayley Fabian | TRUE | 2026-06-09T00:00:00 | 2026-10-26T00:00:00 | 2026-10-26T00:00:00 | 1 | 0 | 1 | 108.54 | 16063.92 | 55944 | USA | N45 | 1501 | ABB INDUSTRIAL CONNECTIONS AND SOLUTIONS | 27511 | AF31SN | PRLP FRONT 31.5 X 20 SURF N | PUR | PRLP FRONT 31.5 X 20 SURF N | EA | EA |  | TRUE |  | P | B/W | DAYTON
133959 | 2 | 117 | States | EGAN COMPANY | Hayley Fabian | TRUE | 2026-06-09T00:00:00 | 2026-10-26T00:00:00 | 2026-10-26T00:00:00 | 1 | 0 | 1 | 108.54 | 16063.92 | 55944 | USA | N45 | 1501 | ABB INDUSTRIAL CONNECTIONS AND SOLUTIONS | 27511 | AF31SN | PRLP FRONT 31.5 X 20 SURF N | PUR | PRLP FRONT 31.5 X 20 SURF N | EA | EA |  | TRUE |  | P | B/W | DAYTON
133959 | 2 | 118 | States | EGAN COMPANY | Hayley Fabian | TRUE | 2026-06-09T00:00:00 | 2026-10-26T00:00:00 | 2026-10-26T00:00:00 | 1 | 0 | 1 | 108.54 | 16063.92 | 55944 | USA | N45 | 1501 | ABB INDUSTRIAL CONNECTIONS AND SOLUTIONS | 27511 | AF31SN | PRLP FRONT 31.5 X 20 SURF N | PUR | PRLP FRONT 31.5 X 20 SURF N | EA | EA |  | TRUE |  | P | B/W | DAYTON
133959 | 2 | 119 | States | EGAN COMPANY | Hayley Fabian | TRUE | 2026-06-09T00:00:00 | 2026-10-26T00:00:00 | 2026-10-26T00:00:00 | 1 | 0 | 1 | 108.54 | 16063.92 | 55944 | USA | N45 | 1501 | ABB INDUSTRIAL CONNECTIONS AND SOLUTIONS | 27511 | AF31SN | PRLP FRONT 31.5 X 20 SURF N | PUR | PRLP FRONT 31.5 X 20 SURF N | EA | EA |  | TRUE |  | P | B/W | DAYTON
133959 | 2 | 120 | States | EGAN COMPANY | Hayley Fabian | TRUE | 2026-06-09T00:00:00 | 2026-10-26T00:00:00 | 2026-10-26T00:00:00 | 1 | 0 | 1 | 108.54 | 16063.92 | 55944 | USA | N45 | 1501 | ABB INDUSTRIAL CONNECTIONS AND SOLUTIONS | 27511 | AF31SN | PRLP FRONT 31.5 X 20 SURF N | PUR | PRLP FRONT 31.5 X 20 SURF N | EA | EA |  | TRUE |  | P | B/W | DAYTON
133959 | 2 | 121 | States | EGAN COMPANY | Hayley Fabian | TRUE | 2026-06-09T00:00:00 | 2026-10-26T00:00:00 | 2026-10-26T00:00:00 | 1 | 0 | 1 | 108.54 | 16063.92 | 55944 | USA | N45 | 1501 | ABB INDUSTRIAL CONNECTIONS AND SOLUTIONS | 27511 | AF31SN | PRLP FRONT 31.5 X 20 SURF N | PUR | PRLP FRONT 31.5 X 20 SURF N | EA | EA |  | TRUE |  | P | B/W | DAYTON
133959 | 2 | 122 | States | EGAN COMPANY | Hayley Fabian | TRUE | 2026-06-09T00:00:00 | 2026-10-26T00:00:00 | 2026-10-26T00:00:00 | 1 | 0 | 1 | 108.54 | 16063.92 | 55944 | USA | N45 | 1501 | ABB INDUSTRIAL CONNECTIONS AND SOLUTIONS | 27511 | AF31SN | PRLP FRONT 31.5 X 20 SURF N | PUR | PRLP FRONT 31.5 X 20 SURF N | EA | EA |  | TRUE |  | P | B/W | DAYTON
133959 | 2 | 123 | States | EGAN COMPANY | Hayley Fabian | TRUE | 2026-06-09T00:00:00 | 2026-10-26T00:00:00 | 2026-10-26T00:00:00 | 1 | 0 | 1 | 108.54 | 16063.92 | 55944 | USA | N45 | 1501 | ABB INDUSTRIAL CONNECTIONS AND SOLUTIONS | 27511 | AF31SN | PRLP FRONT 31.5 X 20 SURF N | PUR | PRLP FRONT 31.5 X 20 SURF N | EA | EA |  | TRUE |  | P | B/W | DAYTON
133959 | 2 | 124 | States | EGAN COMPANY | Hayley Fabian | TRUE | 2026-06-09T00:00:00 | 2026-10-26T00:00:00 | 2026-10-26T00:00:00 | 1 | 0 | 1 | 108.54 | 16063.92 | 55944 | USA | N45 | 1501 | ABB INDUSTRIAL CONNECTIONS AND SOLUTIONS | 27511 | AF31SN | PRLP FRONT 31.5 X 20 SURF N | PUR | PRLP FRONT 31.5 X 20 SURF N | EA | EA |  | TRUE |  | P | B/W | DAYTON
133959 | 2 | 125 | States | EGAN COMPANY | Hayley Fabian | TRUE | 2026-06-09T00:00:00 | 2026-10-26T00:00:00 | 2026-10-26T00:00:00 | 1 | 0 | 1 | 108.54 | 16063.92 | 55944 | USA | N45 | 1501 | ABB INDUSTRIAL CONNECTIONS AND SOLUTIONS | 27511 | AF31SN | PRLP FRONT 31.5 X 20 SURF N | PUR | PRLP FRONT 31.5 X 20 SURF N | EA | EA |  | TRUE |  | P | B/W | DAYTON
133959 | 2 | 126 | States | EGAN COMPANY | Hayley Fabian | TRUE | 2026-06-09T00:00:00 | 2026-10-26T00:00:00 | 2026-10-26T00:00:00 | 1 | 0 | 1 | 108.54 | 16063.92 | 55944 | USA | N45 | 1501 | ABB INDUSTRIAL CONNECTIONS AND SOLUTIONS | 27511 | AF31SN | PRLP FRONT 31.5 X 20 SURF N | PUR | PRLP FRONT 31.5 X 20 SURF N | EA | EA |  | TRUE |  | P | B/W | DAYTON
133959 | 2 | 127 | States | EGAN COMPANY | Hayley Fabian | TRUE | 2026-06-09T00:00:00 | 2026-10-26T00:00:00 | 2026-10-26T00:00:00 | 1 | 0 | 1 | 108.54 | 16063.92 | 55944 | USA | N45 | 1501 | ABB INDUSTRIAL CONNECTIONS AND SOLUTIONS | 27511 | AF31SN | PRLP FRONT 31.5 X 20 SURF N | PUR | PRLP FRONT 31.5 X 20 SURF N | EA | EA |  | TRUE |  | P | B/W | DAYTON
133959 | 2 | 128 | States | EGAN COMPANY | Hayley Fabian | TRUE | 2026-06-09T00:00:00 | 2026-10-26T00:00:00 | 2026-10-26T00:00:00 | 1 | 0 | 1 | 108.54 | 16063.92 | 55944 | USA | N45 | 1501 | ABB INDUSTRIAL CONNECTIONS AND SOLUTIONS | 27511 | AF31SN | PRLP FRONT 31.5 X 20 SURF N | PUR | PRLP FRONT 31.5 X 20 SURF N | EA | EA |  | TRUE |  | P | B/W | DAYTON
133959 | 2 | 129 | States | EGAN COMPANY | Hayley Fabian | TRUE | 2026-06-09T00:00:00 | 2026-10-26T00:00:00 | 2026-10-26T00:00:00 | 1 | 0 | 1 | 108.54 | 16063.92 | 55944 | USA | N45 | 1501 | ABB INDUSTRIAL CONNECTIONS AND SOLUTIONS | 27511 | AF31SN | PRLP FRONT 31.5 X 20 SURF N | PUR | PRLP FRONT 31.5 X 20 SURF N | EA | EA |  | TRUE |  | P | B/W | DAYTON
133959 | 2 | 130 | States | EGAN COMPANY | Hayley Fabian | TRUE | 2026-06-09T00:00:00 | 2026-10-26T00:00:00 | 2026-10-26T00:00:00 | 1 | 0 | 1 | 108.54 | 16063.92 | 55944 | USA | N45 | 1501 | ABB INDUSTRIAL CONNECTIONS AND SOLUTIONS | 27511 | AF31SN | PRLP FRONT 31.5 X 20 SURF N | PUR | PRLP FRONT 31.5 X 20 SURF N | EA | EA |  | TRUE |  | P | B/W | DAYTON
133959 | 2 | 131 | States | EGAN COMPANY | Hayley Fabian | TRUE | 2026-06-09T00:00:00 | 2026-10-26T00:00:00 | 2026-10-26T00:00:00 | 1 | 0 | 1 | 108.54 | 16063.92 | 55944 | USA | N45 | 1501 | ABB INDUSTRIAL CONNECTIONS AND SOLUTIONS | 27511 | AF31SN | PRLP FRONT 31.5 X 20 SURF N | PUR | PRLP FRONT 31.5 X 20 SURF N | EA | EA |  | TRUE |  | P | B/W | DAYTON
133959 | 2 | 132 | States | EGAN COMPANY | Hayley Fabian | TRUE | 2026-06-09T00:00:00 | 2026-10-26T00:00:00 | 2026-10-26T00:00:00 | 1 | 0 | 1 | 108.54 | 16063.92 | 55944 | USA | N45 | 1501 | ABB INDUSTRIAL CONNECTIONS AND SOLUTIONS | 27511 | AF31SN | PRLP FRONT 31.5 X 20 SURF N | PUR | PRLP FRONT 31.5 X 20 SURF N | EA | EA |  | TRUE |  | P | B/W | DAYTON
133959 | 2 | 133 | States | EGAN COMPANY | Hayley Fabian | TRUE | 2026-06-09T00:00:00 | 2026-10-26T00:00:00 | 2026-10-26T00:00:00 | 1 | 0 | 1 | 108.54 | 16063.92 | 55944 | USA | N45 | 1501 | ABB INDUSTRIAL CONNECTIONS AND SOLUTIONS | 27511 | AF31SN | PRLP FRONT 31.5 X 20 SURF N | PUR | PRLP FRONT 31.5 X 20 SURF N | EA | EA |  | TRUE |  | P | B/W | DAYTON
133959 | 2 | 134 | States | EGAN COMPANY | Hayley Fabian | TRUE | 2026-06-09T00:00:00 | 2026-10-26T00:00:00 | 2026-10-26T00:00:00 | 1 | 0 | 1 | 108.54 | 16063.92 | 55944 | USA | N45 | 1501 | ABB INDUSTRIAL CONNECTIONS AND SOLUTIONS | 27511 | AF31SN | PRLP FRONT 31.5 X 20 SURF N | PUR | PRLP FRONT 31.5 X 20 SURF N | EA | EA |  | TRUE |  | P | B/W | DAYTON
133959 | 2 | 135 | States | EGAN COMPANY | Hayley Fabian | TRUE | 2026-06-09T00:00:00 | 2026-10-26T00:00:00 | 2026-10-26T00:00:00 | 1 | 0 | 1 | 108.54 | 16063.92 | 55944 | USA | N45 | 1501 | ABB INDUSTRIAL CONNECTIONS AND SOLUTIONS | 27511 | AF31SN | PRLP FRONT 31.5 X 20 SURF N | PUR | PRLP FRONT 31.5 X 20 SURF N | EA | EA |  | TRUE |  | P | B/W | DAYTON
133959 | 2 | 136 | States | EGAN COMPANY | Hayley Fabian | TRUE | 2026-06-09T00:00:00 | 2026-10-26T00:00:00 | 2026-10-26T00:00:00 | 1 | 0 | 1 | 108.54 | 16063.92 | 55944 | USA | N45 | 1501 | ABB INDUSTRIAL CONNECTIONS AND SOLUTIONS | 27511 | AF31SN | PRLP FRONT 31.5 X 20 SURF N | PUR | PRLP FRONT 31.5 X 20 SURF N | EA | EA |  | TRUE |  | P | B/W | DAYTON
133959 | 2 | 137 | States | EGAN COMPANY | Hayley Fabian | TRUE | 2026-06-09T00:00:00 | 2026-11-20T00:00:00 | 2026-11-20T00:00:00 | 1 | 0 | 1 | 108.54 | 16063.92 | 55944 | USA | N45 | 1501 | ABB INDUSTRIAL CONNECTIONS AND SOLUTIONS | 27511 | AF31SN | PRLP FRONT 31.5 X 20 SURF N | PUR | PRLP FRONT 31.5 X 20 SURF N | EA | EA |  | TRUE |  | P | B/W | DAYTON
133959 | 2 | 138 | States | EGAN COMPANY | Hayley Fabian | TRUE | 2026-06-09T00:00:00 | 2026-11-20T00:00:00 | 2026-11-20T00:00:00 | 1 | 0 | 1 | 108.54 | 16063.92 | 55944 | USA | N45 | 1501 | ABB INDUSTRIAL CONNECTIONS AND SOLUTIONS | 27511 | AF31SN | PRLP FRONT 31.5 X 20 SURF N | PUR | PRLP FRONT 31.5 X 20 SURF N | EA | EA |  | TRUE |  | P | B/W | DAYTON
133959 | 2 | 139 | States | EGAN COMPANY | Hayley Fabian | TRUE | 2026-06-09T00:00:00 | 2026-11-20T00:00:00 | 2026-11-20T00:00:00 | 1 | 0 | 1 | 108.54 | 16063.92 | 55944 | USA | N45 | 1501 | ABB INDUSTRIAL CONNECTIONS AND SOLUTIONS | 27511 | AF31SN | PRLP FRONT 31.5 X 20 SURF N | PUR | PRLP FRONT 31.5 X 20 SURF N | EA | EA |  | TRUE |  | P | B/W | DAYTON
133959 | 2 | 140 | States | EGAN COMPANY | Hayley Fabian | TRUE | 2026-06-09T00:00:00 | 2026-11-20T00:00:00 | 2026-11-20T00:00:00 | 1 | 0 | 1 | 108.54 | 16063.92 | 55944 | USA | N45 | 1501 | ABB INDUSTRIAL CONNECTIONS AND SOLUTIONS | 27511 | AF31SN | PRLP FRONT 31.5 X 20 SURF N | PUR | PRLP FRONT 31.5 X 20 SURF N | EA | EA |  | TRUE |  | P | B/W | DAYTON
133959 | 2 | 141 | States | EGAN COMPANY | Hayley Fabian | TRUE | 2026-06-09T00:00:00 | 2026-11-20T00:00:00 | 2026-11-20T00:00:00 | 1 | 0 | 1 | 108.54 | 16063.92 | 55944 | USA | N45 | 1501 | ABB INDUSTRIAL CONNECTIONS AND SOLUTIONS | 27511 | AF31SN | PRLP FRONT 31.5 X 20 SURF N | PUR | PRLP FRONT 31.5 X 20 SURF N | EA | EA |  | TRUE |  | P | B/W | DAYTON
133959 | 2 | 142 | States | EGAN COMPANY | Hayley Fabian | TRUE | 2026-06-09T00:00:00 | 2026-11-20T00:00:00 | 2026-11-20T00:00:00 | 1 | 0 | 1 | 108.54 | 16063.92 | 55944 | USA | N45 | 1501 | ABB INDUSTRIAL CONNECTIONS AND SOLUTIONS | 27511 | AF31SN | PRLP FRONT 31.5 X 20 SURF N | PUR | PRLP FRONT 31.5 X 20 SURF N | EA | EA |  | TRUE |  | P | B/W | DAYTON
133959 | 2 | 143 | States | EGAN COMPANY | Hayley Fabian | TRUE | 2026-06-09T00:00:00 | 2026-11-20T00:00:00 | 2026-11-20T00:00:00 | 1 | 0 | 1 | 108.54 | 16063.92 | 55944 | USA | N45 | 1501 | ABB INDUSTRIAL CONNECTIONS AND SOLUTIONS | 27511 | AF31SN | PRLP FRONT 31.5 X 20 SURF N | PUR | PRLP FRONT 31.5 X 20 SURF N | EA | EA |  | TRUE |  | P | B/W | DAYTON
133959 | 2 | 144 | States | EGAN COMPANY | Hayley Fabian | TRUE | 2026-06-09T00:00:00 | 2026-11-20T00:00:00 | 2026-11-20T00:00:00 | 1 | 0 | 1 | 108.54 | 16063.92 | 55944 | USA | N45 | 1501 | ABB INDUSTRIAL CONNECTIONS AND SOLUTIONS | 27511 | AF31SN | PRLP FRONT 31.5 X 20 SURF N | PUR | PRLP FRONT 31.5 X 20 SURF N | EA | EA |  | TRUE |  | P | B/W | DAYTON
133959 | 2 | 145 | States | EGAN COMPANY | Hayley Fabian | TRUE | 2026-06-09T00:00:00 | 2026-11-20T00:00:00 | 2026-11-20T00:00:00 | 1 | 0 | 1 | 108.54 | 16063.92 | 55944 | USA | N45 | 1501 | ABB INDUSTRIAL CONNECTIONS AND SOLUTIONS | 27511 | AF31SN | PRLP FRONT 31.5 X 20 SURF N | PUR | PRLP FRONT 31.5 X 20 SURF N | EA | EA |  | TRUE |  | P | B/W | DAYTON
133959 | 2 | 146 | States | EGAN COMPANY | Hayley Fabian | TRUE | 2026-06-09T00:00:00 | 2026-11-20T00:00:00 | 2026-11-20T00:00:00 | 1 | 0 | 1 | 108.54 | 16063.92 | 55944 | USA | N45 | 1501 | ABB INDUSTRIAL CONNECTIONS AND SOLUTIONS | 27511 | AF31SN | PRLP FRONT 31.5 X 20 SURF N | PUR | PRLP FRONT 31.5 X 20 SURF N | EA | EA |  | TRUE |  | P | B/W | DAYTON
133959 | 2 | 147 | States | EGAN COMPANY | Hayley Fabian | TRUE | 2026-06-09T00:00:00 | 2026-11-20T00:00:00 | 2026-11-20T00:00:00 | 1 | 0 | 1 | 108.54 | 16063.92 | 55944 | USA | N45 | 1501 | ABB INDUSTRIAL CONNECTIONS AND SOLUTIONS | 27511 | AF31SN | PRLP FRONT 31.5 X 20 SURF N | PUR | PRLP FRONT 31.5 X 20 SURF N | EA | EA |  | TRUE |  | P | B/W | DAYTON
133959 | 2 | 148 | States | EGAN COMPANY | Hayley Fabian | TRUE | 2026-06-09T00:00:00 | 2026-11-20T00:00:00 | 2026-11-20T00:00:00 | 1 | 0 | 1 | 108.54 | 16063.92 | 55944 | USA | N45 | 1501 | ABB INDUSTRIAL CONNECTIONS AND SOLUTIONS | 27511 | AF31SN | PRLP FRONT 31.5 X 20 SURF N | PUR | PRLP FRONT 31.5 X 20 SURF N | EA | EA |  | TRUE |  | P | B/W | DAYTON
133959 | 3 | 1 | States | EGAN COMPANY | Hayley Fabian | TRUE | 2026-06-09T00:00:00 | 2026-08-28T00:00:00 | 2026-08-28T00:00:00 | 1 | 0 | 1 | 215.86 | 31947.28 | 55944 | USA | N45 | 1501 | ABB INDUSTRIAL CONNECTIONS AND SOLUTIONS | 27511 | PPXT FA BOX-S | 1B PPXT FA INT-S | PUR | PPXT FA INT-S | EA | EA |  | TRUE |  | P | B/W | DAYTON
133959 | 3 | 2 | States | EGAN COMPANY | Hayley Fabian | TRUE | 2026-06-09T00:00:00 | 2026-08-28T00:00:00 | 2026-08-28T00:00:00 | 1 | 0 | 1 | 215.86 | 31947.28 | 55944 | USA | N45 | 1501 | ABB INDUSTRIAL CONNECTIONS AND SOLUTIONS | 27511 | PPXT FA BOX-S | 1B PPXT FA INT-S | PUR | PPXT FA INT-S | EA | EA |  | TRUE |  | P | B/W | DAYTON
133959 | 3 | 3 | States | EGAN COMPANY | Hayley Fabian | TRUE | 2026-06-09T00:00:00 | 2026-08-28T00:00:00 | 2026-08-28T00:00:00 | 1 | 0 | 1 | 215.86 | 31947.28 | 55944 | USA | N45 | 1501 | ABB INDUSTRIAL CONNECTIONS AND SOLUTIONS | 27511 | PPXT FA BOX-S | 1B PPXT FA INT-S | PUR | PPXT FA INT-S | EA | EA |  | TRUE |  | P | B/W | DAYTON
133959 | 3 | 4 | States | EGAN COMPANY | Hayley Fabian | TRUE | 2026-06-09T00:00:00 | 2026-08-28T00:00:00 | 2026-08-28T00:00:00 | 1 | 0 | 1 | 215.86 | 31947.28 | 55944 | USA | N45 | 1501 | ABB INDUSTRIAL CONNECTIONS AND SOLUTIONS | 27511 | PPXT FA BOX-S | 1B PPXT FA INT-S | PUR | PPXT FA INT-S | EA | EA |  | TRUE |  | P | B/W | DAYTON
133959 | 3 | 5 | States | EGAN COMPANY | Hayley Fabian | TRUE | 2026-06-09T00:00:00 | 2026-08-28T00:00:00 | 2026-08-28T00:00:00 | 1 | 0 | 1 | 215.86 | 31947.28 | 55944 | USA | N45 | 1501 | ABB INDUSTRIAL CONNECTIONS AND SOLUTIONS | 27511 | PPXT FA BOX-S | 1B PPXT FA INT-S | PUR | PPXT FA INT-S | EA | EA |  | TRUE |  | P | B/W | DAYTON
133959 | 3 | 6 | States | EGAN COMPANY | Hayley Fabian | TRUE | 2026-06-09T00:00:00 | 2026-08-28T00:00:00 | 2026-08-28T00:00:00 | 1 | 0 | 1 | 215.86 | 31947.28 | 55944 | USA | N45 | 1501 | ABB INDUSTRIAL CONNECTIONS AND SOLUTIONS | 27511 | PPXT FA BOX-S | 1B PPXT FA INT-S | PUR | PPXT FA INT-S | EA | EA |  | TRUE |  | P | B/W | DAYTON
133959 | 3 | 7 | States | EGAN COMPANY | Hayley Fabian | TRUE | 2026-06-09T00:00:00 | 2026-08-28T00:00:00 | 2026-08-28T00:00:00 | 1 | 0 | 1 | 215.86 | 31947.28 | 55944 | USA | N45 | 1501 | ABB INDUSTRIAL CONNECTIONS AND SOLUTIONS | 27511 | PPXT FA BOX-S | 1B PPXT FA INT-S | PUR | PPXT FA INT-S | EA | EA |  | TRUE |  | P | B/W | DAYTON
133959 | 3 | 8 | States | EGAN COMPANY | Hayley Fabian | TRUE | 2026-06-09T00:00:00 | 2026-08-28T00:00:00 | 2026-08-28T00:00:00 | 1 | 0 | 1 | 215.86 | 31947.28 | 55944 | USA | N45 | 1501 | ABB INDUSTRIAL CONNECTIONS AND SOLUTIONS | 27511 | PPXT FA BOX-S | 1B PPXT FA INT-S | PUR | PPXT FA INT-S | EA | EA |  | TRUE |  | P | B/W | DAYTON
133959 | 3 | 9 | States | EGAN COMPANY | Hayley Fabian | TRUE | 2026-06-09T00:00:00 | 2026-08-28T00:00:00 | 2026-08-28T00:00:00 | 1 | 0 | 1 | 215.86 | 31947.28 | 55944 | USA | N45 | 1501 | ABB INDUSTRIAL CONNECTIONS AND SOLUTIONS | 27511 | PPXT FA BOX-S | 1B PPXT FA INT-S | PUR | PPXT FA INT-S | EA | EA |  | TRUE |  | P | B/W | DAYTON
133959 | 3 | 10 | States | EGAN COMPANY | Hayley Fabian | TRUE | 2026-06-09T00:00:00 | 2026-08-28T00:00:00 | 2026-08-28T00:00:00 | 1 | 0 | 1 | 215.86 | 31947.28 | 55944 | USA | N45 | 1501 | ABB INDUSTRIAL CONNECTIONS AND SOLUTIONS | 27511 | PPXT FA BOX-S | 1B PPXT FA INT-S | PUR | PPXT FA INT-S | EA | EA |  | TRUE |  | P | B/W | DAYTON
133959 | 3 | 11 | States | EGAN COMPANY | Hayley Fabian | TRUE | 2026-06-09T00:00:00 | 2026-08-28T00:00:00 | 2026-08-28T00:00:00 | 1 | 0 | 1 | 215.86 | 31947.28 | 55944 | USA | N45 | 1501 | ABB INDUSTRIAL CONNECTIONS AND SOLUTIONS | 27511 | PPXT FA BOX-S | 1B PPXT FA INT-S | PUR | PPXT FA INT-S | EA | EA |  | TRUE |  | P | B/W | DAYTON
133959 | 3 | 12 | States | EGAN COMPANY | Hayley Fabian | TRUE | 2026-06-09T00:00:00 | 2026-08-28T00:00:00 | 2026-08-28T00:00:00 | 1 | 0 | 1 | 215.86 | 31947.28 | 55944 | USA | N45 | 1501 | ABB INDUSTRIAL CONNECTIONS AND SOLUTIONS | 27511 | PPXT FA BOX-S | 1B PPXT FA INT-S | PUR | PPXT FA INT-S | EA | EA |  | TRUE |  | P | B/W | DAYTON
133959 | 3 | 13 | States | EGAN COMPANY | Hayley Fabian | TRUE | 2026-06-09T00:00:00 | 2026-08-28T00:00:00 | 2026-08-28T00:00:00 | 1 | 0 | 1 | 215.86 | 31947.28 | 55944 | USA | N45 | 1501 | ABB INDUSTRIAL CONNECTIONS AND SOLUTIONS | 27511 | PPXT FA BOX-S | 1B PPXT FA INT-S | PUR | PPXT FA INT-S | EA | EA |  | TRUE |  | P | B/W | DAYTON
133959 | 3 | 14 | States | EGAN COMPANY | Hayley Fabian | TRUE | 2026-06-09T00:00:00 | 2026-08-28T00:00:00 | 2026-08-28T00:00:00 | 1 | 0 | 1 | 215.86 | 31947.28 | 55944 | USA | N45 | 1501 | ABB INDUSTRIAL CONNECTIONS AND SOLUTIONS | 27511 | PPXT FA BOX-S | 1B PPXT FA INT-S | PUR | PPXT FA INT-S | EA | EA |  | TRUE |  | P | B/W | DAYTON
133959 | 3 | 15 | States | EGAN COMPANY | Hayley Fabian | TRUE | 2026-06-09T00:00:00 | 2026-08-28T00:00:00 | 2026-08-28T00:00:00 | 1 | 0 | 1 | 215.86 | 31947.28 | 55944 | USA | N45 | 1501 | ABB INDUSTRIAL CONNECTIONS AND SOLUTIONS | 27511 | PPXT FA BOX-S | 1B PPXT FA INT-S | PUR | PPXT FA INT-S | EA | EA |  | TRUE |  | P | B/W | DAYTON
133959 | 3 | 16 | States | EGAN COMPANY | Hayley Fabian | TRUE | 2026-06-09T00:00:00 | 2026-08-28T00:00:00 | 2026-08-28T00:00:00 | 1 | 0 | 1 | 215.86 | 31947.28 | 55944 | USA | N45 | 1501 | ABB INDUSTRIAL CONNECTIONS AND SOLUTIONS | 27511 | PPXT FA BOX-S | 1B PPXT FA INT-S | PUR | PPXT FA INT-S | EA | EA |  | TRUE |  | P | B/W | DAYTON
133959 | 3 | 17 | States | EGAN COMPANY | Hayley Fabian | TRUE | 2026-06-09T00:00:00 | 2026-08-28T00:00:00 | 2026-08-28T00:00:00 | 1 | 0 | 1 | 215.86 | 31947.28 | 55944 | USA | N45 | 1501 | ABB INDUSTRIAL CONNECTIONS AND SOLUTIONS | 27511 | PPXT FA BOX-S | 1B PPXT FA INT-S | PUR | PPXT FA INT-S | EA | EA |  | TRUE |  | P | B/W | DAYTON
133959 | 3 | 18 | States | EGAN COMPANY | Hayley Fabian | TRUE | 2026-06-09T00:00:00 | 2026-08-28T00:00:00 | 2026-08-28T00:00:00 | 1 | 0 | 1 | 215.86 | 31947.28 | 55944 | USA | N45 | 1501 | ABB INDUSTRIAL CONNECTIONS AND SOLUTIONS | 27511 | PPXT FA BOX-S | 1B PPXT FA INT-S | PUR | PPXT FA INT-S | EA | EA |  | TRUE |  | P | B/W | DAYTON
133959 | 3 | 19 | States | EGAN COMPANY | Hayley Fabian | TRUE | 2026-06-09T00:00:00 | 2026-08-28T00:00:00 | 2026-08-28T00:00:00 | 1 | 0 | 1 | 215.86 | 31947.28 | 55944 | USA | N45 | 1501 | ABB INDUSTRIAL CONNECTIONS AND SOLUTIONS | 27511 | PPXT FA BOX-S | 1B PPXT FA INT-S | PUR | PPXT FA INT-S | EA | EA |  | TRUE |  | P | B/W | DAYTON
133959 | 3 | 20 | States | EGAN COMPANY | Hayley Fabian | TRUE | 2026-06-09T00:00:00 | 2026-08-28T00:00:00 | 2026-08-28T00:00:00 | 1 | 0 | 1 | 215.86 | 31947.28 | 55944 | USA | N45 | 1501 | ABB INDUSTRIAL CONNECTIONS AND SOLUTIONS | 27511 | PPXT FA BOX-S | 1B PPXT FA INT-S | PUR | PPXT FA INT-S | EA | EA |  | TRUE |  | P | B/W | DAYTON
133959 | 3 | 21 | States | EGAN COMPANY | Hayley Fabian | TRUE | 2026-06-09T00:00:00 | 2026-08-28T00:00:00 | 2026-08-28T00:00:00 | 1 | 0 | 1 | 215.86 | 31947.28 | 55944 | USA | N45 | 1501 | ABB INDUSTRIAL CONNECTIONS AND SOLUTIONS | 27511 | PPXT FA BOX-S | 1B PPXT FA INT-S | PUR | PPXT FA INT-S | EA | EA |  | TRUE |  | P | B/W | DAYTON
133959 | 3 | 22 | States | EGAN COMPANY | Hayley Fabian | TRUE | 2026-06-09T00:00:00 | 2026-08-28T00:00:00 | 2026-08-28T00:00:00 | 1 | 0 | 1 | 215.86 | 31947.28 | 55944 | USA | N45 | 1501 | ABB INDUSTRIAL CONNECTIONS AND SOLUTIONS | 27511 | PPXT FA BOX-S | 1B PPXT FA INT-S | PUR | PPXT FA INT-S | EA | EA |  | TRUE |  | P | B/W | DAYTON
133959 | 3 | 23 | States | EGAN COMPANY | Hayley Fabian | TRUE | 2026-06-09T00:00:00 | 2026-08-28T00:00:00 | 2026-08-28T00:00:00 | 1 | 0 | 1 | 215.86 | 31947.28 | 55944 | USA | N45 | 1501 | ABB INDUSTRIAL CONNECTIONS AND SOLUTIONS | 27511 | PPXT FA BOX-S | 1B PPXT FA INT-S | PUR | PPXT FA INT-S | EA | EA |  | TRUE |  | P | B/W | DAYTON
133959 | 3 | 24 | States | EGAN COMPANY | Hayley Fabian | TRUE | 2026-06-09T00:00:00 | 2026-08-28T00:00:00 | 2026-08-28T00:00:00 | 1 | 0 | 1 | 215.86 | 31947.28 | 55944 | USA | N45 | 1501 | ABB INDUSTRIAL CONNECTIONS AND SOLUTIONS | 27511 | PPXT FA BOX-S | 1B PPXT FA INT-S | PUR | PPXT FA INT-S | EA | EA |  | TRUE |  | P | B/W | DAYTON
133959 | 3 | 25 | States | EGAN COMPANY | Hayley Fabian | TRUE | 2026-06-09T00:00:00 | 2026-08-28T00:00:00 | 2026-08-28T00:00:00 | 1 | 0 | 1 | 215.86 | 31947.28 | 55944 | USA | N45 | 1501 | ABB INDUSTRIAL CONNECTIONS AND SOLUTIONS | 27511 | PPXT FA BOX-S | 1B PPXT FA INT-S | PUR | PPXT FA INT-S | EA | EA |  | TRUE |  | P | B/W | DAYTON
133959 | 3 | 26 | States | EGAN COMPANY | Hayley Fabian | TRUE | 2026-06-09T00:00:00 | 2026-08-28T00:00:00 | 2026-08-28T00:00:00 | 1 | 0 | 1 | 215.86 | 31947.28 | 55944 | USA | N45 | 1501 | ABB INDUSTRIAL CONNECTIONS AND SOLUTIONS | 27511 | PPXT FA BOX-S | 1B PPXT FA INT-S | PUR | PPXT FA INT-S | EA | EA |  | TRUE |  | P | B/W | DAYTON
133959 | 3 | 27 | States | EGAN COMPANY | Hayley Fabian | TRUE | 2026-06-09T00:00:00 | 2026-08-28T00:00:00 | 2026-08-28T00:00:00 | 1 | 0 | 1 | 215.86 | 31947.28 | 55944 | USA | N45 | 1501 | ABB INDUSTRIAL CONNECTIONS AND SOLUTIONS | 27511 | PPXT FA BOX-S | 1B PPXT FA INT-S | PUR | PPXT FA INT-S | EA | EA |  | TRUE |  | P | B/W | DAYTON
133959 | 3 | 28 | States | EGAN COMPANY | Hayley Fabian | TRUE | 2026-06-09T00:00:00 | 2026-08-28T00:00:00 | 2026-08-28T00:00:00 | 1 | 0 | 1 | 215.86 | 31947.28 | 55944 | USA | N45 | 1501 | ABB INDUSTRIAL CONNECTIONS AND SOLUTIONS | 27511 | PPXT FA BOX-S | 1B PPXT FA INT-S | PUR | PPXT FA INT-S | EA | EA |  | TRUE |  | P | B/W | DAYTON
133959 | 3 | 29 | States | EGAN COMPANY | Hayley Fabian | TRUE | 2026-06-09T00:00:00 | 2026-08-28T00:00:00 | 2026-08-28T00:00:00 | 1 | 0 | 1 | 215.86 | 31947.28 | 55944 | USA | N45 | 1501 | ABB INDUSTRIAL CONNECTIONS AND SOLUTIONS | 27511 | PPXT FA BOX-S | 1B PPXT FA INT-S | PUR | PPXT FA INT-S | EA | EA |  | TRUE |  | P | B/W | DAYTON
133959 | 3 | 30 | States | EGAN COMPANY | Hayley Fabian | TRUE | 2026-06-09T00:00:00 | 2026-08-28T00:00:00 | 2026-08-28T00:00:00 | 1 | 0 | 1 | 215.86 | 31947.28 | 55944 | USA | N45 | 1501 | ABB INDUSTRIAL CONNECTIONS AND SOLUTIONS | 27511 | PPXT FA BOX-S | 1B PPXT FA INT-S | PUR | PPXT FA INT-S | EA | EA |  | TRUE |  | P | B/W | DAYTON
133959 | 3 | 31 | States | EGAN COMPANY | Hayley Fabian | TRUE | 2026-06-09T00:00:00 | 2026-08-28T00:00:00 | 2026-08-28T00:00:00 | 1 | 0 | 1 | 215.86 | 31947.28 | 55944 | USA | N45 | 1501 | ABB INDUSTRIAL CONNECTIONS AND SOLUTIONS | 27511 | PPXT FA BOX-S | 1B PPXT FA INT-S | PUR | PPXT FA INT-S | EA | EA |  | TRUE |  | P | B/W | DAYTON
133959 | 3 | 32 | States | EGAN COMPANY | Hayley Fabian | TRUE | 2026-06-09T00:00:00 | 2026-08-28T00:00:00 | 2026-08-28T00:00:00 | 1 | 0 | 1 | 215.86 | 31947.28 | 55944 | USA | N45 | 1501 | ABB INDUSTRIAL CONNECTIONS AND SOLUTIONS | 27511 | PPXT FA BOX-S | 1B PPXT FA INT-S | PUR | PPXT FA INT-S | EA | EA |  | TRUE |  | P | B/W | DAYTON
133959 | 3 | 33 | States | EGAN COMPANY | Hayley Fabian | TRUE | 2026-06-09T00:00:00 | 2026-08-28T00:00:00 | 2026-08-28T00:00:00 | 1 | 0 | 1 | 215.86 | 31947.28 | 55944 | USA | N45 | 1501 | ABB INDUSTRIAL CONNECTIONS AND SOLUTIONS | 27511 | PPXT FA BOX-S | 1B PPXT FA INT-S | PUR | PPXT FA INT-S | EA | EA |  | TRUE |  | P | B/W | DAYTON
133959 | 3 | 34 | States | EGAN COMPANY | Hayley Fabian | TRUE | 2026-06-09T00:00:00 | 2026-08-28T00:00:00 | 2026-08-28T00:00:00 | 1 | 0 | 1 | 215.86 | 31947.28 | 55944 | USA | N45 | 1501 | ABB INDUSTRIAL CONNECTIONS AND SOLUTIONS | 27511 | PPXT FA BOX-S | 1B PPXT FA INT-S | PUR | PPXT FA INT-S | EA | EA |  | TRUE |  | P | B/W | DAYTON
133959 | 3 | 35 | States | EGAN COMPANY | Hayley Fabian | TRUE | 2026-06-09T00:00:00 | 2026-08-28T00:00:00 | 2026-08-28T00:00:00 | 1 | 0 | 1 | 215.86 | 31947.28 | 55944 | USA | N45 | 1501 | ABB INDUSTRIAL CONNECTIONS AND SOLUTIONS | 27511 | PPXT FA BOX-S | 1B PPXT FA INT-S | PUR | PPXT FA INT-S | EA | EA |  | TRUE |  | P | B/W | DAYTON
133959 | 3 | 36 | States | EGAN COMPANY | Hayley Fabian | TRUE | 2026-06-09T00:00:00 | 2026-08-28T00:00:00 | 2026-08-28T00:00:00 | 1 | 0 | 1 | 215.86 | 31947.28 | 55944 | USA | N45 | 1501 | ABB INDUSTRIAL CONNECTIONS AND SOLUTIONS | 27511 | PPXT FA BOX-S | 1B PPXT FA INT-S | PUR | PPXT FA INT-S | EA | EA |  | TRUE |  | P | B/W | DAYTON
133959 | 3 | 37 | States | EGAN COMPANY | Hayley Fabian | TRUE | 2026-06-09T00:00:00 | 2026-08-28T00:00:00 | 2026-08-28T00:00:00 | 1 | 0 | 1 | 215.86 | 31947.28 | 55944 | USA | N45 | 1501 | ABB INDUSTRIAL CONNECTIONS AND SOLUTIONS | 27511 | PPXT FA BOX-S | 1B PPXT FA INT-S | PUR | PPXT FA INT-S | EA | EA |  | TRUE |  | P | B/W | DAYTON
133959 | 3 | 38 | States | EGAN COMPANY | Hayley Fabian | TRUE | 2026-06-09T00:00:00 | 2026-08-28T00:00:00 | 2026-08-28T00:00:00 | 1 | 0 | 1 | 215.86 | 31947.28 | 55944 | USA | N45 | 1501 | ABB INDUSTRIAL CONNECTIONS AND SOLUTIONS | 27511 | PPXT FA BOX-S | 1B PPXT FA INT-S | PUR | PPXT FA INT-S | EA | EA |  | TRUE |  | P | B/W | DAYTON
133959 | 3 | 39 | States | EGAN COMPANY | Hayley Fabian | TRUE | 2026-06-09T00:00:00 | 2026-08-28T00:00:00 | 2026-08-28T00:00:00 | 1 | 0 | 1 | 215.86 | 31947.28 | 55944 | USA | N45 | 1501 | ABB INDUSTRIAL CONNECTIONS AND SOLUTIONS | 27511 | PPXT FA BOX-S | 1B PPXT FA INT-S | PUR | PPXT FA INT-S | EA | EA |  | TRUE |  | P | B/W | DAYTON
133959 | 3 | 40 | States | EGAN COMPANY | Hayley Fabian | TRUE | 2026-06-09T00:00:00 | 2026-08-28T00:00:00 | 2026-08-28T00:00:00 | 1 | 0 | 1 | 215.86 | 31947.28 | 55944 | USA | N45 | 1501 | ABB INDUSTRIAL CONNECTIONS AND SOLUTIONS | 27511 | PPXT FA BOX-S | 1B PPXT FA INT-S | PUR | PPXT FA INT-S | EA | EA |  | TRUE |  | P | B/W | DAYTON
133959 | 3 | 41 | States | EGAN COMPANY | Hayley Fabian | TRUE | 2026-06-09T00:00:00 | 2026-08-28T00:00:00 | 2026-08-28T00:00:00 | 1 | 0 | 1 | 215.86 | 31947.28 | 55944 | USA | N45 | 1501 | ABB INDUSTRIAL CONNECTIONS AND SOLUTIONS | 27511 | PPXT FA BOX-S | 1B PPXT FA INT-S | PUR | PPXT FA INT-S | EA | EA |  | TRUE |  | P | B/W | DAYTON
133959 | 3 | 42 | States | EGAN COMPANY | Hayley Fabian | TRUE | 2026-06-09T00:00:00 | 2026-08-28T00:00:00 | 2026-08-28T00:00:00 | 1 | 0 | 1 | 215.86 | 31947.28 | 55944 | USA | N45 | 1501 | ABB INDUSTRIAL CONNECTIONS AND SOLUTIONS | 27511 | PPXT FA BOX-S | 1B PPXT FA INT-S | PUR | PPXT FA INT-S | EA | EA |  | TRUE |  | P | B/W | DAYTON
133959 | 3 | 43 | States | EGAN COMPANY | Hayley Fabian | TRUE | 2026-06-09T00:00:00 | 2026-08-28T00:00:00 | 2026-08-28T00:00:00 | 1 | 0 | 1 | 215.86 | 31947.28 | 55944 | USA | N45 | 1501 | ABB INDUSTRIAL CONNECTIONS AND SOLUTIONS | 27511 | PPXT FA BOX-S | 1B PPXT FA INT-S | PUR | PPXT FA INT-S | EA | EA |  | TRUE |  | P | B/W | DAYTON
133959 | 3 | 44 | States | EGAN COMPANY | Hayley Fabian | TRUE | 2026-06-09T00:00:00 | 2026-08-28T00:00:00 | 2026-08-28T00:00:00 | 1 | 0 | 1 | 215.86 | 31947.28 | 55944 | USA | N45 | 1501 | ABB INDUSTRIAL CONNECTIONS AND SOLUTIONS | 27511 | PPXT FA BOX-S | 1B PPXT FA INT-S | PUR | PPXT FA INT-S | EA | EA |  | TRUE |  | P | B/W | DAYTON
133959 | 3 | 45 | States | EGAN COMPANY | Hayley Fabian | TRUE | 2026-06-09T00:00:00 | 2026-08-28T00:00:00 | 2026-08-28T00:00:00 | 1 | 0 | 1 | 215.86 | 31947.28 | 55944 | USA | N45 | 1501 | ABB INDUSTRIAL CONNECTIONS AND SOLUTIONS | 27511 | PPXT FA BOX-S | 1B PPXT FA INT-S | PUR | PPXT FA INT-S | EA | EA |  | TRUE |  | P | B/W | DAYTON
133959 | 3 | 46 | States | EGAN COMPANY | Hayley Fabian | TRUE | 2026-06-09T00:00:00 | 2026-08-28T00:00:00 | 2026-08-28T00:00:00 | 1 | 0 | 1 | 215.86 | 31947.28 | 55944 | USA | N45 | 1501 | ABB INDUSTRIAL CONNECTIONS AND SOLUTIONS | 27511 | PPXT FA BOX-S | 1B PPXT FA INT-S | PUR | PPXT FA INT-S | EA | EA |  | TRUE |  | P | B/W | DAYTON
133959 | 3 | 47 | States | EGAN COMPANY | Hayley Fabian | TRUE | 2026-06-09T00:00:00 | 2026-08-28T00:00:00 | 2026-08-28T00:00:00 | 1 | 0 | 1 | 215.86 | 31947.28 | 55944 | USA | N45 | 1501 | ABB INDUSTRIAL CONNECTIONS AND SOLUTIONS | 27511 | PPXT FA BOX-S | 1B PPXT FA INT-S | PUR | PPXT FA INT-S | EA | EA |  | TRUE |  | P | B/W | DAYTON
133959 | 3 | 48 | States | EGAN COMPANY | Hayley Fabian | TRUE | 2026-06-09T00:00:00 | 2026-08-28T00:00:00 | 2026-08-28T00:00:00 | 1 | 0 | 1 | 215.86 | 31947.28 | 55944 | USA | N45 | 1501 | ABB INDUSTRIAL CONNECTIONS AND SOLUTIONS | 27511 | PPXT FA BOX-S | 1B PPXT FA INT-S | PUR | PPXT FA INT-S | EA | EA |  | TRUE |  | P | B/W | DAYTON
133959 | 3 | 49 | States | EGAN COMPANY | Hayley Fabian | TRUE | 2026-06-09T00:00:00 | 2026-08-28T00:00:00 | 2026-08-28T00:00:00 | 1 | 0 | 1 | 215.86 | 31947.28 | 55944 | USA | N45 | 1501 | ABB INDUSTRIAL CONNECTIONS AND SOLUTIONS | 27511 | PPXT FA BOX-S | 1B PPXT FA INT-S | PUR | PPXT FA INT-S | EA | EA |  | TRUE |  | P | B/W | DAYTON
133959 | 3 | 50 | States | EGAN COMPANY | Hayley Fabian | TRUE | 2026-06-09T00:00:00 | 2026-08-28T00:00:00 | 2026-08-28T00:00:00 | 1 | 0 | 1 | 215.86 | 31947.28 | 55944 | USA | N45 | 1501 | ABB INDUSTRIAL CONNECTIONS AND SOLUTIONS | 27511 | PPXT FA BOX-S | 1B PPXT FA INT-S | PUR | PPXT FA INT-S | EA | EA |  | TRUE |  | P | B/W | DAYTON
133959 | 3 | 51 | States | EGAN COMPANY | Hayley Fabian | TRUE | 2026-06-09T00:00:00 | 2026-08-28T00:00:00 | 2026-08-28T00:00:00 | 1 | 0 | 1 | 215.86 | 31947.28 | 55944 | USA | N45 | 1501 | ABB INDUSTRIAL CONNECTIONS AND SOLUTIONS | 27511 | PPXT FA BOX-S | 1B PPXT FA INT-S | PUR | PPXT FA INT-S | EA | EA |  | TRUE |  | P | B/W | DAYTON
133959 | 3 | 52 | States | EGAN COMPANY | Hayley Fabian | TRUE | 2026-06-09T00:00:00 | 2026-08-28T00:00:00 | 2026-08-28T00:00:00 | 1 | 0 | 1 | 215.86 | 31947.28 | 55944 | USA | N45 | 1501 | ABB INDUSTRIAL CONNECTIONS AND SOLUTIONS | 27511 | PPXT FA BOX-S | 1B PPXT FA INT-S | PUR | PPXT FA INT-S | EA | EA |  | TRUE |  | P | B/W | DAYTON
133959 | 3 | 53 | States | EGAN COMPANY | Hayley Fabian | TRUE | 2026-06-09T00:00:00 | 2026-08-28T00:00:00 | 2026-08-28T00:00:00 | 1 | 0 | 1 | 215.86 | 31947.28 | 55944 | USA | N45 | 1501 | ABB INDUSTRIAL CONNECTIONS AND SOLUTIONS | 27511 | PPXT FA BOX-S | 1B PPXT FA INT-S | PUR | PPXT FA INT-S | EA | EA |  | TRUE |  | P | B/W | DAYTON
133959 | 3 | 54 | States | EGAN COMPANY | Hayley Fabian | TRUE | 2026-06-09T00:00:00 | 2026-08-28T00:00:00 | 2026-08-28T00:00:00 | 1 | 0 | 1 | 215.86 | 31947.28 | 55944 | USA | N45 | 1501 | ABB INDUSTRIAL CONNECTIONS AND SOLUTIONS | 27511 | PPXT FA BOX-S | 1B PPXT FA INT-S | PUR | PPXT FA INT-S | EA | EA |  | TRUE |  | P | B/W | DAYTON
133959 | 3 | 55 | States | EGAN COMPANY | Hayley Fabian | TRUE | 2026-06-09T00:00:00 | 2026-08-28T00:00:00 | 2026-08-28T00:00:00 | 1 | 0 | 1 | 215.86 | 31947.28 | 55944 | USA | N45 | 1501 | ABB INDUSTRIAL CONNECTIONS AND SOLUTIONS | 27511 | PPXT FA BOX-S | 1B PPXT FA INT-S | PUR | PPXT FA INT-S | EA | EA |  | TRUE |  | P | B/W | DAYTON
133959 | 3 | 56 | States | EGAN COMPANY | Hayley Fabian | TRUE | 2026-06-09T00:00:00 | 2026-08-28T00:00:00 | 2026-08-28T00:00:00 | 1 | 0 | 1 | 215.86 | 31947.28 | 55944 | USA | N45 | 1501 | ABB INDUSTRIAL CONNECTIONS AND SOLUTIONS | 27511 | PPXT FA BOX-S | 1B PPXT FA INT-S | PUR | PPXT FA INT-S | EA | EA |  | TRUE |  | P | B/W | DAYTON
133959 | 3 | 57 | States | EGAN COMPANY | Hayley Fabian | TRUE | 2026-06-09T00:00:00 | 2026-08-28T00:00:00 | 2026-08-28T00:00:00 | 1 | 0 | 1 | 215.86 | 31947.28 | 55944 | USA | N45 | 1501 | ABB INDUSTRIAL CONNECTIONS AND SOLUTIONS | 27511 | PPXT FA BOX-S | 1B PPXT FA INT-S | PUR | PPXT FA INT-S | EA | EA |  | TRUE |  | P | B/W | DAYTON
133959 | 3 | 58 | States | EGAN COMPANY | Hayley Fabian | TRUE | 2026-06-09T00:00:00 | 2026-08-28T00:00:00 | 2026-08-28T00:00:00 | 1 | 0 | 1 | 215.86 | 31947.28 | 55944 | USA | N45 | 1501 | ABB INDUSTRIAL CONNECTIONS AND SOLUTIONS | 27511 | PPXT FA BOX-S | 1B PPXT FA INT-S | PUR | PPXT FA INT-S | EA | EA |  | TRUE |  | P | B/W | DAYTON
133959 | 3 | 59 | States | EGAN COMPANY | Hayley Fabian | TRUE | 2026-06-09T00:00:00 | 2026-08-28T00:00:00 | 2026-08-28T00:00:00 | 1 | 0 | 1 | 215.86 | 31947.28 | 55944 | USA | N45 | 1501 | ABB INDUSTRIAL CONNECTIONS AND SOLUTIONS | 27511 | PPXT FA BOX-S | 1B PPXT FA INT-S | PUR | PPXT FA INT-S | EA | EA |  | TRUE |  | P | B/W | DAYTON
133959 | 3 | 60 | States | EGAN COMPANY | Hayley Fabian | TRUE | 2026-06-09T00:00:00 | 2026-08-28T00:00:00 | 2026-08-28T00:00:00 | 1 | 0 | 1 | 215.86 | 31947.28 | 55944 | USA | N45 | 1501 | ABB INDUSTRIAL CONNECTIONS AND SOLUTIONS | 27511 | PPXT FA BOX-S | 1B PPXT FA INT-S | PUR | PPXT FA INT-S | EA | EA |  | TRUE |  | P | B/W | DAYTON
133959 | 3 | 61 | States | EGAN COMPANY | Hayley Fabian | TRUE | 2026-06-09T00:00:00 | 2026-08-28T00:00:00 | 2026-08-28T00:00:00 | 1 | 0 | 1 | 215.86 | 31947.28 | 55944 | USA | N45 | 1501 | ABB INDUSTRIAL CONNECTIONS AND SOLUTIONS | 27511 | PPXT FA BOX-S | 1B PPXT FA INT-S | PUR | PPXT FA INT-S | EA | EA |  | TRUE |  | P | B/W | DAYTON
133959 | 3 | 62 | States | EGAN COMPANY | Hayley Fabian | TRUE | 2026-06-09T00:00:00 | 2026-08-28T00:00:00 | 2026-08-28T00:00:00 | 1 | 0 | 1 | 215.86 | 31947.28 | 55944 | USA | N45 | 1501 | ABB INDUSTRIAL CONNECTIONS AND SOLUTIONS | 27511 | PPXT FA BOX-S | 1B PPXT FA INT-S | PUR | PPXT FA INT-S | EA | EA |  | TRUE |  | P | B/W | DAYTON
133959 | 3 | 63 | States | EGAN COMPANY | Hayley Fabian | TRUE | 2026-06-09T00:00:00 | 2026-08-28T00:00:00 | 2026-08-28T00:00:00 | 1 | 0 | 1 | 215.86 | 31947.28 | 55944 | USA | N45 | 1501 | ABB INDUSTRIAL CONNECTIONS AND SOLUTIONS | 27511 | PPXT FA BOX-S | 1B PPXT FA INT-S | PUR | PPXT FA INT-S | EA | EA |  | TRUE |  | P | B/W | DAYTON
133959 | 3 | 64 | States | EGAN COMPANY | Hayley Fabian | TRUE | 2026-06-09T00:00:00 | 2026-09-29T00:00:00 | 2026-09-29T00:00:00 | 1 | 0 | 1 | 215.86 | 31947.28 | 55944 | USA | N45 | 1501 | ABB INDUSTRIAL CONNECTIONS AND SOLUTIONS | 27511 | PPXT FA BOX-S | 1B PPXT FA INT-S | PUR | PPXT FA INT-S | EA | EA |  | TRUE |  | P | B/W | DAYTON
133959 | 3 | 65 | States | EGAN COMPANY | Hayley Fabian | TRUE | 2026-06-09T00:00:00 | 2026-09-29T00:00:00 | 2026-09-29T00:00:00 | 1 | 0 | 1 | 215.86 | 31947.28 | 55944 | USA | N45 | 1501 | ABB INDUSTRIAL CONNECTIONS AND SOLUTIONS | 27511 | PPXT FA BOX-S | 1B PPXT FA INT-S | PUR | PPXT FA INT-S | EA | EA |  | TRUE |  | P | B/W | DAYTON
133959 | 3 | 66 | States | EGAN COMPANY | Hayley Fabian | TRUE | 2026-06-09T00:00:00 | 2026-09-29T00:00:00 | 2026-09-29T00:00:00 | 1 | 0 | 1 | 215.86 | 31947.28 | 55944 | USA | N45 | 1501 | ABB INDUSTRIAL CONNECTIONS AND SOLUTIONS | 27511 | PPXT FA BOX-S | 1B PPXT FA INT-S | PUR | PPXT FA INT-S | EA | EA |  | TRUE |  | P | B/W | DAYTON
133959 | 3 | 67 | States | EGAN COMPANY | Hayley Fabian | TRUE | 2026-06-09T00:00:00 | 2026-09-29T00:00:00 | 2026-09-29T00:00:00 | 1 | 0 | 1 | 215.86 | 31947.28 | 55944 | USA | N45 | 1501 | ABB INDUSTRIAL CONNECTIONS AND SOLUTIONS | 27511 | PPXT FA BOX-S | 1B PPXT FA INT-S | PUR | PPXT FA INT-S | EA | EA |  | TRUE |  | P | B/W | DAYTON
133959 | 3 | 68 | States | EGAN COMPANY | Hayley Fabian | TRUE | 2026-06-09T00:00:00 | 2026-09-29T00:00:00 | 2026-09-29T00:00:00 | 1 | 0 | 1 | 215.86 | 31947.28 | 55944 | USA | N45 | 1501 | ABB INDUSTRIAL CONNECTIONS AND SOLUTIONS | 27511 | PPXT FA BOX-S | 1B PPXT FA INT-S | PUR | PPXT FA INT-S | EA | EA |  | TRUE |  | P | B/W | DAYTON
133959 | 3 | 69 | States | EGAN COMPANY | Hayley Fabian | TRUE | 2026-06-09T00:00:00 | 2026-09-29T00:00:00 | 2026-09-29T00:00:00 | 1 | 0 | 1 | 215.86 | 31947.28 | 55944 | USA | N45 | 1501 | ABB INDUSTRIAL CONNECTIONS AND SOLUTIONS | 27511 | PPXT FA BOX-S | 1B PPXT FA INT-S | PUR | PPXT FA INT-S | EA | EA |  | TRUE |  | P | B/W | DAYTON
133959 | 3 | 70 | States | EGAN COMPANY | Hayley Fabian | TRUE | 2026-06-09T00:00:00 | 2026-09-29T00:00:00 | 2026-09-29T00:00:00 | 1 | 0 | 1 | 215.86 | 31947.28 | 55944 | USA | N45 | 1501 | ABB INDUSTRIAL CONNECTIONS AND SOLUTIONS | 27511 | PPXT FA BOX-S | 1B PPXT FA INT-S | PUR | PPXT FA INT-S | EA | EA |  | TRUE |  | P | B/W | DAYTON
133959 | 3 | 71 | States | EGAN COMPANY | Hayley Fabian | TRUE | 2026-06-09T00:00:00 | 2026-09-29T00:00:00 | 2026-09-29T00:00:00 | 1 | 0 | 1 | 215.86 | 31947.28 | 55944 | USA | N45 | 1501 | ABB INDUSTRIAL CONNECTIONS AND SOLUTIONS | 27511 | PPXT FA BOX-S | 1B PPXT FA INT-S | PUR | PPXT FA INT-S | EA | EA |  | TRUE |  | P | B/W | DAYTON
133959 | 3 | 72 | States | EGAN COMPANY | Hayley Fabian | TRUE | 2026-06-09T00:00:00 | 2026-09-29T00:00:00 | 2026-09-29T00:00:00 | 1 | 0 | 1 | 215.86 | 31947.28 | 55944 | USA | N45 | 1501 | ABB INDUSTRIAL CONNECTIONS AND SOLUTIONS | 27511 | PPXT FA BOX-S | 1B PPXT FA INT-S | PUR | PPXT FA INT-S | EA | EA |  | TRUE |  | P | B/W | DAYTON
133959 | 3 | 73 | States | EGAN COMPANY | Hayley Fabian | TRUE | 2026-06-09T00:00:00 | 2026-09-29T00:00:00 | 2026-09-29T00:00:00 | 1 | 0 | 1 | 215.86 | 31947.28 | 55944 | USA | N45 | 1501 | ABB INDUSTRIAL CONNECTIONS AND SOLUTIONS | 27511 | PPXT FA BOX-S | 1B PPXT FA INT-S | PUR | PPXT FA INT-S | EA | EA |  | TRUE |  | P | B/W | DAYTON
133959 | 3 | 74 | States | EGAN COMPANY | Hayley Fabian | TRUE | 2026-06-09T00:00:00 | 2026-09-29T00:00:00 | 2026-09-29T00:00:00 | 1 | 0 | 1 | 215.86 | 31947.28 | 55944 | USA | N45 | 1501 | ABB INDUSTRIAL CONNECTIONS AND SOLUTIONS | 27511 | PPXT FA BOX-S | 1B PPXT FA INT-S | PUR | PPXT FA INT-S | EA | EA |  | TRUE |  | P | B/W | DAYTON
133959 | 3 | 75 | States | EGAN COMPANY | Hayley Fabian | TRUE | 2026-06-09T00:00:00 | 2026-09-29T00:00:00 | 2026-09-29T00:00:00 | 1 | 0 | 1 | 215.86 | 31947.28 | 55944 | USA | N45 | 1501 | ABB INDUSTRIAL CONNECTIONS AND SOLUTIONS | 27511 | PPXT FA BOX-S | 1B PPXT FA INT-S | PUR | PPXT FA INT-S | EA | EA |  | TRUE |  | P | B/W | DAYTON
133959 | 3 | 76 | States | EGAN COMPANY | Hayley Fabian | TRUE | 2026-06-09T00:00:00 | 2026-09-29T00:00:00 | 2026-09-29T00:00:00 | 1 | 0 | 1 | 215.86 | 31947.28 | 55944 | USA | N45 | 1501 | ABB INDUSTRIAL CONNECTIONS AND SOLUTIONS | 27511 | PPXT FA BOX-S | 1B PPXT FA INT-S | PUR | PPXT FA INT-S | EA | EA |  | TRUE |  | P | B/W | DAYTON
133959 | 3 | 77 | States | EGAN COMPANY | Hayley Fabian | TRUE | 2026-06-09T00:00:00 | 2026-09-29T00:00:00 | 2026-09-29T00:00:00 | 1 | 0 | 1 | 215.86 | 31947.28 | 55944 | USA | N45 | 1501 | ABB INDUSTRIAL CONNECTIONS AND SOLUTIONS | 27511 | PPXT FA BOX-S | 1B PPXT FA INT-S | PUR | PPXT FA INT-S | EA | EA |  | TRUE |  | P | B/W | DAYTON
133959 | 3 | 78 | States | EGAN COMPANY | Hayley Fabian | TRUE | 2026-06-09T00:00:00 | 2026-09-29T00:00:00 | 2026-09-29T00:00:00 | 1 | 0 | 1 | 215.86 | 31947.28 | 55944 | USA | N45 | 1501 | ABB INDUSTRIAL CONNECTIONS AND SOLUTIONS | 27511 | PPXT FA BOX-S | 1B PPXT FA INT-S | PUR | PPXT FA INT-S | EA | EA |  | TRUE |  | P | B/W | DAYTON
133959 | 3 | 79 | States | EGAN COMPANY | Hayley Fabian | TRUE | 2026-06-09T00:00:00 | 2026-09-29T00:00:00 | 2026-09-29T00:00:00 | 1 | 0 | 1 | 215.86 | 31947.28 | 55944 | USA | N45 | 1501 | ABB INDUSTRIAL CONNECTIONS AND SOLUTIONS | 27511 | PPXT FA BOX-S | 1B PPXT FA INT-S | PUR | PPXT FA INT-S | EA | EA |  | TRUE |  | P | B/W | DAYTON
133959 | 3 | 80 | States | EGAN COMPANY | Hayley Fabian | TRUE | 2026-06-09T00:00:00 | 2026-09-29T00:00:00 | 2026-09-29T00:00:00 | 1 | 0 | 1 | 215.86 | 31947.28 | 55944 | USA | N45 | 1501 | ABB INDUSTRIAL CONNECTIONS AND SOLUTIONS | 27511 | PPXT FA BOX-S | 1B PPXT FA INT-S | PUR | PPXT FA INT-S | EA | EA |  | TRUE |  | P | B/W | DAYTON
133959 | 3 | 81 | States | EGAN COMPANY | Hayley Fabian | TRUE | 2026-06-09T00:00:00 | 2026-09-29T00:00:00 | 2026-09-29T00:00:00 | 1 | 0 | 1 | 215.86 | 31947.28 | 55944 | USA | N45 | 1501 | ABB INDUSTRIAL CONNECTIONS AND SOLUTIONS | 27511 | PPXT FA BOX-S | 1B PPXT FA INT-S | PUR | PPXT FA INT-S | EA | EA |  | TRUE |  | P | B/W | DAYTON
133959 | 3 | 82 | States | EGAN COMPANY | Hayley Fabian | TRUE | 2026-06-09T00:00:00 | 2026-09-29T00:00:00 | 2026-09-29T00:00:00 | 1 | 0 | 1 | 215.86 | 31947.28 | 55944 | USA | N45 | 1501 | ABB INDUSTRIAL CONNECTIONS AND SOLUTIONS | 27511 | PPXT FA BOX-S | 1B PPXT FA INT-S | PUR | PPXT FA INT-S | EA | EA |  | TRUE |  | P | B/W | DAYTON
133959 | 3 | 83 | States | EGAN COMPANY | Hayley Fabian | TRUE | 2026-06-09T00:00:00 | 2026-09-29T00:00:00 | 2026-09-29T00:00:00 | 1 | 0 | 1 | 215.86 | 31947.28 | 55944 | USA | N45 | 1501 | ABB INDUSTRIAL CONNECTIONS AND SOLUTIONS | 27511 | PPXT FA BOX-S | 1B PPXT FA INT-S | PUR | PPXT FA INT-S | EA | EA |  | TRUE |  | P | B/W | DAYTON
133959 | 3 | 84 | States | EGAN COMPANY | Hayley Fabian | TRUE | 2026-06-09T00:00:00 | 2026-09-29T00:00:00 | 2026-09-29T00:00:00 | 1 | 0 | 1 | 215.86 | 31947.28 | 55944 | USA | N45 | 1501 | ABB INDUSTRIAL CONNECTIONS AND SOLUTIONS | 27511 | PPXT FA BOX-S | 1B PPXT FA INT-S | PUR | PPXT FA INT-S | EA | EA |  | TRUE |  | P | B/W | DAYTON
133959 | 3 | 85 | States | EGAN COMPANY | Hayley Fabian | TRUE | 2026-06-09T00:00:00 | 2026-09-29T00:00:00 | 2026-09-29T00:00:00 | 1 | 0 | 1 | 215.86 | 31947.28 | 55944 | USA | N45 | 1501 | ABB INDUSTRIAL CONNECTIONS AND SOLUTIONS | 27511 | PPXT FA BOX-S | 1B PPXT FA INT-S | PUR | PPXT FA INT-S | EA | EA |  | TRUE |  | P | B/W | DAYTON
133959 | 3 | 86 | States | EGAN COMPANY | Hayley Fabian | TRUE | 2026-06-09T00:00:00 | 2026-09-29T00:00:00 | 2026-09-29T00:00:00 | 1 | 0 | 1 | 215.86 | 31947.28 | 55944 | USA | N45 | 1501 | ABB INDUSTRIAL CONNECTIONS AND SOLUTIONS | 27511 | PPXT FA BOX-S | 1B PPXT FA INT-S | PUR | PPXT FA INT-S | EA | EA |  | TRUE |  | P | B/W | DAYTON
133959 | 3 | 87 | States | EGAN COMPANY | Hayley Fabian | TRUE | 2026-06-09T00:00:00 | 2026-09-29T00:00:00 | 2026-09-29T00:00:00 | 1 | 0 | 1 | 215.86 | 31947.28 | 55944 | USA | N45 | 1501 | ABB INDUSTRIAL CONNECTIONS AND SOLUTIONS | 27511 | PPXT FA BOX-S | 1B PPXT FA INT-S | PUR | PPXT FA INT-S | EA | EA |  | TRUE |  | P | B/W | DAYTON
133959 | 3 | 88 | States | EGAN COMPANY | Hayley Fabian | TRUE | 2026-06-09T00:00:00 | 2026-09-29T00:00:00 | 2026-12-29T00:00:00 | 1 | 0 | 1 | 215.86 | 31947.28 | 55944 | USA | N45 | 1501 | ABB INDUSTRIAL CONNECTIONS AND SOLUTIONS | 27511 | PPXT FA BOX-S | 1B PPXT FA INT-S | PUR | PPXT FA INT-S | EA | EA |  | TRUE |  | P | B/W | DAYTON
133959 | 3 | 89 | States | EGAN COMPANY | Hayley Fabian | TRUE | 2026-06-09T00:00:00 | 2026-09-29T00:00:00 | 2026-09-29T00:00:00 | 1 | 0 | 1 | 215.86 | 31947.28 | 55944 | USA | N45 | 1501 | ABB INDUSTRIAL CONNECTIONS AND SOLUTIONS | 27511 | PPXT FA BOX-S | 1B PPXT FA INT-S | PUR | PPXT FA INT-S | EA | EA |  | TRUE |  | P | B/W | DAYTON
133959 | 3 | 90 | States | EGAN COMPANY | Hayley Fabian | TRUE | 2026-06-09T00:00:00 | 2026-09-29T00:00:00 | 2026-09-29T00:00:00 | 1 | 0 | 1 | 215.86 | 31947.28 | 55944 | USA | N45 | 1501 | ABB INDUSTRIAL CONNECTIONS AND SOLUTIONS | 27511 | PPXT FA BOX-S | 1B PPXT FA INT-S | PUR | PPXT FA INT-S | EA | EA |  | TRUE |  | P | B/W | DAYTON
133959 | 3 | 91 | States | EGAN COMPANY | Hayley Fabian | TRUE | 2026-06-09T00:00:00 | 2026-09-29T00:00:00 | 2026-09-29T00:00:00 | 1 | 0 | 1 | 215.86 | 31947.28 | 55944 | USA | N45 | 1501 | ABB INDUSTRIAL CONNECTIONS AND SOLUTIONS | 27511 | PPXT FA BOX-S | 1B PPXT FA INT-S | PUR | PPXT FA INT-S | EA | EA |  | TRUE |  | P | B/W | DAYTON
133959 | 3 | 92 | States | EGAN COMPANY | Hayley Fabian | TRUE | 2026-06-09T00:00:00 | 2026-10-29T00:00:00 | 2026-10-29T00:00:00 | 1 | 0 | 1 | 215.86 | 31947.28 | 55944 | USA | N45 | 1501 | ABB INDUSTRIAL CONNECTIONS AND SOLUTIONS | 27511 | PPXT FA BOX-S | 1B PPXT FA INT-S | PUR | PPXT FA INT-S | EA | EA |  | TRUE |  | P | B/W | DAYTON
133959 | 3 | 93 | States | EGAN COMPANY | Hayley Fabian | TRUE | 2026-06-09T00:00:00 | 2026-10-29T00:00:00 | 2026-10-29T00:00:00 | 1 | 0 | 1 | 215.86 | 31947.28 | 55944 | USA | N45 | 1501 | ABB INDUSTRIAL CONNECTIONS AND SOLUTIONS | 27511 | PPXT FA BOX-S | 1B PPXT FA INT-S | PUR | PPXT FA INT-S | EA | EA |  | TRUE |  | P | B/W | DAYTON
133959 | 3 | 94 | States | EGAN COMPANY | Hayley Fabian | TRUE | 2026-06-09T00:00:00 | 2026-10-29T00:00:00 | 2026-10-29T00:00:00 | 1 | 0 | 1 | 215.86 | 31947.28 | 55944 | USA | N45 | 1501 | ABB INDUSTRIAL CONNECTIONS AND SOLUTIONS | 27511 | PPXT FA BOX-S | 1B PPXT FA INT-S | PUR | PPXT FA INT-S | EA | EA |  | TRUE |  | P | B/W | DAYTON
133959 | 3 | 95 | States | EGAN COMPANY | Hayley Fabian | TRUE | 2026-06-09T00:00:00 | 2026-10-29T00:00:00 | 2026-10-29T00:00:00 | 1 | 0 | 1 | 215.86 | 31947.28 | 55944 | USA | N45 | 1501 | ABB INDUSTRIAL CONNECTIONS AND SOLUTIONS | 27511 | PPXT FA BOX-S | 1B PPXT FA INT-S | PUR | PPXT FA INT-S | EA | EA |  | TRUE |  | P | B/W | DAYTON
133959 | 3 | 96 | States | EGAN COMPANY | Hayley Fabian | TRUE | 2026-06-09T00:00:00 | 2026-10-29T00:00:00 | 2026-10-29T00:00:00 | 1 | 0 | 1 | 215.86 | 31947.28 | 55944 | USA | N45 | 1501 | ABB INDUSTRIAL CONNECTIONS AND SOLUTIONS | 27511 | PPXT FA BOX-S | 1B PPXT FA INT-S | PUR | PPXT FA INT-S | EA | EA |  | TRUE |  | P | B/W | DAYTON
133959 | 3 | 97 | States | EGAN COMPANY | Hayley Fabian | TRUE | 2026-06-09T00:00:00 | 2026-10-29T00:00:00 | 2026-10-29T00:00:00 | 1 | 0 | 1 | 215.86 | 31947.28 | 55944 | USA | N45 | 1501 | ABB INDUSTRIAL CONNECTIONS AND SOLUTIONS | 27511 | PPXT FA BOX-S | 1B PPXT FA INT-S | PUR | PPXT FA INT-S | EA | EA |  | TRUE |  | P | B/W | DAYTON
133959 | 3 | 98 | States | EGAN COMPANY | Hayley Fabian | TRUE | 2026-06-09T00:00:00 | 2026-10-29T00:00:00 | 2026-10-29T00:00:00 | 1 | 0 | 1 | 215.86 | 31947.28 | 55944 | USA | N45 | 1501 | ABB INDUSTRIAL CONNECTIONS AND SOLUTIONS | 27511 | PPXT FA BOX-S | 1B PPXT FA INT-S | PUR | PPXT FA INT-S | EA | EA |  | TRUE |  | P | B/W | DAYTON
133959 | 3 | 99 | States | EGAN COMPANY | Hayley Fabian | TRUE | 2026-06-09T00:00:00 | 2026-10-29T00:00:00 | 2026-10-29T00:00:00 | 1 | 0 | 1 | 215.86 | 31947.28 | 55944 | USA | N45 | 1501 | ABB INDUSTRIAL CONNECTIONS AND SOLUTIONS | 27511 | PPXT FA BOX-S | 1B PPXT FA INT-S | PUR | PPXT FA INT-S | EA | EA |  | TRUE |  | P | B/W | DAYTON
133959 | 3 | 100 | States | EGAN COMPANY | Hayley Fabian | TRUE | 2026-06-09T00:00:00 | 2026-10-29T00:00:00 | 2026-10-29T00:00:00 | 1 | 0 | 1 | 215.86 | 31947.28 | 55944 | USA | N45 | 1501 | ABB INDUSTRIAL CONNECTIONS AND SOLUTIONS | 27511 | PPXT FA BOX-S | 1B PPXT FA INT-S | PUR | PPXT FA INT-S | EA | EA |  | TRUE |  | P | B/W | DAYTON
133959 | 3 | 101 | States | EGAN COMPANY | Hayley Fabian | TRUE | 2026-06-09T00:00:00 | 2026-10-29T00:00:00 | 2026-10-29T00:00:00 | 1 | 0 | 1 | 215.86 | 31947.28 | 55944 | USA | N45 | 1501 | ABB INDUSTRIAL CONNECTIONS AND SOLUTIONS | 27511 | PPXT FA BOX-S | 1B PPXT FA INT-S | PUR | PPXT FA INT-S | EA | EA |  | TRUE |  | P | B/W | DAYTON
133959 | 3 | 102 | States | EGAN COMPANY | Hayley Fabian | TRUE | 2026-06-09T00:00:00 | 2026-10-29T00:00:00 | 2026-10-29T00:00:00 | 1 | 0 | 1 | 215.86 | 31947.28 | 55944 | USA | N45 | 1501 | ABB INDUSTRIAL CONNECTIONS AND SOLUTIONS | 27511 | PPXT FA BOX-S | 1B PPXT FA INT-S | PUR | PPXT FA INT-S | EA | EA |  | TRUE |  | P | B/W | DAYTON
133959 | 3 | 103 | States | EGAN COMPANY | Hayley Fabian | TRUE | 2026-06-09T00:00:00 | 2026-10-29T00:00:00 | 2026-10-29T00:00:00 | 1 | 0 | 1 | 215.86 | 31947.28 | 55944 | USA | N45 | 1501 | ABB INDUSTRIAL CONNECTIONS AND SOLUTIONS | 27511 | PPXT FA BOX-S | 1B PPXT FA INT-S | PUR | PPXT FA INT-S | EA | EA |  | TRUE |  | P | B/W | DAYTON
133959 | 3 | 104 | States | EGAN COMPANY | Hayley Fabian | TRUE | 2026-06-09T00:00:00 | 2026-10-29T00:00:00 | 2026-10-29T00:00:00 | 1 | 0 | 1 | 215.86 | 31947.28 | 55944 | USA | N45 | 1501 | ABB INDUSTRIAL CONNECTIONS AND SOLUTIONS | 27511 | PPXT FA BOX-S | 1B PPXT FA INT-S | PUR | PPXT FA INT-S | EA | EA |  | TRUE |  | P | B/W | DAYTON
133959 | 3 | 105 | States | EGAN COMPANY | Hayley Fabian | TRUE | 2026-06-09T00:00:00 | 2026-10-29T00:00:00 | 2026-10-29T00:00:00 | 1 | 0 | 1 | 215.86 | 31947.28 | 55944 | USA | N45 | 1501 | ABB INDUSTRIAL CONNECTIONS AND SOLUTIONS | 27511 | PPXT FA BOX-S | 1B PPXT FA INT-S | PUR | PPXT FA INT-S | EA | EA |  | TRUE |  | P | B/W | DAYTON
133959 | 3 | 106 | States | EGAN COMPANY | Hayley Fabian | TRUE | 2026-06-09T00:00:00 | 2026-10-29T00:00:00 | 2026-10-29T00:00:00 | 1 | 0 | 1 | 215.86 | 31947.28 | 55944 | USA | N45 | 1501 | ABB INDUSTRIAL CONNECTIONS AND SOLUTIONS | 27511 | PPXT FA BOX-S | 1B PPXT FA INT-S | PUR | PPXT FA INT-S | EA | EA |  | TRUE |  | P | B/W | DAYTON
133959 | 3 | 107 | States | EGAN COMPANY | Hayley Fabian | TRUE | 2026-06-09T00:00:00 | 2026-10-29T00:00:00 | 2026-10-29T00:00:00 | 1 | 0 | 1 | 215.86 | 31947.28 | 55944 | USA | N45 | 1501 | ABB INDUSTRIAL CONNECTIONS AND SOLUTIONS | 27511 | PPXT FA BOX-S | 1B PPXT FA INT-S | PUR | PPXT FA INT-S | EA | EA |  | TRUE |  | P | B/W | DAYTON
133959 | 3 | 108 | States | EGAN COMPANY | Hayley Fabian | TRUE | 2026-06-09T00:00:00 | 2026-10-29T00:00:00 | 2026-10-29T00:00:00 | 1 | 0 | 1 | 215.86 | 31947.28 | 55944 | USA | N45 | 1501 | ABB INDUSTRIAL CONNECTIONS AND SOLUTIONS | 27511 | PPXT FA BOX-S | 1B PPXT FA INT-S | PUR | PPXT FA INT-S | EA | EA |  | TRUE |  | P | B/W | DAYTON
133959 | 3 | 109 | States | EGAN COMPANY | Hayley Fabian | TRUE | 2026-06-09T00:00:00 | 2026-10-29T00:00:00 | 2026-10-29T00:00:00 | 1 | 0 | 1 | 215.86 | 31947.28 | 55944 | USA | N45 | 1501 | ABB INDUSTRIAL CONNECTIONS AND SOLUTIONS | 27511 | PPXT FA BOX-S | 1B PPXT FA INT-S | PUR | PPXT FA INT-S | EA | EA |  | TRUE |  | P | B/W | DAYTON
133959 | 3 | 110 | States | EGAN COMPANY | Hayley Fabian | TRUE | 2026-06-09T00:00:00 | 2026-10-29T00:00:00 | 2026-10-29T00:00:00 | 1 | 0 | 1 | 215.86 | 31947.28 | 55944 | USA | N45 | 1501 | ABB INDUSTRIAL CONNECTIONS AND SOLUTIONS | 27511 | PPXT FA BOX-S | 1B PPXT FA INT-S | PUR | PPXT FA INT-S | EA | EA |  | TRUE |  | P | B/W | DAYTON
133959 | 3 | 111 | States | EGAN COMPANY | Hayley Fabian | TRUE | 2026-06-09T00:00:00 | 2026-10-29T00:00:00 | 2026-10-29T00:00:00 | 1 | 0 | 1 | 215.86 | 31947.28 | 55944 | USA | N45 | 1501 | ABB INDUSTRIAL CONNECTIONS AND SOLUTIONS | 27511 | PPXT FA BOX-S | 1B PPXT FA INT-S | PUR | PPXT FA INT-S | EA | EA |  | TRUE |  | P | B/W | DAYTON
133959 | 3 | 112 | States | EGAN COMPANY | Hayley Fabian | TRUE | 2026-06-09T00:00:00 | 2026-10-29T00:00:00 | 2026-10-29T00:00:00 | 1 | 0 | 1 | 215.86 | 31947.28 | 55944 | USA | N45 | 1501 | ABB INDUSTRIAL CONNECTIONS AND SOLUTIONS | 27511 | PPXT FA BOX-S | 1B PPXT FA INT-S | PUR | PPXT FA INT-S | EA | EA |  | TRUE |  | P | B/W | DAYTON
133959 | 3 | 113 | States | EGAN COMPANY | Hayley Fabian | TRUE | 2026-06-09T00:00:00 | 2026-10-29T00:00:00 | 2026-10-29T00:00:00 | 1 | 0 | 1 | 215.86 | 31947.28 | 55944 | USA | N45 | 1501 | ABB INDUSTRIAL CONNECTIONS AND SOLUTIONS | 27511 | PPXT FA BOX-S | 1B PPXT FA INT-S | PUR | PPXT FA INT-S | EA | EA |  | TRUE |  | P | B/W | DAYTON
133959 | 3 | 114 | States | EGAN COMPANY | Hayley Fabian | TRUE | 2026-06-09T00:00:00 | 2026-10-29T00:00:00 | 2026-10-29T00:00:00 | 1 | 0 | 1 | 215.86 | 31947.28 | 55944 | USA | N45 | 1501 | ABB INDUSTRIAL CONNECTIONS AND SOLUTIONS | 27511 | PPXT FA BOX-S | 1B PPXT FA INT-S | PUR | PPXT FA INT-S | EA | EA |  | TRUE |  | P | B/W | DAYTON
133959 | 3 | 115 | States | EGAN COMPANY | Hayley Fabian | TRUE | 2026-06-09T00:00:00 | 2026-10-29T00:00:00 | 2026-10-29T00:00:00 | 1 | 0 | 1 | 215.86 | 31947.28 | 55944 | USA | N45 | 1501 | ABB INDUSTRIAL CONNECTIONS AND SOLUTIONS | 27511 | PPXT FA BOX-S | 1B PPXT FA INT-S | PUR | PPXT FA INT-S | EA | EA |  | TRUE |  | P | B/W | DAYTON
133959 | 3 | 116 | States | EGAN COMPANY | Hayley Fabian | TRUE | 2026-06-09T00:00:00 | 2026-10-29T00:00:00 | 2026-10-29T00:00:00 | 1 | 0 | 1 | 215.86 | 31947.28 | 55944 | USA | N45 | 1501 | ABB INDUSTRIAL CONNECTIONS AND SOLUTIONS | 27511 | PPXT FA BOX-S | 1B PPXT FA INT-S | PUR | PPXT FA INT-S | EA | EA |  | TRUE |  | P | B/W | DAYTON
133959 | 3 | 117 | States | EGAN COMPANY | Hayley Fabian | TRUE | 2026-06-09T00:00:00 | 2026-10-29T00:00:00 | 2026-10-29T00:00:00 | 1 | 0 | 1 | 215.86 | 31947.28 | 55944 | USA | N45 | 1501 | ABB INDUSTRIAL CONNECTIONS AND SOLUTIONS | 27511 | PPXT FA BOX-S | 1B PPXT FA INT-S | PUR | PPXT FA INT-S | EA | EA |  | TRUE |  | P | B/W | DAYTON
133959 | 3 | 118 | States | EGAN COMPANY | Hayley Fabian | TRUE | 2026-06-09T00:00:00 | 2026-10-29T00:00:00 | 2026-10-29T00:00:00 | 1 | 0 | 1 | 215.86 | 31947.28 | 55944 | USA | N45 | 1501 | ABB INDUSTRIAL CONNECTIONS AND SOLUTIONS | 27511 | PPXT FA BOX-S | 1B PPXT FA INT-S | PUR | PPXT FA INT-S | EA | EA |  | TRUE |  | P | B/W | DAYTON
133959 | 3 | 119 | States | EGAN COMPANY | Hayley Fabian | TRUE | 2026-06-09T00:00:00 | 2026-10-29T00:00:00 | 2026-10-29T00:00:00 | 1 | 0 | 1 | 215.86 | 31947.28 | 55944 | USA | N45 | 1501 | ABB INDUSTRIAL CONNECTIONS AND SOLUTIONS | 27511 | PPXT FA BOX-S | 1B PPXT FA INT-S | PUR | PPXT FA INT-S | EA | EA |  | TRUE |  | P | B/W | DAYTON
133959 | 3 | 120 | States | EGAN COMPANY | Hayley Fabian | TRUE | 2026-06-09T00:00:00 | 2026-10-29T00:00:00 | 2026-10-29T00:00:00 | 1 | 0 | 1 | 215.86 | 31947.28 | 55944 | USA | N45 | 1501 | ABB INDUSTRIAL CONNECTIONS AND SOLUTIONS | 27511 | PPXT FA BOX-S | 1B PPXT FA INT-S | PUR | PPXT FA INT-S | EA | EA |  | TRUE |  | P | B/W | DAYTON
133959 | 3 | 121 | States | EGAN COMPANY | Hayley Fabian | TRUE | 2026-06-09T00:00:00 | 2026-10-29T00:00:00 | 2026-10-29T00:00:00 | 1 | 0 | 1 | 215.86 | 31947.28 | 55944 | USA | N45 | 1501 | ABB INDUSTRIAL CONNECTIONS AND SOLUTIONS | 27511 | PPXT FA BOX-S | 1B PPXT FA INT-S | PUR | PPXT FA INT-S | EA | EA |  | TRUE |  | P | B/W | DAYTON
133959 | 3 | 122 | States | EGAN COMPANY | Hayley Fabian | TRUE | 2026-06-09T00:00:00 | 2026-10-29T00:00:00 | 2026-10-29T00:00:00 | 1 | 0 | 1 | 215.86 | 31947.28 | 55944 | USA | N45 | 1501 | ABB INDUSTRIAL CONNECTIONS AND SOLUTIONS | 27511 | PPXT FA BOX-S | 1B PPXT FA INT-S | PUR | PPXT FA INT-S | EA | EA |  | TRUE |  | P | B/W | DAYTON
133959 | 3 | 123 | States | EGAN COMPANY | Hayley Fabian | TRUE | 2026-06-09T00:00:00 | 2026-10-29T00:00:00 | 2026-10-29T00:00:00 | 1 | 0 | 1 | 215.86 | 31947.28 | 55944 | USA | N45 | 1501 | ABB INDUSTRIAL CONNECTIONS AND SOLUTIONS | 27511 | PPXT FA BOX-S | 1B PPXT FA INT-S | PUR | PPXT FA INT-S | EA | EA |  | TRUE |  | P | B/W | DAYTON
133959 | 3 | 124 | States | EGAN COMPANY | Hayley Fabian | TRUE | 2026-06-09T00:00:00 | 2026-10-29T00:00:00 | 2026-10-29T00:00:00 | 1 | 0 | 1 | 215.86 | 31947.28 | 55944 | USA | N45 | 1501 | ABB INDUSTRIAL CONNECTIONS AND SOLUTIONS | 27511 | PPXT FA BOX-S | 1B PPXT FA INT-S | PUR | PPXT FA INT-S | EA | EA |  | TRUE |  | P | B/W | DAYTON
133959 | 3 | 125 | States | EGAN COMPANY | Hayley Fabian | TRUE | 2026-06-09T00:00:00 | 2026-10-29T00:00:00 | 2026-10-29T00:00:00 | 1 | 0 | 1 | 215.86 | 31947.28 | 55944 | USA | N45 | 1501 | ABB INDUSTRIAL CONNECTIONS AND SOLUTIONS | 27511 | PPXT FA BOX-S | 1B PPXT FA INT-S | PUR | PPXT FA INT-S | EA | EA |  | TRUE |  | P | B/W | DAYTON
133959 | 3 | 126 | States | EGAN COMPANY | Hayley Fabian | TRUE | 2026-06-09T00:00:00 | 2026-10-29T00:00:00 | 2026-10-29T00:00:00 | 1 | 0 | 1 | 215.86 | 31947.28 | 55944 | USA | N45 | 1501 | ABB INDUSTRIAL CONNECTIONS AND SOLUTIONS | 27511 | PPXT FA BOX-S | 1B PPXT FA INT-S | PUR | PPXT FA INT-S | EA | EA |  | TRUE |  | P | B/W | DAYTON
133959 | 3 | 127 | States | EGAN COMPANY | Hayley Fabian | TRUE | 2026-06-09T00:00:00 | 2026-10-29T00:00:00 | 2026-10-29T00:00:00 | 1 | 0 | 1 | 215.86 | 31947.28 | 55944 | USA | N45 | 1501 | ABB INDUSTRIAL CONNECTIONS AND SOLUTIONS | 27511 | PPXT FA BOX-S | 1B PPXT FA INT-S | PUR | PPXT FA INT-S | EA | EA |  | TRUE |  | P | B/W | DAYTON
133959 | 3 | 128 | States | EGAN COMPANY | Hayley Fabian | TRUE | 2026-06-09T00:00:00 | 2026-10-29T00:00:00 | 2026-10-29T00:00:00 | 1 | 0 | 1 | 215.86 | 31947.28 | 55944 | USA | N45 | 1501 | ABB INDUSTRIAL CONNECTIONS AND SOLUTIONS | 27511 | PPXT FA BOX-S | 1B PPXT FA INT-S | PUR | PPXT FA INT-S | EA | EA |  | TRUE |  | P | B/W | DAYTON
133959 | 3 | 129 | States | EGAN COMPANY | Hayley Fabian | TRUE | 2026-06-09T00:00:00 | 2026-10-29T00:00:00 | 2026-10-29T00:00:00 | 1 | 0 | 1 | 215.86 | 31947.28 | 55944 | USA | N45 | 1501 | ABB INDUSTRIAL CONNECTIONS AND SOLUTIONS | 27511 | PPXT FA BOX-S | 1B PPXT FA INT-S | PUR | PPXT FA INT-S | EA | EA |  | TRUE |  | P | B/W | DAYTON
133959 | 3 | 130 | States | EGAN COMPANY | Hayley Fabian | TRUE | 2026-06-09T00:00:00 | 2026-10-29T00:00:00 | 2026-10-29T00:00:00 | 1 | 0 | 1 | 215.86 | 31947.28 | 55944 | USA | N45 | 1501 | ABB INDUSTRIAL CONNECTIONS AND SOLUTIONS | 27511 | PPXT FA BOX-S | 1B PPXT FA INT-S | PUR | PPXT FA INT-S | EA | EA |  | TRUE |  | P | B/W | DAYTON
133959 | 3 | 131 | States | EGAN COMPANY | Hayley Fabian | TRUE | 2026-06-09T00:00:00 | 2026-10-29T00:00:00 | 2026-10-29T00:00:00 | 1 | 0 | 1 | 215.86 | 31947.28 | 55944 | USA | N45 | 1501 | ABB INDUSTRIAL CONNECTIONS AND SOLUTIONS | 27511 | PPXT FA BOX-S | 1B PPXT FA INT-S | PUR | PPXT FA INT-S | EA | EA |  | TRUE |  | P | B/W | DAYTON
133959 | 3 | 132 | States | EGAN COMPANY | Hayley Fabian | TRUE | 2026-06-09T00:00:00 | 2026-10-29T00:00:00 | 2026-10-29T00:00:00 | 1 | 0 | 1 | 215.86 | 31947.28 | 55944 | USA | N45 | 1501 | ABB INDUSTRIAL CONNECTIONS AND SOLUTIONS | 27511 | PPXT FA BOX-S | 1B PPXT FA INT-S | PUR | PPXT FA INT-S | EA | EA |  | TRUE |  | P | B/W | DAYTON
133959 | 3 | 133 | States | EGAN COMPANY | Hayley Fabian | TRUE | 2026-06-09T00:00:00 | 2026-10-29T00:00:00 | 2026-10-29T00:00:00 | 1 | 0 | 1 | 215.86 | 31947.28 | 55944 | USA | N45 | 1501 | ABB INDUSTRIAL CONNECTIONS AND SOLUTIONS | 27511 | PPXT FA BOX-S | 1B PPXT FA INT-S | PUR | PPXT FA INT-S | EA | EA |  | TRUE |  | P | B/W | DAYTON
133959 | 3 | 134 | States | EGAN COMPANY | Hayley Fabian | TRUE | 2026-06-09T00:00:00 | 2026-10-29T00:00:00 | 2026-10-29T00:00:00 | 1 | 0 | 1 | 215.86 | 31947.28 | 55944 | USA | N45 | 1501 | ABB INDUSTRIAL CONNECTIONS AND SOLUTIONS | 27511 | PPXT FA BOX-S | 1B PPXT FA INT-S | PUR | PPXT FA INT-S | EA | EA |  | TRUE |  | P | B/W | DAYTON
133959 | 3 | 135 | States | EGAN COMPANY | Hayley Fabian | TRUE | 2026-06-09T00:00:00 | 2026-10-29T00:00:00 | 2026-10-29T00:00:00 | 1 | 0 | 1 | 215.86 | 31947.28 | 55944 | USA | N45 | 1501 | ABB INDUSTRIAL CONNECTIONS AND SOLUTIONS | 27511 | PPXT FA BOX-S | 1B PPXT FA INT-S | PUR | PPXT FA INT-S | EA | EA |  | TRUE |  | P | B/W | DAYTON
133959 | 3 | 136 | States | EGAN COMPANY | Hayley Fabian | TRUE | 2026-06-09T00:00:00 | 2026-10-29T00:00:00 | 2026-10-29T00:00:00 | 1 | 0 | 1 | 215.86 | 31947.28 | 55944 | USA | N45 | 1501 | ABB INDUSTRIAL CONNECTIONS AND SOLUTIONS | 27511 | PPXT FA BOX-S | 1B PPXT FA INT-S | PUR | PPXT FA INT-S | EA | EA |  | TRUE |  | P | B/W | DAYTON
133959 | 3 | 137 | States | EGAN COMPANY | Hayley Fabian | TRUE | 2026-06-09T00:00:00 | 2026-11-25T00:00:00 | 2026-11-25T00:00:00 | 1 | 0 | 1 | 215.86 | 31947.28 | 55944 | USA | N45 | 1501 | ABB INDUSTRIAL CONNECTIONS AND SOLUTIONS | 27511 | PPXT FA BOX-S | 1B PPXT FA INT-S | PUR | PPXT FA INT-S | EA | EA |  | TRUE |  | P | B/W | DAYTON
133959 | 3 | 138 | States | EGAN COMPANY | Hayley Fabian | TRUE | 2026-06-09T00:00:00 | 2026-11-25T00:00:00 | 2026-11-25T00:00:00 | 1 | 0 | 1 | 215.86 | 31947.28 | 55944 | USA | N45 | 1501 | ABB INDUSTRIAL CONNECTIONS AND SOLUTIONS | 27511 | PPXT FA BOX-S | 1B PPXT FA INT-S | PUR | PPXT FA INT-S | EA | EA |  | TRUE |  | P | B/W | DAYTON
133959 | 3 | 139 | States | EGAN COMPANY | Hayley Fabian | TRUE | 2026-06-09T00:00:00 | 2026-11-25T00:00:00 | 2026-11-25T00:00:00 | 1 | 0 | 1 | 215.86 | 31947.28 | 55944 | USA | N45 | 1501 | ABB INDUSTRIAL CONNECTIONS AND SOLUTIONS | 27511 | PPXT FA BOX-S | 1B PPXT FA INT-S | PUR | PPXT FA INT-S | EA | EA |  | TRUE |  | P | B/W | DAYTON
133959 | 3 | 140 | States | EGAN COMPANY | Hayley Fabian | TRUE | 2026-06-09T00:00:00 | 2026-11-25T00:00:00 | 2026-11-25T00:00:00 | 1 | 0 | 1 | 215.86 | 31947.28 | 55944 | USA | N45 | 1501 | ABB INDUSTRIAL CONNECTIONS AND SOLUTIONS | 27511 | PPXT FA BOX-S | 1B PPXT FA INT-S | PUR | PPXT FA INT-S | EA | EA |  | TRUE |  | P | B/W | DAYTON
133959 | 3 | 141 | States | EGAN COMPANY | Hayley Fabian | TRUE | 2026-06-09T00:00:00 | 2026-11-25T00:00:00 | 2026-11-25T00:00:00 | 1 | 0 | 1 | 215.86 | 31947.28 | 55944 | USA | N45 | 1501 | ABB INDUSTRIAL CONNECTIONS AND SOLUTIONS | 27511 | PPXT FA BOX-S | 1B PPXT FA INT-S | PUR | PPXT FA INT-S | EA | EA |  | TRUE |  | P | B/W | DAYTON
133959 | 3 | 142 | States | EGAN COMPANY | Hayley Fabian | TRUE | 2026-06-09T00:00:00 | 2026-11-25T00:00:00 | 2026-11-25T00:00:00 | 1 | 0 | 1 | 215.86 | 31947.28 | 55944 | USA | N45 | 1501 | ABB INDUSTRIAL CONNECTIONS AND SOLUTIONS | 27511 | PPXT FA BOX-S | 1B PPXT FA INT-S | PUR | PPXT FA INT-S | EA | EA |  | TRUE |  | P | B/W | DAYTON
133959 | 3 | 143 | States | EGAN COMPANY | Hayley Fabian | TRUE | 2026-06-09T00:00:00 | 2026-11-25T00:00:00 | 2026-11-25T00:00:00 | 1 | 0 | 1 | 215.86 | 31947.28 | 55944 | USA | N45 | 1501 | ABB INDUSTRIAL CONNECTIONS AND SOLUTIONS | 27511 | PPXT FA BOX-S | 1B PPXT FA INT-S | PUR | PPXT FA INT-S | EA | EA |  | TRUE |  | P | B/W | DAYTON
133959 | 3 | 144 | States | EGAN COMPANY | Hayley Fabian | TRUE | 2026-06-09T00:00:00 | 2026-11-25T00:00:00 | 2026-11-25T00:00:00 | 1 | 0 | 1 | 215.86 | 31947.28 | 55944 | USA | N45 | 1501 | ABB INDUSTRIAL CONNECTIONS AND SOLUTIONS | 27511 | PPXT FA BOX-S | 1B PPXT FA INT-S | PUR | PPXT FA INT-S | EA | EA |  | TRUE |  | P | B/W | DAYTON
133959 | 3 | 145 | States | EGAN COMPANY | Hayley Fabian | TRUE | 2026-06-09T00:00:00 | 2026-11-25T00:00:00 | 2026-11-25T00:00:00 | 1 | 0 | 1 | 215.86 | 31947.28 | 55944 | USA | N45 | 1501 | ABB INDUSTRIAL CONNECTIONS AND SOLUTIONS | 27511 | PPXT FA BOX-S | 1B PPXT FA INT-S | PUR | PPXT FA INT-S | EA | EA |  | TRUE |  | P | B/W | DAYTON
133959 | 3 | 146 | States | EGAN COMPANY | Hayley Fabian | TRUE | 2026-06-09T00:00:00 | 2026-11-25T00:00:00 | 2026-11-25T00:00:00 | 1 | 0 | 1 | 215.86 | 31947.28 | 55944 | USA | N45 | 1501 | ABB INDUSTRIAL CONNECTIONS AND SOLUTIONS | 27511 | PPXT FA BOX-S | 1B PPXT FA INT-S | PUR | PPXT FA INT-S | EA | EA |  | TRUE |  | P | B/W | DAYTON
133959 | 3 | 147 | States | EGAN COMPANY | Hayley Fabian | TRUE | 2026-06-09T00:00:00 | 2026-11-25T00:00:00 | 2026-11-25T00:00:00 | 1 | 0 | 1 | 215.86 | 31947.28 | 55944 | USA | N45 | 1501 | ABB INDUSTRIAL CONNECTIONS AND SOLUTIONS | 27511 | PPXT FA BOX-S | 1B PPXT FA INT-S | PUR | PPXT FA INT-S | EA | EA |  | TRUE |  | P | B/W | DAYTON
133959 | 3 | 148 | States | EGAN COMPANY | Hayley Fabian | TRUE | 2026-06-09T00:00:00 | 2026-11-25T00:00:00 | 2026-11-25T00:00:00 | 1 | 0 | 1 | 215.86 | 31947.28 | 55944 | USA | N45 | 1501 | ABB INDUSTRIAL CONNECTIONS AND SOLUTIONS | 27511 | PPXT FA BOX-S | 1B PPXT FA INT-S | PUR | PPXT FA INT-S | EA | EA |  | TRUE |  | P | B/W | DAYTON
133959 | 4 | 23 | States | EGAN COMPANY | Hayley Fabian | TRUE | 2026-06-09T00:00:00 | 2026-08-28T00:00:00 | 2026-08-28T00:00:00 | 1 | 0 | 1 | 3903.97 | 577787.56 | 55944 | USA | N45 | 1501 | ABB INDUSTRIAL CONNECTIONS AND SOLUTIONS | 27511 | PPXT FA INT-S | PXT FA INT-S | PUR | PXT FA INT-S | EA | EA |  | TRUE |  | P | B/W | DAYTON
133959 | 4 | 24 | States | EGAN COMPANY | Hayley Fabian | TRUE | 2026-06-09T00:00:00 | 2026-08-28T00:00:00 | 2026-08-28T00:00:00 | 1 | 0 | 1 | 3903.97 | 577787.56 | 55944 | USA | N45 | 1501 | ABB INDUSTRIAL CONNECTIONS AND SOLUTIONS | 27511 | PPXT FA INT-S | PXT FA INT-S | PUR | PXT FA INT-S | EA | EA |  | TRUE |  | P | B/W | DAYTON
133959 | 4 | 25 | States | EGAN COMPANY | Hayley Fabian | TRUE | 2026-06-09T00:00:00 | 2026-08-28T00:00:00 | 2026-08-28T00:00:00 | 1 | 0 | 1 | 3903.97 | 577787.56 | 55944 | USA | N45 | 1501 | ABB INDUSTRIAL CONNECTIONS AND SOLUTIONS | 27511 | PPXT FA INT-S | PXT FA INT-S | PUR | PXT FA INT-S | EA | EA |  | TRUE |  | P | B/W | DAYTON
133959 | 4 | 26 | States | EGAN COMPANY | Hayley Fabian | TRUE | 2026-06-09T00:00:00 | 2026-08-28T00:00:00 | 2026-08-28T00:00:00 | 1 | 0 | 1 | 3903.97 | 577787.56 | 55944 | USA | N45 | 1501 | ABB INDUSTRIAL CONNECTIONS AND SOLUTIONS | 27511 | PPXT FA INT-S | PXT FA INT-S | PUR | PXT FA INT-S | EA | EA |  | TRUE |  | P | B/W | DAYTON
133959 | 4 | 27 | States | EGAN COMPANY | Hayley Fabian | TRUE | 2026-06-09T00:00:00 | 2026-08-28T00:00:00 | 2026-08-28T00:00:00 | 1 | 0 | 1 | 3903.97 | 577787.56 | 55944 | USA | N45 | 1501 | ABB INDUSTRIAL CONNECTIONS AND SOLUTIONS | 27511 | PPXT FA INT-S | PXT FA INT-S | PUR | PXT FA INT-S | EA | EA |  | TRUE |  | P | B/W | DAYTON
133959 | 4 | 28 | States | EGAN COMPANY | Hayley Fabian | TRUE | 2026-06-09T00:00:00 | 2026-08-28T00:00:00 | 2026-08-28T00:00:00 | 1 | 0 | 1 | 3903.97 | 577787.56 | 55944 | USA | N45 | 1501 | ABB INDUSTRIAL CONNECTIONS AND SOLUTIONS | 27511 | PPXT FA INT-S | PXT FA INT-S | PUR | PXT FA INT-S | EA | EA |  | TRUE |  | P | B/W | DAYTON
133959 | 4 | 29 | States | EGAN COMPANY | Hayley Fabian | TRUE | 2026-06-09T00:00:00 | 2026-08-28T00:00:00 | 2026-08-28T00:00:00 | 1 | 0 | 1 | 3903.97 | 577787.56 | 55944 | USA | N45 | 1501 | ABB INDUSTRIAL CONNECTIONS AND SOLUTIONS | 27511 | PPXT FA INT-S | PXT FA INT-S | PUR | PXT FA INT-S | EA | EA |  | TRUE |  | P | B/W | DAYTON
133959 | 4 | 30 | States | EGAN COMPANY | Hayley Fabian | TRUE | 2026-06-09T00:00:00 | 2026-08-28T00:00:00 | 2026-08-28T00:00:00 | 1 | 0 | 1 | 3903.97 | 577787.56 | 55944 | USA | N45 | 1501 | ABB INDUSTRIAL CONNECTIONS AND SOLUTIONS | 27511 | PPXT FA INT-S | PXT FA INT-S | PUR | PXT FA INT-S | EA | EA |  | TRUE |  | P | B/W | DAYTON
133959 | 4 | 31 | States | EGAN COMPANY | Hayley Fabian | TRUE | 2026-06-09T00:00:00 | 2026-08-28T00:00:00 | 2026-08-28T00:00:00 | 1 | 0 | 1 | 3903.97 | 577787.56 | 55944 | USA | N45 | 1501 | ABB INDUSTRIAL CONNECTIONS AND SOLUTIONS | 27511 | PPXT FA INT-S | PXT FA INT-S | PUR | PXT FA INT-S | EA | EA |  | TRUE |  | P | B/W | DAYTON
133959 | 4 | 32 | States | EGAN COMPANY | Hayley Fabian | TRUE | 2026-06-09T00:00:00 | 2026-08-28T00:00:00 | 2026-08-28T00:00:00 | 1 | 0 | 1 | 3903.97 | 577787.56 | 55944 | USA | N45 | 1501 | ABB INDUSTRIAL CONNECTIONS AND SOLUTIONS | 27511 | PPXT FA INT-S | PXT FA INT-S | PUR | PXT FA INT-S | EA | EA |  | TRUE |  | P | B/W | DAYTON
133959 | 4 | 33 | States | EGAN COMPANY | Hayley Fabian | TRUE | 2026-06-09T00:00:00 | 2026-08-28T00:00:00 | 2026-08-28T00:00:00 | 1 | 0 | 1 | 3903.97 | 577787.56 | 55944 | USA | N45 | 1501 | ABB INDUSTRIAL CONNECTIONS AND SOLUTIONS | 27511 | PPXT FA INT-S | PXT FA INT-S | PUR | PXT FA INT-S | EA | EA |  | TRUE |  | P | B/W | DAYTON
133959 | 4 | 34 | States | EGAN COMPANY | Hayley Fabian | TRUE | 2026-06-09T00:00:00 | 2026-08-28T00:00:00 | 2026-08-28T00:00:00 | 1 | 0 | 1 | 3903.97 | 577787.56 | 55944 | USA | N45 | 1501 | ABB INDUSTRIAL CONNECTIONS AND SOLUTIONS | 27511 | PPXT FA INT-S | PXT FA INT-S | PUR | PXT FA INT-S | EA | EA |  | TRUE |  | P | B/W | DAYTON
133959 | 4 | 35 | States | EGAN COMPANY | Hayley Fabian | TRUE | 2026-06-09T00:00:00 | 2026-08-28T00:00:00 | 2026-08-28T00:00:00 | 1 | 0 | 1 | 3903.97 | 577787.56 | 55944 | USA | N45 | 1501 | ABB INDUSTRIAL CONNECTIONS AND SOLUTIONS | 27511 | PPXT FA INT-S | PXT FA INT-S | PUR | PXT FA INT-S | EA | EA |  | TRUE |  | P | B/W | DAYTON
133959 | 4 | 36 | States | EGAN COMPANY | Hayley Fabian | TRUE | 2026-06-09T00:00:00 | 2026-08-28T00:00:00 | 2026-08-28T00:00:00 | 1 | 0 | 1 | 3903.97 | 577787.56 | 55944 | USA | N45 | 1501 | ABB INDUSTRIAL CONNECTIONS AND SOLUTIONS | 27511 | PPXT FA INT-S | PXT FA INT-S | PUR | PXT FA INT-S | EA | EA |  | TRUE |  | P | B/W | DAYTON
133959 | 4 | 37 | States | EGAN COMPANY | Hayley Fabian | TRUE | 2026-06-09T00:00:00 | 2026-08-28T00:00:00 | 2026-08-28T00:00:00 | 1 | 0 | 1 | 3903.97 | 577787.56 | 55944 | USA | N45 | 1501 | ABB INDUSTRIAL CONNECTIONS AND SOLUTIONS | 27511 | PPXT FA INT-S | PXT FA INT-S | PUR | PXT FA INT-S | EA | EA |  | TRUE |  | P | B/W | DAYTON
133959 | 4 | 38 | States | EGAN COMPANY | Hayley Fabian | TRUE | 2026-06-09T00:00:00 | 2026-08-28T00:00:00 | 2026-08-28T00:00:00 | 1 | 0 | 1 | 3903.97 | 577787.56 | 55944 | USA | N45 | 1501 | ABB INDUSTRIAL CONNECTIONS AND SOLUTIONS | 27511 | PPXT FA INT-S | PXT FA INT-S | PUR | PXT FA INT-S | EA | EA |  | TRUE |  | P | B/W | DAYTON
133959 | 4 | 39 | States | EGAN COMPANY | Hayley Fabian | TRUE | 2026-06-09T00:00:00 | 2026-08-28T00:00:00 | 2026-08-28T00:00:00 | 1 | 0 | 1 | 3903.97 | 577787.56 | 55944 | USA | N45 | 1501 | ABB INDUSTRIAL CONNECTIONS AND SOLUTIONS | 27511 | PPXT FA INT-S | PXT FA INT-S | PUR | PXT FA INT-S | EA | EA |  | TRUE |  | P | B/W | DAYTON
133959 | 4 | 40 | States | EGAN COMPANY | Hayley Fabian | TRUE | 2026-06-09T00:00:00 | 2026-08-28T00:00:00 | 2026-08-28T00:00:00 | 1 | 0 | 1 | 3903.97 | 577787.56 | 55944 | USA | N45 | 1501 | ABB INDUSTRIAL CONNECTIONS AND SOLUTIONS | 27511 | PPXT FA INT-S | PXT FA INT-S | PUR | PXT FA INT-S | EA | EA |  | TRUE |  | P | B/W | DAYTON
133959 | 4 | 41 | States | EGAN COMPANY | Hayley Fabian | TRUE | 2026-06-09T00:00:00 | 2026-08-28T00:00:00 | 2026-08-28T00:00:00 | 1 | 0 | 1 | 3903.97 | 577787.56 | 55944 | USA | N45 | 1501 | ABB INDUSTRIAL CONNECTIONS AND SOLUTIONS | 27511 | PPXT FA INT-S | PXT FA INT-S | PUR | PXT FA INT-S | EA | EA |  | TRUE |  | P | B/W | DAYTON
133959 | 4 | 42 | States | EGAN COMPANY | Hayley Fabian | TRUE | 2026-06-09T00:00:00 | 2026-08-28T00:00:00 | 2026-08-28T00:00:00 | 1 | 0 | 1 | 3903.97 | 577787.56 | 55944 | USA | N45 | 1501 | ABB INDUSTRIAL CONNECTIONS AND SOLUTIONS | 27511 | PPXT FA INT-S | PXT FA INT-S | PUR | PXT FA INT-S | EA | EA |  | TRUE |  | P | B/W | DAYTON
133959 | 4 | 43 | States | EGAN COMPANY | Hayley Fabian | TRUE | 2026-06-09T00:00:00 | 2026-08-28T00:00:00 | 2026-08-28T00:00:00 | 1 | 0 | 1 | 3903.97 | 577787.56 | 55944 | USA | N45 | 1501 | ABB INDUSTRIAL CONNECTIONS AND SOLUTIONS | 27511 | PPXT FA INT-S | PXT FA INT-S | PUR | PXT FA INT-S | EA | EA |  | TRUE |  | P | B/W | DAYTON
133959 | 4 | 44 | States | EGAN COMPANY | Hayley Fabian | TRUE | 2026-06-09T00:00:00 | 2026-08-28T00:00:00 | 2026-08-28T00:00:00 | 1 | 0 | 1 | 3903.97 | 577787.56 | 55944 | USA | N45 | 1501 | ABB INDUSTRIAL CONNECTIONS AND SOLUTIONS | 27511 | PPXT FA INT-S | PXT FA INT-S | PUR | PXT FA INT-S | EA | EA |  | TRUE |  | P | B/W | DAYTON
133959 | 4 | 45 | States | EGAN COMPANY | Hayley Fabian | TRUE | 2026-06-09T00:00:00 | 2026-08-28T00:00:00 | 2026-08-28T00:00:00 | 1 | 0 | 1 | 3903.97 | 577787.56 | 55944 | USA | N45 | 1501 | ABB INDUSTRIAL CONNECTIONS AND SOLUTIONS | 27511 | PPXT FA INT-S | PXT FA INT-S | PUR | PXT FA INT-S | EA | EA |  | TRUE |  | P | B/W | DAYTON
133959 | 4 | 46 | States | EGAN COMPANY | Hayley Fabian | TRUE | 2026-06-09T00:00:00 | 2026-08-28T00:00:00 | 2026-08-28T00:00:00 | 1 | 0 | 1 | 3903.97 | 577787.56 | 55944 | USA | N45 | 1501 | ABB INDUSTRIAL CONNECTIONS AND SOLUTIONS | 27511 | PPXT FA INT-S | PXT FA INT-S | PUR | PXT FA INT-S | EA | EA |  | TRUE |  | P | B/W | DAYTON
133959 | 4 | 47 | States | EGAN COMPANY | Hayley Fabian | TRUE | 2026-06-09T00:00:00 | 2026-08-28T00:00:00 | 2026-08-28T00:00:00 | 1 | 0 | 1 | 3903.97 | 577787.56 | 55944 | USA | N45 | 1501 | ABB INDUSTRIAL CONNECTIONS AND SOLUTIONS | 27511 | PPXT FA INT-S | PXT FA INT-S | PUR | PXT FA INT-S | EA | EA |  | TRUE |  | P | B/W | DAYTON
133959 | 4 | 48 | States | EGAN COMPANY | Hayley Fabian | TRUE | 2026-06-09T00:00:00 | 2026-08-28T00:00:00 | 2026-08-28T00:00:00 | 1 | 0 | 1 | 3903.97 | 577787.56 | 55944 | USA | N45 | 1501 | ABB INDUSTRIAL CONNECTIONS AND SOLUTIONS | 27511 | PPXT FA INT-S | PXT FA INT-S | PUR | PXT FA INT-S | EA | EA |  | TRUE |  | P | B/W | DAYTON
133959 | 4 | 49 | States | EGAN COMPANY | Hayley Fabian | TRUE | 2026-06-09T00:00:00 | 2026-08-28T00:00:00 | 2026-08-28T00:00:00 | 1 | 0 | 1 | 3903.97 | 577787.56 | 55944 | USA | N45 | 1501 | ABB INDUSTRIAL CONNECTIONS AND SOLUTIONS | 27511 | PPXT FA INT-S | PXT FA INT-S | PUR | PXT FA INT-S | EA | EA |  | TRUE |  | P | B/W | DAYTON
133959 | 4 | 50 | States | EGAN COMPANY | Hayley Fabian | TRUE | 2026-06-09T00:00:00 | 2026-08-28T00:00:00 | 2026-08-28T00:00:00 | 1 | 0 | 1 | 3903.97 | 577787.56 | 55944 | USA | N45 | 1501 | ABB INDUSTRIAL CONNECTIONS AND SOLUTIONS | 27511 | PPXT FA INT-S | PXT FA INT-S | PUR | PXT FA INT-S | EA | EA |  | TRUE |  | P | B/W | DAYTON
133959 | 4 | 51 | States | EGAN COMPANY | Hayley Fabian | TRUE | 2026-06-09T00:00:00 | 2026-08-28T00:00:00 | 2026-08-28T00:00:00 | 1 | 0 | 1 | 3903.97 | 577787.56 | 55944 | USA | N45 | 1501 | ABB INDUSTRIAL CONNECTIONS AND SOLUTIONS | 27511 | PPXT FA INT-S | PXT FA INT-S | PUR | PXT FA INT-S | EA | EA |  | TRUE |  | P | B/W | DAYTON
133959 | 4 | 52 | States | EGAN COMPANY | Hayley Fabian | TRUE | 2026-06-09T00:00:00 | 2026-08-28T00:00:00 | 2026-08-28T00:00:00 | 1 | 0 | 1 | 3903.97 | 577787.56 | 55944 | USA | N45 | 1501 | ABB INDUSTRIAL CONNECTIONS AND SOLUTIONS | 27511 | PPXT FA INT-S | PXT FA INT-S | PUR | PXT FA INT-S | EA | EA |  | TRUE |  | P | B/W | DAYTON
133959 | 4 | 53 | States | EGAN COMPANY | Hayley Fabian | TRUE | 2026-06-09T00:00:00 | 2026-08-28T00:00:00 | 2026-08-28T00:00:00 | 1 | 0 | 1 | 3903.97 | 577787.56 | 55944 | USA | N45 | 1501 | ABB INDUSTRIAL CONNECTIONS AND SOLUTIONS | 27511 | PPXT FA INT-S | PXT FA INT-S | PUR | PXT FA INT-S | EA | EA |  | TRUE |  | P | B/W | DAYTON
133959 | 4 | 54 | States | EGAN COMPANY | Hayley Fabian | TRUE | 2026-06-09T00:00:00 | 2026-08-28T00:00:00 | 2026-08-28T00:00:00 | 1 | 0 | 1 | 3903.97 | 577787.56 | 55944 | USA | N45 | 1501 | ABB INDUSTRIAL CONNECTIONS AND SOLUTIONS | 27511 | PPXT FA INT-S | PXT FA INT-S | PUR | PXT FA INT-S | EA | EA |  | TRUE |  | P | B/W | DAYTON
133959 | 4 | 55 | States | EGAN COMPANY | Hayley Fabian | TRUE | 2026-06-09T00:00:00 | 2026-08-28T00:00:00 | 2026-08-28T00:00:00 | 1 | 0 | 1 | 3903.97 | 577787.56 | 55944 | USA | N45 | 1501 | ABB INDUSTRIAL CONNECTIONS AND SOLUTIONS | 27511 | PPXT FA INT-S | PXT FA INT-S | PUR | PXT FA INT-S | EA | EA |  | TRUE |  | P | B/W | DAYTON
133959 | 4 | 56 | States | EGAN COMPANY | Hayley Fabian | TRUE | 2026-06-09T00:00:00 | 2026-08-28T00:00:00 | 2026-08-28T00:00:00 | 1 | 0 | 1 | 3903.97 | 577787.56 | 55944 | USA | N45 | 1501 | ABB INDUSTRIAL CONNECTIONS AND SOLUTIONS | 27511 | PPXT FA INT-S | PXT FA INT-S | PUR | PXT FA INT-S | EA | EA |  | TRUE |  | P | B/W | DAYTON
133959 | 4 | 57 | States | EGAN COMPANY | Hayley Fabian | TRUE | 2026-06-09T00:00:00 | 2026-08-28T00:00:00 | 2026-08-28T00:00:00 | 1 | 0 | 1 | 3903.97 | 577787.56 | 55944 | USA | N45 | 1501 | ABB INDUSTRIAL CONNECTIONS AND SOLUTIONS | 27511 | PPXT FA INT-S | PXT FA INT-S | PUR | PXT FA INT-S | EA | EA |  | TRUE |  | P | B/W | DAYTON
133959 | 4 | 58 | States | EGAN COMPANY | Hayley Fabian | TRUE | 2026-06-09T00:00:00 | 2026-08-28T00:00:00 | 2026-08-28T00:00:00 | 1 | 0 | 1 | 3903.97 | 577787.56 | 55944 | USA | N45 | 1501 | ABB INDUSTRIAL CONNECTIONS AND SOLUTIONS | 27511 | PPXT FA INT-S | PXT FA INT-S | PUR | PXT FA INT-S | EA | EA |  | TRUE |  | P | B/W | DAYTON
133959 | 4 | 59 | States | EGAN COMPANY | Hayley Fabian | TRUE | 2026-06-09T00:00:00 | 2026-08-28T00:00:00 | 2026-08-28T00:00:00 | 1 | 0 | 1 | 3903.97 | 577787.56 | 55944 | USA | N45 | 1501 | ABB INDUSTRIAL CONNECTIONS AND SOLUTIONS | 27511 | PPXT FA INT-S | PXT FA INT-S | PUR | PXT FA INT-S | EA | EA |  | TRUE |  | P | B/W | DAYTON
133959 | 4 | 60 | States | EGAN COMPANY | Hayley Fabian | TRUE | 2026-06-09T00:00:00 | 2026-08-28T00:00:00 | 2026-08-28T00:00:00 | 1 | 0 | 1 | 3903.97 | 577787.56 | 55944 | USA | N45 | 1501 | ABB INDUSTRIAL CONNECTIONS AND SOLUTIONS | 27511 | PPXT FA INT-S | PXT FA INT-S | PUR | PXT FA INT-S | EA | EA |  | TRUE |  | P | B/W | DAYTON
133959 | 4 | 61 | States | EGAN COMPANY | Hayley Fabian | TRUE | 2026-06-09T00:00:00 | 2026-08-28T00:00:00 | 2026-08-28T00:00:00 | 1 | 0 | 1 | 3903.97 | 577787.56 | 55944 | USA | N45 | 1501 | ABB INDUSTRIAL CONNECTIONS AND SOLUTIONS | 27511 | PPXT FA INT-S | PXT FA INT-S | PUR | PXT FA INT-S | EA | EA |  | TRUE |  | P | B/W | DAYTON
133959 | 4 | 62 | States | EGAN COMPANY | Hayley Fabian | TRUE | 2026-06-09T00:00:00 | 2026-08-28T00:00:00 | 2026-08-28T00:00:00 | 1 | 0 | 1 | 3903.97 | 577787.56 | 55944 | USA | N45 | 1501 | ABB INDUSTRIAL CONNECTIONS AND SOLUTIONS | 27511 | PPXT FA INT-S | PXT FA INT-S | PUR | PXT FA INT-S | EA | EA |  | TRUE |  | P | B/W | DAYTON
133959 | 4 | 63 | States | EGAN COMPANY | Hayley Fabian | TRUE | 2026-06-09T00:00:00 | 2026-08-28T00:00:00 | 2026-08-28T00:00:00 | 1 | 0 | 1 | 3903.97 | 577787.56 | 55944 | USA | N45 | 1501 | ABB INDUSTRIAL CONNECTIONS AND SOLUTIONS | 27511 | PPXT FA INT-S | PXT FA INT-S | PUR | PXT FA INT-S | EA | EA |  | TRUE |  | P | B/W | DAYTON
133959 | 4 | 64 | States | EGAN COMPANY | Hayley Fabian | TRUE | 2026-06-09T00:00:00 | 2026-09-29T00:00:00 | 2026-09-29T00:00:00 | 1 | 0 | 1 | 3903.97 | 577787.56 | 55944 | USA | N45 | 1501 | ABB INDUSTRIAL CONNECTIONS AND SOLUTIONS | 27511 | PPXT FA INT-S | PXT FA INT-S | PUR | PXT FA INT-S | EA | EA |  | TRUE |  | P | B/W | DAYTON
133959 | 4 | 65 | States | EGAN COMPANY | Hayley Fabian | TRUE | 2026-06-09T00:00:00 | 2026-09-29T00:00:00 | 2026-09-29T00:00:00 | 1 | 0 | 1 | 3903.97 | 577787.56 | 55944 | USA | N45 | 1501 | ABB INDUSTRIAL CONNECTIONS AND SOLUTIONS | 27511 | PPXT FA INT-S | PXT FA INT-S | PUR | PXT FA INT-S | EA | EA |  | TRUE |  | P | B/W | DAYTON
133959 | 4 | 66 | States | EGAN COMPANY | Hayley Fabian | TRUE | 2026-06-09T00:00:00 | 2026-09-29T00:00:00 | 2026-09-29T00:00:00 | 1 | 0 | 1 | 3903.97 | 577787.56 | 55944 | USA | N45 | 1501 | ABB INDUSTRIAL CONNECTIONS AND SOLUTIONS | 27511 | PPXT FA INT-S | PXT FA INT-S | PUR | PXT FA INT-S | EA | EA |  | TRUE |  | P | B/W | DAYTON
133959 | 4 | 67 | States | EGAN COMPANY | Hayley Fabian | TRUE | 2026-06-09T00:00:00 | 2026-09-29T00:00:00 | 2026-09-29T00:00:00 | 1 | 0 | 1 | 3903.97 | 577787.56 | 55944 | USA | N45 | 1501 | ABB INDUSTRIAL CONNECTIONS AND SOLUTIONS | 27511 | PPXT FA INT-S | PXT FA INT-S | PUR | PXT FA INT-S | EA | EA |  | TRUE |  | P | B/W | DAYTON
133959 | 4 | 68 | States | EGAN COMPANY | Hayley Fabian | TRUE | 2026-06-09T00:00:00 | 2026-09-29T00:00:00 | 2026-09-29T00:00:00 | 1 | 0 | 1 | 3903.97 | 577787.56 | 55944 | USA | N45 | 1501 | ABB INDUSTRIAL CONNECTIONS AND SOLUTIONS | 27511 | PPXT FA INT-S | PXT FA INT-S | PUR | PXT FA INT-S | EA | EA |  | TRUE |  | P | B/W | DAYTON
133959 | 4 | 69 | States | EGAN COMPANY | Hayley Fabian | TRUE | 2026-06-09T00:00:00 | 2026-09-29T00:00:00 | 2026-09-29T00:00:00 | 1 | 0 | 1 | 3903.97 | 577787.56 | 55944 | USA | N45 | 1501 | ABB INDUSTRIAL CONNECTIONS AND SOLUTIONS | 27511 | PPXT FA INT-S | PXT FA INT-S | PUR | PXT FA INT-S | EA | EA |  | TRUE |  | P | B/W | DAYTON
133959 | 4 | 70 | States | EGAN COMPANY | Hayley Fabian | TRUE | 2026-06-09T00:00:00 | 2026-09-29T00:00:00 | 2026-09-29T00:00:00 | 1 | 0 | 1 | 3903.97 | 577787.56 | 55944 | USA | N45 | 1501 | ABB INDUSTRIAL CONNECTIONS AND SOLUTIONS | 27511 | PPXT FA INT-S | PXT FA INT-S | PUR | PXT FA INT-S | EA | EA |  | TRUE |  | P | B/W | DAYTON
133959 | 4 | 71 | States | EGAN COMPANY | Hayley Fabian | TRUE | 2026-06-09T00:00:00 | 2026-09-29T00:00:00 | 2026-09-29T00:00:00 | 1 | 0 | 1 | 3903.97 | 577787.56 | 55944 | USA | N45 | 1501 | ABB INDUSTRIAL CONNECTIONS AND SOLUTIONS | 27511 | PPXT FA INT-S | PXT FA INT-S | PUR | PXT FA INT-S | EA | EA |  | TRUE |  | P | B/W | DAYTON
133959 | 4 | 72 | States | EGAN COMPANY | Hayley Fabian | TRUE | 2026-06-09T00:00:00 | 2026-09-29T00:00:00 | 2026-09-29T00:00:00 | 1 | 0 | 1 | 3903.97 | 577787.56 | 55944 | USA | N45 | 1501 | ABB INDUSTRIAL CONNECTIONS AND SOLUTIONS | 27511 | PPXT FA INT-S | PXT FA INT-S | PUR | PXT FA INT-S | EA | EA |  | TRUE |  | P | B/W | DAYTON
133959 | 4 | 73 | States | EGAN COMPANY | Hayley Fabian | TRUE | 2026-06-09T00:00:00 | 2026-09-29T00:00:00 | 2026-09-29T00:00:00 | 1 | 0 | 1 | 3903.97 | 577787.56 | 55944 | USA | N45 | 1501 | ABB INDUSTRIAL CONNECTIONS AND SOLUTIONS | 27511 | PPXT FA INT-S | PXT FA INT-S | PUR | PXT FA INT-S | EA | EA |  | TRUE |  | P | B/W | DAYTON
133959 | 4 | 74 | States | EGAN COMPANY | Hayley Fabian | TRUE | 2026-06-09T00:00:00 | 2026-09-29T00:00:00 | 2026-09-29T00:00:00 | 1 | 0 | 1 | 3903.97 | 577787.56 | 55944 | USA | N45 | 1501 | ABB INDUSTRIAL CONNECTIONS AND SOLUTIONS | 27511 | PPXT FA INT-S | PXT FA INT-S | PUR | PXT FA INT-S | EA | EA |  | TRUE |  | P | B/W | DAYTON
133959 | 4 | 75 | States | EGAN COMPANY | Hayley Fabian | TRUE | 2026-06-09T00:00:00 | 2026-09-29T00:00:00 | 2026-09-29T00:00:00 | 1 | 0 | 1 | 3903.97 | 577787.56 | 55944 | USA | N45 | 1501 | ABB INDUSTRIAL CONNECTIONS AND SOLUTIONS | 27511 | PPXT FA INT-S | PXT FA INT-S | PUR | PXT FA INT-S | EA | EA |  | TRUE |  | P | B/W | DAYTON
133959 | 4 | 76 | States | EGAN COMPANY | Hayley Fabian | TRUE | 2026-06-09T00:00:00 | 2026-09-29T00:00:00 | 2026-09-29T00:00:00 | 1 | 0 | 1 | 3903.97 | 577787.56 | 55944 | USA | N45 | 1501 | ABB INDUSTRIAL CONNECTIONS AND SOLUTIONS | 27511 | PPXT FA INT-S | PXT FA INT-S | PUR | PXT FA INT-S | EA | EA |  | TRUE |  | P | B/W | DAYTON
133959 | 4 | 77 | States | EGAN COMPANY | Hayley Fabian | TRUE | 2026-06-09T00:00:00 | 2026-09-29T00:00:00 | 2026-09-29T00:00:00 | 1 | 0 | 1 | 3903.97 | 577787.56 | 55944 | USA | N45 | 1501 | ABB INDUSTRIAL CONNECTIONS AND SOLUTIONS | 27511 | PPXT FA INT-S | PXT FA INT-S | PUR | PXT FA INT-S | EA | EA |  | TRUE |  | P | B/W | DAYTON
133959 | 4 | 78 | States | EGAN COMPANY | Hayley Fabian | TRUE | 2026-06-09T00:00:00 | 2026-09-29T00:00:00 | 2026-09-29T00:00:00 | 1 | 0 | 1 | 3903.97 | 577787.56 | 55944 | USA | N45 | 1501 | ABB INDUSTRIAL CONNECTIONS AND SOLUTIONS | 27511 | PPXT FA INT-S | PXT FA INT-S | PUR | PXT FA INT-S | EA | EA |  | TRUE |  | P | B/W | DAYTON
133959 | 4 | 79 | States | EGAN COMPANY | Hayley Fabian | TRUE | 2026-06-09T00:00:00 | 2026-09-29T00:00:00 | 2026-09-29T00:00:00 | 1 | 0 | 1 | 3903.97 | 577787.56 | 55944 | USA | N45 | 1501 | ABB INDUSTRIAL CONNECTIONS AND SOLUTIONS | 27511 | PPXT FA INT-S | PXT FA INT-S | PUR | PXT FA INT-S | EA | EA |  | TRUE |  | P | B/W | DAYTON
133959 | 4 | 80 | States | EGAN COMPANY | Hayley Fabian | TRUE | 2026-06-09T00:00:00 | 2026-09-29T00:00:00 | 2026-09-29T00:00:00 | 1 | 0 | 1 | 3903.97 | 577787.56 | 55944 | USA | N45 | 1501 | ABB INDUSTRIAL CONNECTIONS AND SOLUTIONS | 27511 | PPXT FA INT-S | PXT FA INT-S | PUR | PXT FA INT-S | EA | EA |  | TRUE |  | P | B/W | DAYTON
133959 | 4 | 81 | States | EGAN COMPANY | Hayley Fabian | TRUE | 2026-06-09T00:00:00 | 2026-09-29T00:00:00 | 2026-09-29T00:00:00 | 1 | 0 | 1 | 3903.97 | 577787.56 | 55944 | USA | N45 | 1501 | ABB INDUSTRIAL CONNECTIONS AND SOLUTIONS | 27511 | PPXT FA INT-S | PXT FA INT-S | PUR | PXT FA INT-S | EA | EA |  | TRUE |  | P | B/W | DAYTON
133959 | 4 | 82 | States | EGAN COMPANY | Hayley Fabian | TRUE | 2026-06-09T00:00:00 | 2026-09-29T00:00:00 | 2026-06-29T00:00:00 | 1 | 0 | 1 | 3903.97 | 577787.56 | 55944 | USA | N45 | 1501 | ABB INDUSTRIAL CONNECTIONS AND SOLUTIONS | 27511 | PPXT FA INT-S | PXT FA INT-S | PUR | PXT FA INT-S | EA | EA |  | TRUE |  | P | B/W | DAYTON
133959 | 4 | 83 | States | EGAN COMPANY | Hayley Fabian | TRUE | 2026-06-09T00:00:00 | 2026-09-29T00:00:00 | 2026-09-29T00:00:00 | 1 | 0 | 1 | 3903.97 | 577787.56 | 55944 | USA | N45 | 1501 | ABB INDUSTRIAL CONNECTIONS AND SOLUTIONS | 27511 | PPXT FA INT-S | PXT FA INT-S | PUR | PXT FA INT-S | EA | EA |  | TRUE |  | P | B/W | DAYTON
133959 | 4 | 84 | States | EGAN COMPANY | Hayley Fabian | TRUE | 2026-06-09T00:00:00 | 2026-09-29T00:00:00 | 2026-09-29T00:00:00 | 1 | 0 | 1 | 3903.97 | 577787.56 | 55944 | USA | N45 | 1501 | ABB INDUSTRIAL CONNECTIONS AND SOLUTIONS | 27511 | PPXT FA INT-S | PXT FA INT-S | PUR | PXT FA INT-S | EA | EA |  | TRUE |  | P | B/W | DAYTON
133959 | 4 | 85 | States | EGAN COMPANY | Hayley Fabian | TRUE | 2026-06-09T00:00:00 | 2026-09-29T00:00:00 | 2026-09-29T00:00:00 | 1 | 0 | 1 | 3903.97 | 577787.56 | 55944 | USA | N45 | 1501 | ABB INDUSTRIAL CONNECTIONS AND SOLUTIONS | 27511 | PPXT FA INT-S | PXT FA INT-S | PUR | PXT FA INT-S | EA | EA |  | TRUE |  | P | B/W | DAYTON
133959 | 4 | 86 | States | EGAN COMPANY | Hayley Fabian | TRUE | 2026-06-09T00:00:00 | 2026-09-29T00:00:00 | 2026-09-29T00:00:00 | 1 | 0 | 1 | 3903.97 | 577787.56 | 55944 | USA | N45 | 1501 | ABB INDUSTRIAL CONNECTIONS AND SOLUTIONS | 27511 | PPXT FA INT-S | PXT FA INT-S | PUR | PXT FA INT-S | EA | EA |  | TRUE |  | P | B/W | DAYTON
133959 | 4 | 87 | States | EGAN COMPANY | Hayley Fabian | TRUE | 2026-06-09T00:00:00 | 2026-09-29T00:00:00 | 2026-09-29T00:00:00 | 1 | 0 | 1 | 3903.97 | 577787.56 | 55944 | USA | N45 | 1501 | ABB INDUSTRIAL CONNECTIONS AND SOLUTIONS | 27511 | PPXT FA INT-S | PXT FA INT-S | PUR | PXT FA INT-S | EA | EA |  | TRUE |  | P | B/W | DAYTON
133959 | 4 | 88 | States | EGAN COMPANY | Hayley Fabian | TRUE | 2026-06-09T00:00:00 | 2026-09-29T00:00:00 | 2026-09-29T00:00:00 | 1 | 0 | 1 | 3903.97 | 577787.56 | 55944 | USA | N45 | 1501 | ABB INDUSTRIAL CONNECTIONS AND SOLUTIONS | 27511 | PPXT FA INT-S | PXT FA INT-S | PUR | PXT FA INT-S | EA | EA |  | TRUE |  | P | B/W | DAYTON
133959 | 4 | 89 | States | EGAN COMPANY | Hayley Fabian | TRUE | 2026-06-09T00:00:00 | 2026-09-29T00:00:00 | 2026-09-29T00:00:00 | 1 | 0 | 1 | 3903.97 | 577787.56 | 55944 | USA | N45 | 1501 | ABB INDUSTRIAL CONNECTIONS AND SOLUTIONS | 27511 | PPXT FA INT-S | PXT FA INT-S | PUR | PXT FA INT-S | EA | EA |  | TRUE |  | P | B/W | DAYTON
133959 | 4 | 90 | States | EGAN COMPANY | Hayley Fabian | TRUE | 2026-06-09T00:00:00 | 2026-09-29T00:00:00 | 2026-09-29T00:00:00 | 1 | 0 | 1 | 3903.97 | 577787.56 | 55944 | USA | N45 | 1501 | ABB INDUSTRIAL CONNECTIONS AND SOLUTIONS | 27511 | PPXT FA INT-S | PXT FA INT-S | PUR | PXT FA INT-S | EA | EA |  | TRUE |  | P | B/W | DAYTON
133959 | 4 | 91 | States | EGAN COMPANY | Hayley Fabian | TRUE | 2026-06-09T00:00:00 | 2026-09-29T00:00:00 | 2026-09-29T00:00:00 | 1 | 0 | 1 | 3903.97 | 577787.56 | 55944 | USA | N45 | 1501 | ABB INDUSTRIAL CONNECTIONS AND SOLUTIONS | 27511 | PPXT FA INT-S | PXT FA INT-S | PUR | PXT FA INT-S | EA | EA |  | TRUE |  | P | B/W | DAYTON
133959 | 4 | 92 | States | EGAN COMPANY | Hayley Fabian | TRUE | 2026-06-09T00:00:00 | 2026-10-29T00:00:00 | 2026-10-29T00:00:00 | 1 | 0 | 1 | 3903.97 | 577787.56 | 55944 | USA | N45 | 1501 | ABB INDUSTRIAL CONNECTIONS AND SOLUTIONS | 27511 | PPXT FA INT-S | PXT FA INT-S | PUR | PXT FA INT-S | EA | EA |  | TRUE |  | P | B/W | DAYTON
133959 | 4 | 93 | States | EGAN COMPANY | Hayley Fabian | TRUE | 2026-06-09T00:00:00 | 2026-10-29T00:00:00 | 2026-10-29T00:00:00 | 1 | 0 | 1 | 3903.97 | 577787.56 | 55944 | USA | N45 | 1501 | ABB INDUSTRIAL CONNECTIONS AND SOLUTIONS | 27511 | PPXT FA INT-S | PXT FA INT-S | PUR | PXT FA INT-S | EA | EA |  | TRUE |  | P | B/W | DAYTON
133959 | 4 | 94 | States | EGAN COMPANY | Hayley Fabian | TRUE | 2026-06-09T00:00:00 | 2026-10-29T00:00:00 | 2026-10-29T00:00:00 | 1 | 0 | 1 | 3903.97 | 577787.56 | 55944 | USA | N45 | 1501 | ABB INDUSTRIAL CONNECTIONS AND SOLUTIONS | 27511 | PPXT FA INT-S | PXT FA INT-S | PUR | PXT FA INT-S | EA | EA |  | TRUE |  | P | B/W | DAYTON
133959 | 4 | 95 | States | EGAN COMPANY | Hayley Fabian | TRUE | 2026-06-09T00:00:00 | 2026-10-29T00:00:00 | 2026-10-29T00:00:00 | 1 | 0 | 1 | 3903.97 | 577787.56 | 55944 | USA | N45 | 1501 | ABB INDUSTRIAL CONNECTIONS AND SOLUTIONS | 27511 | PPXT FA INT-S | PXT FA INT-S | PUR | PXT FA INT-S | EA | EA |  | TRUE |  | P | B/W | DAYTON
133959 | 4 | 96 | States | EGAN COMPANY | Hayley Fabian | TRUE | 2026-06-09T00:00:00 | 2026-10-29T00:00:00 | 2026-10-29T00:00:00 | 1 | 0 | 1 | 3903.97 | 577787.56 | 55944 | USA | N45 | 1501 | ABB INDUSTRIAL CONNECTIONS AND SOLUTIONS | 27511 | PPXT FA INT-S | PXT FA INT-S | PUR | PXT FA INT-S | EA | EA |  | TRUE |  | P | B/W | DAYTON
133959 | 4 | 97 | States | EGAN COMPANY | Hayley Fabian | TRUE | 2026-06-09T00:00:00 | 2026-10-29T00:00:00 | 2026-10-29T00:00:00 | 1 | 0 | 1 | 3903.97 | 577787.56 | 55944 | USA | N45 | 1501 | ABB INDUSTRIAL CONNECTIONS AND SOLUTIONS | 27511 | PPXT FA INT-S | PXT FA INT-S | PUR | PXT FA INT-S | EA | EA |  | TRUE |  | P | B/W | DAYTON
133959 | 4 | 98 | States | EGAN COMPANY | Hayley Fabian | TRUE | 2026-06-09T00:00:00 | 2026-10-29T00:00:00 | 2026-10-29T00:00:00 | 1 | 0 | 1 | 3903.97 | 577787.56 | 55944 | USA | N45 | 1501 | ABB INDUSTRIAL CONNECTIONS AND SOLUTIONS | 27511 | PPXT FA INT-S | PXT FA INT-S | PUR | PXT FA INT-S | EA | EA |  | TRUE |  | P | B/W | DAYTON
133959 | 4 | 99 | States | EGAN COMPANY | Hayley Fabian | TRUE | 2026-06-09T00:00:00 | 2026-10-29T00:00:00 | 2026-10-29T00:00:00 | 1 | 0 | 1 | 3903.97 | 577787.56 | 55944 | USA | N45 | 1501 | ABB INDUSTRIAL CONNECTIONS AND SOLUTIONS | 27511 | PPXT FA INT-S | PXT FA INT-S | PUR | PXT FA INT-S | EA | EA |  | TRUE |  | P | B/W | DAYTON
133959 | 4 | 100 | States | EGAN COMPANY | Hayley Fabian | TRUE | 2026-06-09T00:00:00 | 2026-10-29T00:00:00 | 2026-10-29T00:00:00 | 1 | 0 | 1 | 3903.97 | 577787.56 | 55944 | USA | N45 | 1501 | ABB INDUSTRIAL CONNECTIONS AND SOLUTIONS | 27511 | PPXT FA INT-S | PXT FA INT-S | PUR | PXT FA INT-S | EA | EA |  | TRUE |  | P | B/W | DAYTON
133959 | 4 | 101 | States | EGAN COMPANY | Hayley Fabian | TRUE | 2026-06-09T00:00:00 | 2026-10-29T00:00:00 | 2026-10-29T00:00:00 | 1 | 0 | 1 | 3903.97 | 577787.56 | 55944 | USA | N45 | 1501 | ABB INDUSTRIAL CONNECTIONS AND SOLUTIONS | 27511 | PPXT FA INT-S | PXT FA INT-S | PUR | PXT FA INT-S | EA | EA |  | TRUE |  | P | B/W | DAYTON
133959 | 4 | 102 | States | EGAN COMPANY | Hayley Fabian | TRUE | 2026-06-09T00:00:00 | 2026-10-29T00:00:00 | 2026-10-29T00:00:00 | 1 | 0 | 1 | 3903.97 | 577787.56 | 55944 | USA | N45 | 1501 | ABB INDUSTRIAL CONNECTIONS AND SOLUTIONS | 27511 | PPXT FA INT-S | PXT FA INT-S | PUR | PXT FA INT-S | EA | EA |  | TRUE |  | P | B/W | DAYTON
133959 | 4 | 103 | States | EGAN COMPANY | Hayley Fabian | TRUE | 2026-06-09T00:00:00 | 2026-10-29T00:00:00 | 2026-10-29T00:00:00 | 1 | 0 | 1 | 3903.97 | 577787.56 | 55944 | USA | N45 | 1501 | ABB INDUSTRIAL CONNECTIONS AND SOLUTIONS | 27511 | PPXT FA INT-S | PXT FA INT-S | PUR | PXT FA INT-S | EA | EA |  | TRUE |  | P | B/W | DAYTON
133959 | 4 | 104 | States | EGAN COMPANY | Hayley Fabian | TRUE | 2026-06-09T00:00:00 | 2026-10-29T00:00:00 | 2026-10-29T00:00:00 | 1 | 0 | 1 | 3903.97 | 577787.56 | 55944 | USA | N45 | 1501 | ABB INDUSTRIAL CONNECTIONS AND SOLUTIONS | 27511 | PPXT FA INT-S | PXT FA INT-S | PUR | PXT FA INT-S | EA | EA |  | TRUE |  | P | B/W | DAYTON
133959 | 4 | 105 | States | EGAN COMPANY | Hayley Fabian | TRUE | 2026-06-09T00:00:00 | 2026-10-29T00:00:00 | 2026-10-29T00:00:00 | 1 | 0 | 1 | 3903.97 | 577787.56 | 55944 | USA | N45 | 1501 | ABB INDUSTRIAL CONNECTIONS AND SOLUTIONS | 27511 | PPXT FA INT-S | PXT FA INT-S | PUR | PXT FA INT-S | EA | EA |  | TRUE |  | P | B/W | DAYTON
133959 | 4 | 106 | States | EGAN COMPANY | Hayley Fabian | TRUE | 2026-06-09T00:00:00 | 2026-10-29T00:00:00 | 2026-10-29T00:00:00 | 1 | 0 | 1 | 3903.97 | 577787.56 | 55944 | USA | N45 | 1501 | ABB INDUSTRIAL CONNECTIONS AND SOLUTIONS | 27511 | PPXT FA INT-S | PXT FA INT-S | PUR | PXT FA INT-S | EA | EA |  | TRUE |  | P | B/W | DAYTON
133959 | 4 | 107 | States | EGAN COMPANY | Hayley Fabian | TRUE | 2026-06-09T00:00:00 | 2026-10-29T00:00:00 | 2026-10-29T00:00:00 | 1 | 0 | 1 | 3903.97 | 577787.56 | 55944 | USA | N45 | 1501 | ABB INDUSTRIAL CONNECTIONS AND SOLUTIONS | 27511 | PPXT FA INT-S | PXT FA INT-S | PUR | PXT FA INT-S | EA | EA |  | TRUE |  | P | B/W | DAYTON
133959 | 4 | 108 | States | EGAN COMPANY | Hayley Fabian | TRUE | 2026-06-09T00:00:00 | 2026-10-29T00:00:00 | 2026-10-29T00:00:00 | 1 | 0 | 1 | 3903.97 | 577787.56 | 55944 | USA | N45 | 1501 | ABB INDUSTRIAL CONNECTIONS AND SOLUTIONS | 27511 | PPXT FA INT-S | PXT FA INT-S | PUR | PXT FA INT-S | EA | EA |  | TRUE |  | P | B/W | DAYTON
133959 | 4 | 109 | States | EGAN COMPANY | Hayley Fabian | TRUE | 2026-06-09T00:00:00 | 2026-10-29T00:00:00 | 2026-10-29T00:00:00 | 1 | 0 | 1 | 3903.97 | 577787.56 | 55944 | USA | N45 | 1501 | ABB INDUSTRIAL CONNECTIONS AND SOLUTIONS | 27511 | PPXT FA INT-S | PXT FA INT-S | PUR | PXT FA INT-S | EA | EA |  | TRUE |  | P | B/W | DAYTON
133959 | 4 | 110 | States | EGAN COMPANY | Hayley Fabian | TRUE | 2026-06-09T00:00:00 | 2026-10-29T00:00:00 | 2026-10-29T00:00:00 | 1 | 0 | 1 | 3903.97 | 577787.56 | 55944 | USA | N45 | 1501 | ABB INDUSTRIAL CONNECTIONS AND SOLUTIONS | 27511 | PPXT FA INT-S | PXT FA INT-S | PUR | PXT FA INT-S | EA | EA |  | TRUE |  | P | B/W | DAYTON
133959 | 4 | 111 | States | EGAN COMPANY | Hayley Fabian | TRUE | 2026-06-09T00:00:00 | 2026-10-29T00:00:00 | 2026-10-29T00:00:00 | 1 | 0 | 1 | 3903.97 | 577787.56 | 55944 | USA | N45 | 1501 | ABB INDUSTRIAL CONNECTIONS AND SOLUTIONS | 27511 | PPXT FA INT-S | PXT FA INT-S | PUR | PXT FA INT-S | EA | EA |  | TRUE |  | P | B/W | DAYTON
133959 | 4 | 112 | States | EGAN COMPANY | Hayley Fabian | TRUE | 2026-06-09T00:00:00 | 2026-10-29T00:00:00 | 2026-10-29T00:00:00 | 1 | 0 | 1 | 3903.97 | 577787.56 | 55944 | USA | N45 | 1501 | ABB INDUSTRIAL CONNECTIONS AND SOLUTIONS | 27511 | PPXT FA INT-S | PXT FA INT-S | PUR | PXT FA INT-S | EA | EA |  | TRUE |  | P | B/W | DAYTON
133959 | 4 | 113 | States | EGAN COMPANY | Hayley Fabian | TRUE | 2026-06-09T00:00:00 | 2026-10-29T00:00:00 | 2026-10-29T00:00:00 | 1 | 0 | 1 | 3903.97 | 577787.56 | 55944 | USA | N45 | 1501 | ABB INDUSTRIAL CONNECTIONS AND SOLUTIONS | 27511 | PPXT FA INT-S | PXT FA INT-S | PUR | PXT FA INT-S | EA | EA |  | TRUE |  | P | B/W | DAYTON
133959 | 4 | 114 | States | EGAN COMPANY | Hayley Fabian | TRUE | 2026-06-09T00:00:00 | 2026-10-29T00:00:00 | 2026-10-29T00:00:00 | 1 | 0 | 1 | 3903.97 | 577787.56 | 55944 | USA | N45 | 1501 | ABB INDUSTRIAL CONNECTIONS AND SOLUTIONS | 27511 | PPXT FA INT-S | PXT FA INT-S | PUR | PXT FA INT-S | EA | EA |  | TRUE |  | P | B/W | DAYTON
133959 | 4 | 115 | States | EGAN COMPANY | Hayley Fabian | TRUE | 2026-06-09T00:00:00 | 2026-10-29T00:00:00 | 2026-10-29T00:00:00 | 1 | 0 | 1 | 3903.97 | 577787.56 | 55944 | USA | N45 | 1501 | ABB INDUSTRIAL CONNECTIONS AND SOLUTIONS | 27511 | PPXT FA INT-S | PXT FA INT-S | PUR | PXT FA INT-S | EA | EA |  | TRUE |  | P | B/W | DAYTON
133959 | 4 | 116 | States | EGAN COMPANY | Hayley Fabian | TRUE | 2026-06-09T00:00:00 | 2026-10-29T00:00:00 | 2026-10-29T00:00:00 | 1 | 0 | 1 | 3903.97 | 577787.56 | 55944 | USA | N45 | 1501 | ABB INDUSTRIAL CONNECTIONS AND SOLUTIONS | 27511 | PPXT FA INT-S | PXT FA INT-S | PUR | PXT FA INT-S | EA | EA |  | TRUE |  | P | B/W | DAYTON
133959 | 4 | 117 | States | EGAN COMPANY | Hayley Fabian | TRUE | 2026-06-09T00:00:00 | 2026-10-29T00:00:00 | 2026-10-29T00:00:00 | 1 | 0 | 1 | 3903.97 | 577787.56 | 55944 | USA | N45 | 1501 | ABB INDUSTRIAL CONNECTIONS AND SOLUTIONS | 27511 | PPXT FA INT-S | PXT FA INT-S | PUR | PXT FA INT-S | EA | EA |  | TRUE |  | P | B/W | DAYTON
133959 | 4 | 118 | States | EGAN COMPANY | Hayley Fabian | TRUE | 2026-06-09T00:00:00 | 2026-10-29T00:00:00 | 2026-10-29T00:00:00 | 1 | 0 | 1 | 3903.97 | 577787.56 | 55944 | USA | N45 | 1501 | ABB INDUSTRIAL CONNECTIONS AND SOLUTIONS | 27511 | PPXT FA INT-S | PXT FA INT-S | PUR | PXT FA INT-S | EA | EA |  | TRUE |  | P | B/W | DAYTON
133959 | 4 | 119 | States | EGAN COMPANY | Hayley Fabian | TRUE | 2026-06-09T00:00:00 | 2026-10-29T00:00:00 | 2026-10-29T00:00:00 | 1 | 0 | 1 | 3903.97 | 577787.56 | 55944 | USA | N45 | 1501 | ABB INDUSTRIAL CONNECTIONS AND SOLUTIONS | 27511 | PPXT FA INT-S | PXT FA INT-S | PUR | PXT FA INT-S | EA | EA |  | TRUE |  | P | B/W | DAYTON
133959 | 4 | 120 | States | EGAN COMPANY | Hayley Fabian | TRUE | 2026-06-09T00:00:00 | 2026-10-29T00:00:00 | 2026-10-29T00:00:00 | 1 | 0 | 1 | 3903.97 | 577787.56 | 55944 | USA | N45 | 1501 | ABB INDUSTRIAL CONNECTIONS AND SOLUTIONS | 27511 | PPXT FA INT-S | PXT FA INT-S | PUR | PXT FA INT-S | EA | EA |  | TRUE |  | P | B/W | DAYTON
133959 | 4 | 121 | States | EGAN COMPANY | Hayley Fabian | TRUE | 2026-06-09T00:00:00 | 2026-10-29T00:00:00 | 2026-10-29T00:00:00 | 1 | 0 | 1 | 3903.97 | 577787.56 | 55944 | USA | N45 | 1501 | ABB INDUSTRIAL CONNECTIONS AND SOLUTIONS | 27511 | PPXT FA INT-S | PXT FA INT-S | PUR | PXT FA INT-S | EA | EA |  | TRUE |  | P | B/W | DAYTON
133959 | 4 | 122 | States | EGAN COMPANY | Hayley Fabian | TRUE | 2026-06-09T00:00:00 | 2026-10-29T00:00:00 | 2026-10-29T00:00:00 | 1 | 0 | 1 | 3903.97 | 577787.56 | 55944 | USA | N45 | 1501 | ABB INDUSTRIAL CONNECTIONS AND SOLUTIONS | 27511 | PPXT FA INT-S | PXT FA INT-S | PUR | PXT FA INT-S | EA | EA |  | TRUE |  | P | B/W | DAYTON
133959 | 4 | 123 | States | EGAN COMPANY | Hayley Fabian | TRUE | 2026-06-09T00:00:00 | 2026-10-29T00:00:00 | 2026-10-29T00:00:00 | 1 | 0 | 1 | 3903.97 | 577787.56 | 55944 | USA | N45 | 1501 | ABB INDUSTRIAL CONNECTIONS AND SOLUTIONS | 27511 | PPXT FA INT-S | PXT FA INT-S | PUR | PXT FA INT-S | EA | EA |  | TRUE |  | P | B/W | DAYTON
133959 | 4 | 124 | States | EGAN COMPANY | Hayley Fabian | TRUE | 2026-06-09T00:00:00 | 2026-10-29T00:00:00 | 2026-10-29T00:00:00 | 1 | 0 | 1 | 3903.97 | 577787.56 | 55944 | USA | N45 | 1501 | ABB INDUSTRIAL CONNECTIONS AND SOLUTIONS | 27511 | PPXT FA INT-S | PXT FA INT-S | PUR | PXT FA INT-S | EA | EA |  | TRUE |  | P | B/W | DAYTON
133959 | 4 | 125 | States | EGAN COMPANY | Hayley Fabian | TRUE | 2026-06-09T00:00:00 | 2026-10-29T00:00:00 | 2026-10-29T00:00:00 | 1 | 0 | 1 | 3903.97 | 577787.56 | 55944 | USA | N45 | 1501 | ABB INDUSTRIAL CONNECTIONS AND SOLUTIONS | 27511 | PPXT FA INT-S | PXT FA INT-S | PUR | PXT FA INT-S | EA | EA |  | TRUE |  | P | B/W | DAYTON
133959 | 4 | 126 | States | EGAN COMPANY | Hayley Fabian | TRUE | 2026-06-09T00:00:00 | 2026-10-29T00:00:00 | 2026-10-29T00:00:00 | 1 | 0 | 1 | 3903.97 | 577787.56 | 55944 | USA | N45 | 1501 | ABB INDUSTRIAL CONNECTIONS AND SOLUTIONS | 27511 | PPXT FA INT-S | PXT FA INT-S | PUR | PXT FA INT-S | EA | EA |  | TRUE |  | P | B/W | DAYTON
133959 | 4 | 127 | States | EGAN COMPANY | Hayley Fabian | TRUE | 2026-06-09T00:00:00 | 2026-10-29T00:00:00 | 2026-10-29T00:00:00 | 1 | 0 | 1 | 3903.97 | 577787.56 | 55944 | USA | N45 | 1501 | ABB INDUSTRIAL CONNECTIONS AND SOLUTIONS | 27511 | PPXT FA INT-S | PXT FA INT-S | PUR | PXT FA INT-S | EA | EA |  | TRUE |  | P | B/W | DAYTON
133959 | 4 | 128 | States | EGAN COMPANY | Hayley Fabian | TRUE | 2026-06-09T00:00:00 | 2026-10-29T00:00:00 | 2026-10-29T00:00:00 | 1 | 0 | 1 | 3903.97 | 577787.56 | 55944 | USA | N45 | 1501 | ABB INDUSTRIAL CONNECTIONS AND SOLUTIONS | 27511 | PPXT FA INT-S | PXT FA INT-S | PUR | PXT FA INT-S | EA | EA |  | TRUE |  | P | B/W | DAYTON
133959 | 4 | 129 | States | EGAN COMPANY | Hayley Fabian | TRUE | 2026-06-09T00:00:00 | 2026-10-29T00:00:00 | 2026-10-29T00:00:00 | 1 | 0 | 1 | 3903.97 | 577787.56 | 55944 | USA | N45 | 1501 | ABB INDUSTRIAL CONNECTIONS AND SOLUTIONS | 27511 | PPXT FA INT-S | PXT FA INT-S | PUR | PXT FA INT-S | EA | EA |  | TRUE |  | P | B/W | DAYTON
133959 | 4 | 130 | States | EGAN COMPANY | Hayley Fabian | TRUE | 2026-06-09T00:00:00 | 2026-10-29T00:00:00 | 2026-10-29T00:00:00 | 1 | 0 | 1 | 3903.97 | 577787.56 | 55944 | USA | N45 | 1501 | ABB INDUSTRIAL CONNECTIONS AND SOLUTIONS | 27511 | PPXT FA INT-S | PXT FA INT-S | PUR | PXT FA INT-S | EA | EA |  | TRUE |  | P | B/W | DAYTON
133959 | 4 | 131 | States | EGAN COMPANY | Hayley Fabian | TRUE | 2026-06-09T00:00:00 | 2026-10-29T00:00:00 | 2026-10-29T00:00:00 | 1 | 0 | 1 | 3903.97 | 577787.56 | 55944 | USA | N45 | 1501 | ABB INDUSTRIAL CONNECTIONS AND SOLUTIONS | 27511 | PPXT FA INT-S | PXT FA INT-S | PUR | PXT FA INT-S | EA | EA |  | TRUE |  | P | B/W | DAYTON
133959 | 4 | 132 | States | EGAN COMPANY | Hayley Fabian | TRUE | 2026-06-09T00:00:00 | 2026-10-29T00:00:00 | 2026-10-29T00:00:00 | 1 | 0 | 1 | 3903.97 | 577787.56 | 55944 | USA | N45 | 1501 | ABB INDUSTRIAL CONNECTIONS AND SOLUTIONS | 27511 | PPXT FA INT-S | PXT FA INT-S | PUR | PXT FA INT-S | EA | EA |  | TRUE |  | P | B/W | DAYTON
133959 | 4 | 133 | States | EGAN COMPANY | Hayley Fabian | TRUE | 2026-06-09T00:00:00 | 2026-10-29T00:00:00 | 2026-10-29T00:00:00 | 1 | 0 | 1 | 3903.97 | 577787.56 | 55944 | USA | N45 | 1501 | ABB INDUSTRIAL CONNECTIONS AND SOLUTIONS | 27511 | PPXT FA INT-S | PXT FA INT-S | PUR | PXT FA INT-S | EA | EA |  | TRUE |  | P | B/W | DAYTON
133959 | 4 | 134 | States | EGAN COMPANY | Hayley Fabian | TRUE | 2026-06-09T00:00:00 | 2026-10-29T00:00:00 | 2026-10-29T00:00:00 | 1 | 0 | 1 | 3903.97 | 577787.56 | 55944 | USA | N45 | 1501 | ABB INDUSTRIAL CONNECTIONS AND SOLUTIONS | 27511 | PPXT FA INT-S | PXT FA INT-S | PUR | PXT FA INT-S | EA | EA |  | TRUE |  | P | B/W | DAYTON
133959 | 4 | 135 | States | EGAN COMPANY | Hayley Fabian | TRUE | 2026-06-09T00:00:00 | 2026-10-29T00:00:00 | 2026-10-29T00:00:00 | 1 | 0 | 1 | 3903.97 | 577787.56 | 55944 | USA | N45 | 1501 | ABB INDUSTRIAL CONNECTIONS AND SOLUTIONS | 27511 | PPXT FA INT-S | PXT FA INT-S | PUR | PXT FA INT-S | EA | EA |  | TRUE |  | P | B/W | DAYTON
133959 | 4 | 136 | States | EGAN COMPANY | Hayley Fabian | TRUE | 2026-06-09T00:00:00 | 2026-10-29T00:00:00 | 2026-10-29T00:00:00 | 1 | 0 | 1 | 3903.97 | 577787.56 | 55944 | USA | N45 | 1501 | ABB INDUSTRIAL CONNECTIONS AND SOLUTIONS | 27511 | PPXT FA INT-S | PXT FA INT-S | PUR | PXT FA INT-S | EA | EA |  | TRUE |  | P | B/W | DAYTON
133959 | 4 | 137 | States | EGAN COMPANY | Hayley Fabian | TRUE | 2026-06-09T00:00:00 | 2026-11-25T00:00:00 | 2026-11-25T00:00:00 | 1 | 0 | 1 | 3903.97 | 577787.56 | 55944 | USA | N45 | 1501 | ABB INDUSTRIAL CONNECTIONS AND SOLUTIONS | 27511 | PPXT FA INT-S | PXT FA INT-S | PUR | PXT FA INT-S | EA | EA |  | TRUE |  | P | B/W | DAYTON
133959 | 4 | 138 | States | EGAN COMPANY | Hayley Fabian | TRUE | 2026-06-09T00:00:00 | 2026-11-25T00:00:00 | 2026-11-25T00:00:00 | 1 | 0 | 1 | 3903.97 | 577787.56 | 55944 | USA | N45 | 1501 | ABB INDUSTRIAL CONNECTIONS AND SOLUTIONS | 27511 | PPXT FA INT-S | PXT FA INT-S | PUR | PXT FA INT-S | EA | EA |  | TRUE |  | P | B/W | DAYTON
133959 | 4 | 139 | States | EGAN COMPANY | Hayley Fabian | TRUE | 2026-06-09T00:00:00 | 2026-11-25T00:00:00 | 2026-11-25T00:00:00 | 1 | 0 | 1 | 3903.97 | 577787.56 | 55944 | USA | N45 | 1501 | ABB INDUSTRIAL CONNECTIONS AND SOLUTIONS | 27511 | PPXT FA INT-S | PXT FA INT-S | PUR | PXT FA INT-S | EA | EA |  | TRUE |  | P | B/W | DAYTON
133959 | 4 | 140 | States | EGAN COMPANY | Hayley Fabian | TRUE | 2026-06-09T00:00:00 | 2026-11-25T00:00:00 | 2026-11-25T00:00:00 | 1 | 0 | 1 | 3903.97 | 577787.56 | 55944 | USA | N45 | 1501 | ABB INDUSTRIAL CONNECTIONS AND SOLUTIONS | 27511 | PPXT FA INT-S | PXT FA INT-S | PUR | PXT FA INT-S | EA | EA |  | TRUE |  | P | B/W | DAYTON
133959 | 4 | 141 | States | EGAN COMPANY | Hayley Fabian | TRUE | 2026-06-09T00:00:00 | 2026-11-25T00:00:00 | 2026-11-25T00:00:00 | 1 | 0 | 1 | 3903.97 | 577787.56 | 55944 | USA | N45 | 1501 | ABB INDUSTRIAL CONNECTIONS AND SOLUTIONS | 27511 | PPXT FA INT-S | PXT FA INT-S | PUR | PXT FA INT-S | EA | EA |  | TRUE |  | P | B/W | DAYTON
133959 | 4 | 142 | States | EGAN COMPANY | Hayley Fabian | TRUE | 2026-06-09T00:00:00 | 2026-11-25T00:00:00 | 2026-11-25T00:00:00 | 1 | 0 | 1 | 3903.97 | 577787.56 | 55944 | USA | N45 | 1501 | ABB INDUSTRIAL CONNECTIONS AND SOLUTIONS | 27511 | PPXT FA INT-S | PXT FA INT-S | PUR | PXT FA INT-S | EA | EA |  | TRUE |  | P | B/W | DAYTON
133959 | 4 | 143 | States | EGAN COMPANY | Hayley Fabian | TRUE | 2026-06-09T00:00:00 | 2026-11-25T00:00:00 | 2026-11-25T00:00:00 | 1 | 0 | 1 | 3903.97 | 577787.56 | 55944 | USA | N45 | 1501 | ABB INDUSTRIAL CONNECTIONS AND SOLUTIONS | 27511 | PPXT FA INT-S | PXT FA INT-S | PUR | PXT FA INT-S | EA | EA |  | TRUE |  | P | B/W | DAYTON
133959 | 4 | 144 | States | EGAN COMPANY | Hayley Fabian | TRUE | 2026-06-09T00:00:00 | 2026-11-25T00:00:00 | 2026-11-25T00:00:00 | 1 | 0 | 1 | 3903.97 | 577787.56 | 55944 | USA | N45 | 1501 | ABB INDUSTRIAL CONNECTIONS AND SOLUTIONS | 27511 | PPXT FA INT-S | PXT FA INT-S | PUR | PXT FA INT-S | EA | EA |  | TRUE |  | P | B/W | DAYTON
133959 | 4 | 145 | States | EGAN COMPANY | Hayley Fabian | TRUE | 2026-06-09T00:00:00 | 2026-11-25T00:00:00 | 2026-11-25T00:00:00 | 1 | 0 | 1 | 3903.97 | 577787.56 | 55944 | USA | N45 | 1501 | ABB INDUSTRIAL CONNECTIONS AND SOLUTIONS | 27511 | PPXT FA INT-S | PXT FA INT-S | PUR | PXT FA INT-S | EA | EA |  | TRUE |  | P | B/W | DAYTON
133959 | 4 | 146 | States | EGAN COMPANY | Hayley Fabian | TRUE | 2026-06-09T00:00:00 | 2026-11-25T00:00:00 | 2026-11-25T00:00:00 | 1 | 0 | 1 | 3903.97 | 577787.56 | 55944 | USA | N45 | 1501 | ABB INDUSTRIAL CONNECTIONS AND SOLUTIONS | 27511 | PPXT FA INT-S | PXT FA INT-S | PUR | PXT FA INT-S | EA | EA |  | TRUE |  | P | B/W | DAYTON
133959 | 4 | 147 | States | EGAN COMPANY | Hayley Fabian | TRUE | 2026-06-09T00:00:00 | 2026-11-25T00:00:00 | 2026-11-25T00:00:00 | 1 | 0 | 1 | 3903.97 | 577787.56 | 55944 | USA | N45 | 1501 | ABB INDUSTRIAL CONNECTIONS AND SOLUTIONS | 27511 | PPXT FA INT-S | PXT FA INT-S | PUR | PXT FA INT-S | EA | EA |  | TRUE |  | P | B/W | DAYTON
133959 | 4 | 148 | States | EGAN COMPANY | Hayley Fabian | TRUE | 2026-06-09T00:00:00 | 2026-11-25T00:00:00 | 2026-11-25T00:00:00 | 1 | 0 | 1 | 3903.97 | 577787.56 | 55944 | USA | N45 | 1501 | ABB INDUSTRIAL CONNECTIONS AND SOLUTIONS | 27511 | PPXT FA INT-S | PXT FA INT-S | PUR | PXT FA INT-S | EA | EA |  | TRUE |  | P | B/W | DAYTON
133959 | 5 | 1 | States | EGAN COMPANY | Hayley Fabian | TRUE | 2026-06-09T00:00:00 | 2026-08-12T00:00:00 | 2026-08-12T00:00:00 | 1 | 0 | 1 | 611.3 | 90472.4 | 55944 | USA | N45 | 1501 | ABB INDUSTRIAL CONNECTIONS AND SOLUTIONS | 27511 | RQF-INTERIOR-N | GENERIC RQ LP - NORMAL | PUR | GENERIC RQ LP - NORMAL | EA | EA |  | TRUE |  | P | B/W | DAYTON
133959 | 5 | 2 | States | EGAN COMPANY | Hayley Fabian | TRUE | 2026-06-09T00:00:00 | 2026-08-12T00:00:00 | 2026-08-12T00:00:00 | 1 | 0 | 1 | 611.3 | 90472.4 | 55944 | USA | N45 | 1501 | ABB INDUSTRIAL CONNECTIONS AND SOLUTIONS | 27511 | RQF-INTERIOR-N | GENERIC RQ LP - NORMAL | PUR | GENERIC RQ LP - NORMAL | EA | EA |  | TRUE |  | P | B/W | DAYTON
133959 | 5 | 3 | States | EGAN COMPANY | Hayley Fabian | TRUE | 2026-06-09T00:00:00 | 2026-08-12T00:00:00 | 2026-08-12T00:00:00 | 1 | 0 | 1 | 611.3 | 90472.4 | 55944 | USA | N45 | 1501 | ABB INDUSTRIAL CONNECTIONS AND SOLUTIONS | 27511 | RQF-INTERIOR-N | GENERIC RQ LP - NORMAL | PUR | GENERIC RQ LP - NORMAL | EA | EA |  | TRUE |  | P | B/W | DAYTON
133959 | 5 | 4 | States | EGAN COMPANY | Hayley Fabian | TRUE | 2026-06-09T00:00:00 | 2026-08-12T00:00:00 | 2026-08-12T00:00:00 | 1 | 0 | 1 | 611.3 | 90472.4 | 55944 | USA | N45 | 1501 | ABB INDUSTRIAL CONNECTIONS AND SOLUTIONS | 27511 | RQF-INTERIOR-N | GENERIC RQ LP - NORMAL | PUR | GENERIC RQ LP - NORMAL | EA | EA |  | TRUE |  | P | B/W | DAYTON
133959 | 5 | 5 | States | EGAN COMPANY | Hayley Fabian | TRUE | 2026-06-09T00:00:00 | 2026-08-12T00:00:00 | 2026-08-12T00:00:00 | 1 | 0 | 1 | 611.3 | 90472.4 | 55944 | USA | N45 | 1501 | ABB INDUSTRIAL CONNECTIONS AND SOLUTIONS | 27511 | RQF-INTERIOR-N | GENERIC RQ LP - NORMAL | PUR | GENERIC RQ LP - NORMAL | EA | EA |  | TRUE |  | P | B/W | DAYTON
133959 | 5 | 6 | States | EGAN COMPANY | Hayley Fabian | TRUE | 2026-06-09T00:00:00 | 2026-08-12T00:00:00 | 2026-08-12T00:00:00 | 1 | 0 | 1 | 611.3 | 90472.4 | 55944 | USA | N45 | 1501 | ABB INDUSTRIAL CONNECTIONS AND SOLUTIONS | 27511 | RQF-INTERIOR-N | GENERIC RQ LP - NORMAL | PUR | GENERIC RQ LP - NORMAL | EA | EA |  | TRUE |  | P | B/W | DAYTON
133959 | 5 | 7 | States | EGAN COMPANY | Hayley Fabian | TRUE | 2026-06-09T00:00:00 | 2026-08-12T00:00:00 | 2026-08-12T00:00:00 | 1 | 0 | 1 | 611.3 | 90472.4 | 55944 | USA | N45 | 1501 | ABB INDUSTRIAL CONNECTIONS AND SOLUTIONS | 27511 | RQF-INTERIOR-N | GENERIC RQ LP - NORMAL | PUR | GENERIC RQ LP - NORMAL | EA | EA |  | TRUE |  | P | B/W | DAYTON
133959 | 5 | 8 | States | EGAN COMPANY | Hayley Fabian | TRUE | 2026-06-09T00:00:00 | 2026-08-12T00:00:00 | 2026-08-12T00:00:00 | 1 | 0 | 1 | 611.3 | 90472.4 | 55944 | USA | N45 | 1501 | ABB INDUSTRIAL CONNECTIONS AND SOLUTIONS | 27511 | RQF-INTERIOR-N | GENERIC RQ LP - NORMAL | PUR | GENERIC RQ LP - NORMAL | EA | EA |  | TRUE |  | P | B/W | DAYTON
133959 | 5 | 9 | States | EGAN COMPANY | Hayley Fabian | TRUE | 2026-06-09T00:00:00 | 2026-08-12T00:00:00 | 2026-08-12T00:00:00 | 1 | 0 | 1 | 611.3 | 90472.4 | 55944 | USA | N45 | 1501 | ABB INDUSTRIAL CONNECTIONS AND SOLUTIONS | 27511 | RQF-INTERIOR-N | GENERIC RQ LP - NORMAL | PUR | GENERIC RQ LP - NORMAL | EA | EA |  | TRUE |  | P | B/W | DAYTON
133959 | 5 | 10 | States | EGAN COMPANY | Hayley Fabian | TRUE | 2026-06-09T00:00:00 | 2026-08-12T00:00:00 | 2026-08-12T00:00:00 | 1 | 0 | 1 | 611.3 | 90472.4 | 55944 | USA | N45 | 1501 | ABB INDUSTRIAL CONNECTIONS AND SOLUTIONS | 27511 | RQF-INTERIOR-N | GENERIC RQ LP - NORMAL | PUR | GENERIC RQ LP - NORMAL | EA | EA |  | TRUE |  | P | B/W | DAYTON
133959 | 5 | 11 | States | EGAN COMPANY | Hayley Fabian | TRUE | 2026-06-09T00:00:00 | 2026-08-12T00:00:00 | 2026-08-12T00:00:00 | 1 | 0 | 1 | 611.3 | 90472.4 | 55944 | USA | N45 | 1501 | ABB INDUSTRIAL CONNECTIONS AND SOLUTIONS | 27511 | RQF-INTERIOR-N | GENERIC RQ LP - NORMAL | PUR | GENERIC RQ LP - NORMAL | EA | EA |  | TRUE |  | P | B/W | DAYTON
133959 | 5 | 12 | States | EGAN COMPANY | Hayley Fabian | TRUE | 2026-06-09T00:00:00 | 2026-08-12T00:00:00 | 2026-08-12T00:00:00 | 1 | 0 | 1 | 611.3 | 90472.4 | 55944 | USA | N45 | 1501 | ABB INDUSTRIAL CONNECTIONS AND SOLUTIONS | 27511 | RQF-INTERIOR-N | GENERIC RQ LP - NORMAL | PUR | GENERIC RQ LP - NORMAL | EA | EA |  | TRUE |  | P | B/W | DAYTON
133959 | 5 | 13 | States | EGAN COMPANY | Hayley Fabian | TRUE | 2026-06-09T00:00:00 | 2026-08-12T00:00:00 | 2026-08-12T00:00:00 | 1 | 0 | 1 | 611.3 | 90472.4 | 55944 | USA | N45 | 1501 | ABB INDUSTRIAL CONNECTIONS AND SOLUTIONS | 27511 | RQF-INTERIOR-N | GENERIC RQ LP - NORMAL | PUR | GENERIC RQ LP - NORMAL | EA | EA |  | TRUE |  | P | B/W | DAYTON
133959 | 5 | 14 | States | EGAN COMPANY | Hayley Fabian | TRUE | 2026-06-09T00:00:00 | 2026-08-12T00:00:00 | 2026-08-12T00:00:00 | 1 | 0 | 1 | 611.3 | 90472.4 | 55944 | USA | N45 | 1501 | ABB INDUSTRIAL CONNECTIONS AND SOLUTIONS | 27511 | RQF-INTERIOR-N | GENERIC RQ LP - NORMAL | PUR | GENERIC RQ LP - NORMAL | EA | EA |  | TRUE |  | P | B/W | DAYTON
133959 | 5 | 15 | States | EGAN COMPANY | Hayley Fabian | TRUE | 2026-06-09T00:00:00 | 2026-08-12T00:00:00 | 2026-08-12T00:00:00 | 1 | 0 | 1 | 611.3 | 90472.4 | 55944 | USA | N45 | 1501 | ABB INDUSTRIAL CONNECTIONS AND SOLUTIONS | 27511 | RQF-INTERIOR-N | GENERIC RQ LP - NORMAL | PUR | GENERIC RQ LP - NORMAL | EA | EA |  | TRUE |  | P | B/W | DAYTON
133959 | 5 | 16 | States | EGAN COMPANY | Hayley Fabian | TRUE | 2026-06-09T00:00:00 | 2026-08-12T00:00:00 | 2026-08-12T00:00:00 | 1 | 0 | 1 | 611.3 | 90472.4 | 55944 | USA | N45 | 1501 | ABB INDUSTRIAL CONNECTIONS AND SOLUTIONS | 27511 | RQF-INTERIOR-N | GENERIC RQ LP - NORMAL | PUR | GENERIC RQ LP - NORMAL | EA | EA |  | TRUE |  | P | B/W | DAYTON
133959 | 5 | 17 | States | EGAN COMPANY | Hayley Fabian | TRUE | 2026-06-09T00:00:00 | 2026-08-12T00:00:00 | 2026-08-12T00:00:00 | 1 | 0 | 1 | 611.3 | 90472.4 | 55944 | USA | N45 | 1501 | ABB INDUSTRIAL CONNECTIONS AND SOLUTIONS | 27511 | RQF-INTERIOR-N | GENERIC RQ LP - NORMAL | PUR | GENERIC RQ LP - NORMAL | EA | EA |  | TRUE |  | P | B/W | DAYTON
133959 | 5 | 18 | States | EGAN COMPANY | Hayley Fabian | TRUE | 2026-06-09T00:00:00 | 2026-08-12T00:00:00 | 2026-08-12T00:00:00 | 1 | 0 | 1 | 611.3 | 90472.4 | 55944 | USA | N45 | 1501 | ABB INDUSTRIAL CONNECTIONS AND SOLUTIONS | 27511 | RQF-INTERIOR-N | GENERIC RQ LP - NORMAL | PUR | GENERIC RQ LP - NORMAL | EA | EA |  | TRUE |  | P | B/W | DAYTON
133959 | 5 | 19 | States | EGAN COMPANY | Hayley Fabian | TRUE | 2026-06-09T00:00:00 | 2026-08-12T00:00:00 | 2026-08-12T00:00:00 | 1 | 0 | 1 | 611.3 | 90472.4 | 55944 | USA | N45 | 1501 | ABB INDUSTRIAL CONNECTIONS AND SOLUTIONS | 27511 | RQF-INTERIOR-N | GENERIC RQ LP - NORMAL | PUR | GENERIC RQ LP - NORMAL | EA | EA |  | TRUE |  | P | B/W | DAYTON
133959 | 5 | 20 | States | EGAN COMPANY | Hayley Fabian | TRUE | 2026-06-09T00:00:00 | 2026-08-12T00:00:00 | 2026-08-12T00:00:00 | 1 | 0 | 1 | 611.3 | 90472.4 | 55944 | USA | N45 | 1501 | ABB INDUSTRIAL CONNECTIONS AND SOLUTIONS | 27511 | RQF-INTERIOR-N | GENERIC RQ LP - NORMAL | PUR | GENERIC RQ LP - NORMAL | EA | EA |  | TRUE |  | P | B/W | DAYTON
133959 | 5 | 21 | States | EGAN COMPANY | Hayley Fabian | TRUE | 2026-06-09T00:00:00 | 2026-08-12T00:00:00 | 2026-08-12T00:00:00 | 1 | 0 | 1 | 611.3 | 90472.4 | 55944 | USA | N45 | 1501 | ABB INDUSTRIAL CONNECTIONS AND SOLUTIONS | 27511 | RQF-INTERIOR-N | GENERIC RQ LP - NORMAL | PUR | GENERIC RQ LP - NORMAL | EA | EA |  | TRUE |  | P | B/W | DAYTON
133959 | 5 | 22 | States | EGAN COMPANY | Hayley Fabian | TRUE | 2026-06-09T00:00:00 | 2026-08-12T00:00:00 | 2026-08-12T00:00:00 | 1 | 0 | 1 | 611.3 | 90472.4 | 55944 | USA | N45 | 1501 | ABB INDUSTRIAL CONNECTIONS AND SOLUTIONS | 27511 | RQF-INTERIOR-N | GENERIC RQ LP - NORMAL | PUR | GENERIC RQ LP - NORMAL | EA | EA |  | TRUE |  | P | B/W | DAYTON
133959 | 5 | 23 | States | EGAN COMPANY | Hayley Fabian | TRUE | 2026-06-09T00:00:00 | 2026-08-12T00:00:00 | 2026-08-12T00:00:00 | 1 | 0 | 1 | 611.3 | 90472.4 | 55944 | USA | N45 | 1501 | ABB INDUSTRIAL CONNECTIONS AND SOLUTIONS | 27511 | RQF-INTERIOR-N | GENERIC RQ LP - NORMAL | PUR | GENERIC RQ LP - NORMAL | EA | EA |  | TRUE |  | P | B/W | DAYTON
133959 | 5 | 24 | States | EGAN COMPANY | Hayley Fabian | TRUE | 2026-06-09T00:00:00 | 2026-08-12T00:00:00 | 2026-08-12T00:00:00 | 1 | 0 | 1 | 611.3 | 90472.4 | 55944 | USA | N45 | 1501 | ABB INDUSTRIAL CONNECTIONS AND SOLUTIONS | 27511 | RQF-INTERIOR-N | GENERIC RQ LP - NORMAL | PUR | GENERIC RQ LP - NORMAL | EA | EA |  | TRUE |  | P | B/W | DAYTON
133959 | 5 | 25 | States | EGAN COMPANY | Hayley Fabian | TRUE | 2026-06-09T00:00:00 | 2026-08-12T00:00:00 | 2026-08-12T00:00:00 | 1 | 0 | 1 | 611.3 | 90472.4 | 55944 | USA | N45 | 1501 | ABB INDUSTRIAL CONNECTIONS AND SOLUTIONS | 27511 | RQF-INTERIOR-N | GENERIC RQ LP - NORMAL | PUR | GENERIC RQ LP - NORMAL | EA | EA |  | TRUE |  | P | B/W | DAYTON
133959 | 5 | 26 | States | EGAN COMPANY | Hayley Fabian | TRUE | 2026-06-09T00:00:00 | 2026-08-12T00:00:00 | 2026-08-12T00:00:00 | 1 | 0 | 1 | 611.3 | 90472.4 | 55944 | USA | N45 | 1501 | ABB INDUSTRIAL CONNECTIONS AND SOLUTIONS | 27511 | RQF-INTERIOR-N | GENERIC RQ LP - NORMAL | PUR | GENERIC RQ LP - NORMAL | EA | EA |  | TRUE |  | P | B/W | DAYTON
133959 | 5 | 27 | States | EGAN COMPANY | Hayley Fabian | TRUE | 2026-06-09T00:00:00 | 2026-08-12T00:00:00 | 2026-08-12T00:00:00 | 1 | 0 | 1 | 611.3 | 90472.4 | 55944 | USA | N45 | 1501 | ABB INDUSTRIAL CONNECTIONS AND SOLUTIONS | 27511 | RQF-INTERIOR-N | GENERIC RQ LP - NORMAL | PUR | GENERIC RQ LP - NORMAL | EA | EA |  | TRUE |  | P | B/W | DAYTON
133959 | 5 | 28 | States | EGAN COMPANY | Hayley Fabian | TRUE | 2026-06-09T00:00:00 | 2026-08-12T00:00:00 | 2026-08-12T00:00:00 | 1 | 0 | 1 | 611.3 | 90472.4 | 55944 | USA | N45 | 1501 | ABB INDUSTRIAL CONNECTIONS AND SOLUTIONS | 27511 | RQF-INTERIOR-N | GENERIC RQ LP - NORMAL | PUR | GENERIC RQ LP - NORMAL | EA | EA |  | TRUE |  | P | B/W | DAYTON
133959 | 5 | 29 | States | EGAN COMPANY | Hayley Fabian | TRUE | 2026-06-09T00:00:00 | 2026-08-12T00:00:00 | 2026-08-12T00:00:00 | 1 | 0 | 1 | 611.3 | 90472.4 | 55944 | USA | N45 | 1501 | ABB INDUSTRIAL CONNECTIONS AND SOLUTIONS | 27511 | RQF-INTERIOR-N | GENERIC RQ LP - NORMAL | PUR | GENERIC RQ LP - NORMAL | EA | EA |  | TRUE |  | P | B/W | DAYTON
133959 | 5 | 30 | States | EGAN COMPANY | Hayley Fabian | TRUE | 2026-06-09T00:00:00 | 2026-08-12T00:00:00 | 2026-08-12T00:00:00 | 1 | 0 | 1 | 611.3 | 90472.4 | 55944 | USA | N45 | 1501 | ABB INDUSTRIAL CONNECTIONS AND SOLUTIONS | 27511 | RQF-INTERIOR-N | GENERIC RQ LP - NORMAL | PUR | GENERIC RQ LP - NORMAL | EA | EA |  | TRUE |  | P | B/W | DAYTON
133959 | 5 | 31 | States | EGAN COMPANY | Hayley Fabian | TRUE | 2026-06-09T00:00:00 | 2026-08-12T00:00:00 | 2026-08-12T00:00:00 | 1 | 0 | 1 | 611.3 | 90472.4 | 55944 | USA | N45 | 1501 | ABB INDUSTRIAL CONNECTIONS AND SOLUTIONS | 27511 | RQF-INTERIOR-N | GENERIC RQ LP - NORMAL | PUR | GENERIC RQ LP - NORMAL | EA | EA |  | TRUE |  | P | B/W | DAYTON
133959 | 5 | 32 | States | EGAN COMPANY | Hayley Fabian | TRUE | 2026-06-09T00:00:00 | 2026-08-12T00:00:00 | 2026-08-12T00:00:00 | 1 | 0 | 1 | 611.3 | 90472.4 | 55944 | USA | N45 | 1501 | ABB INDUSTRIAL CONNECTIONS AND SOLUTIONS | 27511 | RQF-INTERIOR-N | GENERIC RQ LP - NORMAL | PUR | GENERIC RQ LP - NORMAL | EA | EA |  | TRUE |  | P | B/W | DAYTON
133959 | 5 | 33 | States | EGAN COMPANY | Hayley Fabian | TRUE | 2026-06-09T00:00:00 | 2026-08-12T00:00:00 | 2026-08-12T00:00:00 | 1 | 0 | 1 | 611.3 | 90472.4 | 55944 | USA | N45 | 1501 | ABB INDUSTRIAL CONNECTIONS AND SOLUTIONS | 27511 | RQF-INTERIOR-N | GENERIC RQ LP - NORMAL | PUR | GENERIC RQ LP - NORMAL | EA | EA |  | TRUE |  | P | B/W | DAYTON
133959 | 5 | 34 | States | EGAN COMPANY | Hayley Fabian | TRUE | 2026-06-09T00:00:00 | 2026-08-12T00:00:00 | 2026-08-12T00:00:00 | 1 | 0 | 1 | 611.3 | 90472.4 | 55944 | USA | N45 | 1501 | ABB INDUSTRIAL CONNECTIONS AND SOLUTIONS | 27511 | RQF-INTERIOR-N | GENERIC RQ LP - NORMAL | PUR | GENERIC RQ LP - NORMAL | EA | EA |  | TRUE |  | P | B/W | DAYTON
133959 | 5 | 35 | States | EGAN COMPANY | Hayley Fabian | TRUE | 2026-06-09T00:00:00 | 2026-08-12T00:00:00 | 2026-08-12T00:00:00 | 1 | 0 | 1 | 611.3 | 90472.4 | 55944 | USA | N45 | 1501 | ABB INDUSTRIAL CONNECTIONS AND SOLUTIONS | 27511 | RQF-INTERIOR-N | GENERIC RQ LP - NORMAL | PUR | GENERIC RQ LP - NORMAL | EA | EA |  | TRUE |  | P | B/W | DAYTON
133959 | 5 | 36 | States | EGAN COMPANY | Hayley Fabian | TRUE | 2026-06-09T00:00:00 | 2026-08-12T00:00:00 | 2026-08-12T00:00:00 | 1 | 0 | 1 | 611.3 | 90472.4 | 55944 | USA | N45 | 1501 | ABB INDUSTRIAL CONNECTIONS AND SOLUTIONS | 27511 | RQF-INTERIOR-N | GENERIC RQ LP - NORMAL | PUR | GENERIC RQ LP - NORMAL | EA | EA |  | TRUE |  | P | B/W | DAYTON
133959 | 5 | 37 | States | EGAN COMPANY | Hayley Fabian | TRUE | 2026-06-09T00:00:00 | 2026-08-12T00:00:00 | 2026-08-12T00:00:00 | 1 | 0 | 1 | 611.3 | 90472.4 | 55944 | USA | N45 | 1501 | ABB INDUSTRIAL CONNECTIONS AND SOLUTIONS | 27511 | RQF-INTERIOR-N | GENERIC RQ LP - NORMAL | PUR | GENERIC RQ LP - NORMAL | EA | EA |  | TRUE |  | P | B/W | DAYTON
133959 | 5 | 38 | States | EGAN COMPANY | Hayley Fabian | TRUE | 2026-06-09T00:00:00 | 2026-08-12T00:00:00 | 2026-08-12T00:00:00 | 1 | 0 | 1 | 611.3 | 90472.4 | 55944 | USA | N45 | 1501 | ABB INDUSTRIAL CONNECTIONS AND SOLUTIONS | 27511 | RQF-INTERIOR-N | GENERIC RQ LP - NORMAL | PUR | GENERIC RQ LP - NORMAL | EA | EA |  | TRUE |  | P | B/W | DAYTON
133959 | 5 | 39 | States | EGAN COMPANY | Hayley Fabian | TRUE | 2026-06-09T00:00:00 | 2026-08-25T00:00:00 | 2026-08-25T00:00:00 | 1 | 0 | 1 | 611.3 | 90472.4 | 55944 | USA | N45 | 1501 | ABB INDUSTRIAL CONNECTIONS AND SOLUTIONS | 27511 | RQF-INTERIOR-N | GENERIC RQ LP - NORMAL | PUR | GENERIC RQ LP - NORMAL | EA | EA |  | TRUE |  | P | B/W | DAYTON
133959 | 5 | 40 | States | EGAN COMPANY | Hayley Fabian | TRUE | 2026-06-09T00:00:00 | 2026-08-25T00:00:00 | 2026-08-25T00:00:00 | 1 | 0 | 1 | 611.3 | 90472.4 | 55944 | USA | N45 | 1501 | ABB INDUSTRIAL CONNECTIONS AND SOLUTIONS | 27511 | RQF-INTERIOR-N | GENERIC RQ LP - NORMAL | PUR | GENERIC RQ LP - NORMAL | EA | EA |  | TRUE |  | P | B/W | DAYTON
133959 | 5 | 41 | States | EGAN COMPANY | Hayley Fabian | TRUE | 2026-06-09T00:00:00 | 2026-08-25T00:00:00 | 2026-08-25T00:00:00 | 1 | 0 | 1 | 611.3 | 90472.4 | 55944 | USA | N45 | 1501 | ABB INDUSTRIAL CONNECTIONS AND SOLUTIONS | 27511 | RQF-INTERIOR-N | GENERIC RQ LP - NORMAL | PUR | GENERIC RQ LP - NORMAL | EA | EA |  | TRUE |  | P | B/W | DAYTON
133959 | 5 | 42 | States | EGAN COMPANY | Hayley Fabian | TRUE | 2026-06-09T00:00:00 | 2026-08-25T00:00:00 | 2026-08-25T00:00:00 | 1 | 0 | 1 | 611.3 | 90472.4 | 55944 | USA | N45 | 1501 | ABB INDUSTRIAL CONNECTIONS AND SOLUTIONS | 27511 | RQF-INTERIOR-N | GENERIC RQ LP - NORMAL | PUR | GENERIC RQ LP - NORMAL | EA | EA |  | TRUE |  | P | B/W | DAYTON
133959 | 5 | 43 | States | EGAN COMPANY | Hayley Fabian | TRUE | 2026-06-09T00:00:00 | 2026-08-25T00:00:00 | 2026-08-25T00:00:00 | 1 | 0 | 1 | 611.3 | 90472.4 | 55944 | USA | N45 | 1501 | ABB INDUSTRIAL CONNECTIONS AND SOLUTIONS | 27511 | RQF-INTERIOR-N | GENERIC RQ LP - NORMAL | PUR | GENERIC RQ LP - NORMAL | EA | EA |  | TRUE |  | P | B/W | DAYTON
133959 | 5 | 44 | States | EGAN COMPANY | Hayley Fabian | TRUE | 2026-06-09T00:00:00 | 2026-08-25T00:00:00 | 2026-08-25T00:00:00 | 1 | 0 | 1 | 611.3 | 90472.4 | 55944 | USA | N45 | 1501 | ABB INDUSTRIAL CONNECTIONS AND SOLUTIONS | 27511 | RQF-INTERIOR-N | GENERIC RQ LP - NORMAL | PUR | GENERIC RQ LP - NORMAL | EA | EA |  | TRUE |  | P | B/W | DAYTON
133959 | 5 | 45 | States | EGAN COMPANY | Hayley Fabian | TRUE | 2026-06-09T00:00:00 | 2026-08-25T00:00:00 | 2026-08-25T00:00:00 | 1 | 0 | 1 | 611.3 | 90472.4 | 55944 | USA | N45 | 1501 | ABB INDUSTRIAL CONNECTIONS AND SOLUTIONS | 27511 | RQF-INTERIOR-N | GENERIC RQ LP - NORMAL | PUR | GENERIC RQ LP - NORMAL | EA | EA |  | TRUE |  | P | B/W | DAYTON
133959 | 5 | 46 | States | EGAN COMPANY | Hayley Fabian | TRUE | 2026-06-09T00:00:00 | 2026-08-25T00:00:00 | 2026-08-25T00:00:00 | 1 | 0 | 1 | 611.3 | 90472.4 | 55944 | USA | N45 | 1501 | ABB INDUSTRIAL CONNECTIONS AND SOLUTIONS | 27511 | RQF-INTERIOR-N | GENERIC RQ LP - NORMAL | PUR | GENERIC RQ LP - NORMAL | EA | EA |  | TRUE |  | P | B/W | DAYTON
133959 | 5 | 47 | States | EGAN COMPANY | Hayley Fabian | TRUE | 2026-06-09T00:00:00 | 2026-08-25T00:00:00 | 2026-08-25T00:00:00 | 1 | 0 | 1 | 611.3 | 90472.4 | 55944 | USA | N45 | 1501 | ABB INDUSTRIAL CONNECTIONS AND SOLUTIONS | 27511 | RQF-INTERIOR-N | GENERIC RQ LP - NORMAL | PUR | GENERIC RQ LP - NORMAL | EA | EA |  | TRUE |  | P | B/W | DAYTON
133959 | 5 | 48 | States | EGAN COMPANY | Hayley Fabian | TRUE | 2026-06-09T00:00:00 | 2026-08-25T00:00:00 | 2026-08-25T00:00:00 | 1 | 0 | 1 | 611.3 | 90472.4 | 55944 | USA | N45 | 1501 | ABB INDUSTRIAL CONNECTIONS AND SOLUTIONS | 27511 | RQF-INTERIOR-N | GENERIC RQ LP - NORMAL | PUR | GENERIC RQ LP - NORMAL | EA | EA |  | TRUE |  | P | B/W | DAYTON
133959 | 5 | 49 | States | EGAN COMPANY | Hayley Fabian | TRUE | 2026-06-09T00:00:00 | 2026-08-25T00:00:00 | 2026-08-25T00:00:00 | 1 | 0 | 1 | 611.3 | 90472.4 | 55944 | USA | N45 | 1501 | ABB INDUSTRIAL CONNECTIONS AND SOLUTIONS | 27511 | RQF-INTERIOR-N | GENERIC RQ LP - NORMAL | PUR | GENERIC RQ LP - NORMAL | EA | EA |  | TRUE |  | P | B/W | DAYTON
133959 | 5 | 50 | States | EGAN COMPANY | Hayley Fabian | TRUE | 2026-06-09T00:00:00 | 2026-08-25T00:00:00 | 2026-08-25T00:00:00 | 1 | 0 | 1 | 611.3 | 90472.4 | 55944 | USA | N45 | 1501 | ABB INDUSTRIAL CONNECTIONS AND SOLUTIONS | 27511 | RQF-INTERIOR-N | GENERIC RQ LP - NORMAL | PUR | GENERIC RQ LP - NORMAL | EA | EA |  | TRUE |  | P | B/W | DAYTON
133959 | 5 | 51 | States | EGAN COMPANY | Hayley Fabian | TRUE | 2026-06-09T00:00:00 | 2026-08-25T00:00:00 | 2026-08-25T00:00:00 | 1 | 0 | 1 | 611.3 | 90472.4 | 55944 | USA | N45 | 1501 | ABB INDUSTRIAL CONNECTIONS AND SOLUTIONS | 27511 | RQF-INTERIOR-N | GENERIC RQ LP - NORMAL | PUR | GENERIC RQ LP - NORMAL | EA | EA |  | TRUE |  | P | B/W | DAYTON
133959 | 5 | 52 | States | EGAN COMPANY | Hayley Fabian | TRUE | 2026-06-09T00:00:00 | 2026-08-25T00:00:00 | 2026-08-25T00:00:00 | 1 | 0 | 1 | 611.3 | 90472.4 | 55944 | USA | N45 | 1501 | ABB INDUSTRIAL CONNECTIONS AND SOLUTIONS | 27511 | RQF-INTERIOR-N | GENERIC RQ LP - NORMAL | PUR | GENERIC RQ LP - NORMAL | EA | EA |  | TRUE |  | P | B/W | DAYTON
133959 | 5 | 53 | States | EGAN COMPANY | Hayley Fabian | TRUE | 2026-06-09T00:00:00 | 2026-08-25T00:00:00 | 2026-08-25T00:00:00 | 1 | 0 | 1 | 611.3 | 90472.4 | 55944 | USA | N45 | 1501 | ABB INDUSTRIAL CONNECTIONS AND SOLUTIONS | 27511 | RQF-INTERIOR-N | GENERIC RQ LP - NORMAL | PUR | GENERIC RQ LP - NORMAL | EA | EA |  | TRUE |  | P | B/W | DAYTON
133959 | 5 | 54 | States | EGAN COMPANY | Hayley Fabian | TRUE | 2026-06-09T00:00:00 | 2026-08-25T00:00:00 | 2026-08-25T00:00:00 | 1 | 0 | 1 | 611.3 | 90472.4 | 55944 | USA | N45 | 1501 | ABB INDUSTRIAL CONNECTIONS AND SOLUTIONS | 27511 | RQF-INTERIOR-N | GENERIC RQ LP - NORMAL | PUR | GENERIC RQ LP - NORMAL | EA | EA |  | TRUE |  | P | B/W | DAYTON
133959 | 5 | 55 | States | EGAN COMPANY | Hayley Fabian | TRUE | 2026-06-09T00:00:00 | 2026-08-25T00:00:00 | 2026-08-25T00:00:00 | 1 | 0 | 1 | 611.3 | 90472.4 | 55944 | USA | N45 | 1501 | ABB INDUSTRIAL CONNECTIONS AND SOLUTIONS | 27511 | RQF-INTERIOR-N | GENERIC RQ LP - NORMAL | PUR | GENERIC RQ LP - NORMAL | EA | EA |  | TRUE |  | P | B/W | DAYTON
133959 | 5 | 56 | States | EGAN COMPANY | Hayley Fabian | TRUE | 2026-06-09T00:00:00 | 2026-08-25T00:00:00 | 2026-08-25T00:00:00 | 1 | 0 | 1 | 611.3 | 90472.4 | 55944 | USA | N45 | 1501 | ABB INDUSTRIAL CONNECTIONS AND SOLUTIONS | 27511 | RQF-INTERIOR-N | GENERIC RQ LP - NORMAL | PUR | GENERIC RQ LP - NORMAL | EA | EA |  | TRUE |  | P | B/W | DAYTON
133959 | 5 | 57 | States | EGAN COMPANY | Hayley Fabian | TRUE | 2026-06-09T00:00:00 | 2026-08-25T00:00:00 | 2026-08-25T00:00:00 | 1 | 0 | 1 | 611.3 | 90472.4 | 55944 | USA | N45 | 1501 | ABB INDUSTRIAL CONNECTIONS AND SOLUTIONS | 27511 | RQF-INTERIOR-N | GENERIC RQ LP - NORMAL | PUR | GENERIC RQ LP - NORMAL | EA | EA |  | TRUE |  | P | B/W | DAYTON
133959 | 5 | 58 | States | EGAN COMPANY | Hayley Fabian | TRUE | 2026-06-09T00:00:00 | 2026-08-25T00:00:00 | 2026-08-25T00:00:00 | 1 | 0 | 1 | 611.3 | 90472.4 | 55944 | USA | N45 | 1501 | ABB INDUSTRIAL CONNECTIONS AND SOLUTIONS | 27511 | RQF-INTERIOR-N | GENERIC RQ LP - NORMAL | PUR | GENERIC RQ LP - NORMAL | EA | EA |  | TRUE |  | P | B/W | DAYTON
133959 | 5 | 59 | States | EGAN COMPANY | Hayley Fabian | TRUE | 2026-06-09T00:00:00 | 2026-08-25T00:00:00 | 2026-08-25T00:00:00 | 1 | 0 | 1 | 611.3 | 90472.4 | 55944 | USA | N45 | 1501 | ABB INDUSTRIAL CONNECTIONS AND SOLUTIONS | 27511 | RQF-INTERIOR-N | GENERIC RQ LP - NORMAL | PUR | GENERIC RQ LP - NORMAL | EA | EA |  | TRUE |  | P | B/W | DAYTON
133959 | 5 | 60 | States | EGAN COMPANY | Hayley Fabian | TRUE | 2026-06-09T00:00:00 | 2026-08-25T00:00:00 | 2026-08-25T00:00:00 | 1 | 0 | 1 | 611.3 | 90472.4 | 55944 | USA | N45 | 1501 | ABB INDUSTRIAL CONNECTIONS AND SOLUTIONS | 27511 | RQF-INTERIOR-N | GENERIC RQ LP - NORMAL | PUR | GENERIC RQ LP - NORMAL | EA | EA |  | TRUE |  | P | B/W | DAYTON
133959 | 5 | 61 | States | EGAN COMPANY | Hayley Fabian | TRUE | 2026-06-09T00:00:00 | 2026-08-25T00:00:00 | 2026-08-25T00:00:00 | 1 | 0 | 1 | 611.3 | 90472.4 | 55944 | USA | N45 | 1501 | ABB INDUSTRIAL CONNECTIONS AND SOLUTIONS | 27511 | RQF-INTERIOR-N | GENERIC RQ LP - NORMAL | PUR | GENERIC RQ LP - NORMAL | EA | EA |  | TRUE |  | P | B/W | DAYTON
133959 | 5 | 62 | States | EGAN COMPANY | Hayley Fabian | TRUE | 2026-06-09T00:00:00 | 2026-08-25T00:00:00 | 2026-08-25T00:00:00 | 1 | 0 | 1 | 611.3 | 90472.4 | 55944 | USA | N45 | 1501 | ABB INDUSTRIAL CONNECTIONS AND SOLUTIONS | 27511 | RQF-INTERIOR-N | GENERIC RQ LP - NORMAL | PUR | GENERIC RQ LP - NORMAL | EA | EA |  | TRUE |  | P | B/W | DAYTON
133959 | 5 | 63 | States | EGAN COMPANY | Hayley Fabian | TRUE | 2026-06-09T00:00:00 | 2026-08-25T00:00:00 | 2026-08-25T00:00:00 | 1 | 0 | 1 | 611.3 | 90472.4 | 55944 | USA | N45 | 1501 | ABB INDUSTRIAL CONNECTIONS AND SOLUTIONS | 27511 | RQF-INTERIOR-N | GENERIC RQ LP - NORMAL | PUR | GENERIC RQ LP - NORMAL | EA | EA |  | TRUE |  | P | B/W | DAYTON
133959 | 5 | 64 | States | EGAN COMPANY | Hayley Fabian | TRUE | 2026-06-09T00:00:00 | 2026-09-24T00:00:00 | 2026-09-24T00:00:00 | 1 | 0 | 1 | 611.3 | 90472.4 | 55944 | USA | N45 | 1501 | ABB INDUSTRIAL CONNECTIONS AND SOLUTIONS | 27511 | RQF-INTERIOR-N | GENERIC RQ LP - NORMAL | PUR | GENERIC RQ LP - NORMAL | EA | EA |  | TRUE |  | P | B/W | DAYTON
133959 | 5 | 65 | States | EGAN COMPANY | Hayley Fabian | TRUE | 2026-06-09T00:00:00 | 2026-09-24T00:00:00 | 2026-09-24T00:00:00 | 1 | 0 | 1 | 611.3 | 90472.4 | 55944 | USA | N45 | 1501 | ABB INDUSTRIAL CONNECTIONS AND SOLUTIONS | 27511 | RQF-INTERIOR-N | GENERIC RQ LP - NORMAL | PUR | GENERIC RQ LP - NORMAL | EA | EA |  | TRUE |  | P | B/W | DAYTON
133959 | 5 | 66 | States | EGAN COMPANY | Hayley Fabian | TRUE | 2026-06-09T00:00:00 | 2026-09-24T00:00:00 | 2026-09-24T00:00:00 | 1 | 0 | 1 | 611.3 | 90472.4 | 55944 | USA | N45 | 1501 | ABB INDUSTRIAL CONNECTIONS AND SOLUTIONS | 27511 | RQF-INTERIOR-N | GENERIC RQ LP - NORMAL | PUR | GENERIC RQ LP - NORMAL | EA | EA |  | TRUE |  | P | B/W | DAYTON
133959 | 5 | 67 | States | EGAN COMPANY | Hayley Fabian | TRUE | 2026-06-09T00:00:00 | 2026-09-24T00:00:00 | 2026-09-24T00:00:00 | 1 | 0 | 1 | 611.3 | 90472.4 | 55944 | USA | N45 | 1501 | ABB INDUSTRIAL CONNECTIONS AND SOLUTIONS | 27511 | RQF-INTERIOR-N | GENERIC RQ LP - NORMAL | PUR | GENERIC RQ LP - NORMAL | EA | EA |  | TRUE |  | P | B/W | DAYTON
133959 | 5 | 68 | States | EGAN COMPANY | Hayley Fabian | TRUE | 2026-06-09T00:00:00 | 2026-09-24T00:00:00 | 2026-09-24T00:00:00 | 1 | 0 | 1 | 611.3 | 90472.4 | 55944 | USA | N45 | 1501 | ABB INDUSTRIAL CONNECTIONS AND SOLUTIONS | 27511 | RQF-INTERIOR-N | GENERIC RQ LP - NORMAL | PUR | GENERIC RQ LP - NORMAL | EA | EA |  | TRUE |  | P | B/W | DAYTON
133959 | 5 | 69 | States | EGAN COMPANY | Hayley Fabian | TRUE | 2026-06-09T00:00:00 | 2026-09-24T00:00:00 | 2026-09-24T00:00:00 | 1 | 0 | 1 | 611.3 | 90472.4 | 55944 | USA | N45 | 1501 | ABB INDUSTRIAL CONNECTIONS AND SOLUTIONS | 27511 | RQF-INTERIOR-N | GENERIC RQ LP - NORMAL | PUR | GENERIC RQ LP - NORMAL | EA | EA |  | TRUE |  | P | B/W | DAYTON
133959 | 5 | 70 | States | EGAN COMPANY | Hayley Fabian | TRUE | 2026-06-09T00:00:00 | 2026-09-24T00:00:00 | 2026-09-24T00:00:00 | 1 | 0 | 1 | 611.3 | 90472.4 | 55944 | USA | N45 | 1501 | ABB INDUSTRIAL CONNECTIONS AND SOLUTIONS | 27511 | RQF-INTERIOR-N | GENERIC RQ LP - NORMAL | PUR | GENERIC RQ LP - NORMAL | EA | EA |  | TRUE |  | P | B/W | DAYTON
133959 | 5 | 71 | States | EGAN COMPANY | Hayley Fabian | TRUE | 2026-06-09T00:00:00 | 2026-09-24T00:00:00 | 2026-09-24T00:00:00 | 1 | 0 | 1 | 611.3 | 90472.4 | 55944 | USA | N45 | 1501 | ABB INDUSTRIAL CONNECTIONS AND SOLUTIONS | 27511 | RQF-INTERIOR-N | GENERIC RQ LP - NORMAL | PUR | GENERIC RQ LP - NORMAL | EA | EA |  | TRUE |  | P | B/W | DAYTON
133959 | 5 | 72 | States | EGAN COMPANY | Hayley Fabian | TRUE | 2026-06-09T00:00:00 | 2026-09-24T00:00:00 | 2026-09-24T00:00:00 | 1 | 0 | 1 | 611.3 | 90472.4 | 55944 | USA | N45 | 1501 | ABB INDUSTRIAL CONNECTIONS AND SOLUTIONS | 27511 | RQF-INTERIOR-N | GENERIC RQ LP - NORMAL | PUR | GENERIC RQ LP - NORMAL | EA | EA |  | TRUE |  | P | B/W | DAYTON
133959 | 5 | 73 | States | EGAN COMPANY | Hayley Fabian | TRUE | 2026-06-09T00:00:00 | 2026-09-24T00:00:00 | 2026-09-24T00:00:00 | 1 | 0 | 1 | 611.3 | 90472.4 | 55944 | USA | N45 | 1501 | ABB INDUSTRIAL CONNECTIONS AND SOLUTIONS | 27511 | RQF-INTERIOR-N | GENERIC RQ LP - NORMAL | PUR | GENERIC RQ LP - NORMAL | EA | EA |  | TRUE |  | P | B/W | DAYTON
133959 | 5 | 74 | States | EGAN COMPANY | Hayley Fabian | TRUE | 2026-06-09T00:00:00 | 2026-09-24T00:00:00 | 2026-09-24T00:00:00 | 1 | 0 | 1 | 611.3 | 90472.4 | 55944 | USA | N45 | 1501 | ABB INDUSTRIAL CONNECTIONS AND SOLUTIONS | 27511 | RQF-INTERIOR-N | GENERIC RQ LP - NORMAL | PUR | GENERIC RQ LP - NORMAL | EA | EA |  | TRUE |  | P | B/W | DAYTON
133959 | 5 | 75 | States | EGAN COMPANY | Hayley Fabian | TRUE | 2026-06-09T00:00:00 | 2026-09-24T00:00:00 | 2026-09-24T00:00:00 | 1 | 0 | 1 | 611.3 | 90472.4 | 55944 | USA | N45 | 1501 | ABB INDUSTRIAL CONNECTIONS AND SOLUTIONS | 27511 | RQF-INTERIOR-N | GENERIC RQ LP - NORMAL | PUR | GENERIC RQ LP - NORMAL | EA | EA |  | TRUE |  | P | B/W | DAYTON
133959 | 5 | 76 | States | EGAN COMPANY | Hayley Fabian | TRUE | 2026-06-09T00:00:00 | 2026-09-24T00:00:00 | 2026-09-24T00:00:00 | 1 | 0 | 1 | 611.3 | 90472.4 | 55944 | USA | N45 | 1501 | ABB INDUSTRIAL CONNECTIONS AND SOLUTIONS | 27511 | RQF-INTERIOR-N | GENERIC RQ LP - NORMAL | PUR | GENERIC RQ LP - NORMAL | EA | EA |  | TRUE |  | P | B/W | DAYTON
133959 | 5 | 77 | States | EGAN COMPANY | Hayley Fabian | TRUE | 2026-06-09T00:00:00 | 2026-09-24T00:00:00 | 2026-09-24T00:00:00 | 1 | 0 | 1 | 611.3 | 90472.4 | 55944 | USA | N45 | 1501 | ABB INDUSTRIAL CONNECTIONS AND SOLUTIONS | 27511 | RQF-INTERIOR-N | GENERIC RQ LP - NORMAL | PUR | GENERIC RQ LP - NORMAL | EA | EA |  | TRUE |  | P | B/W | DAYTON
133959 | 5 | 78 | States | EGAN COMPANY | Hayley Fabian | TRUE | 2026-06-09T00:00:00 | 2026-09-24T00:00:00 | 2026-09-24T00:00:00 | 1 | 0 | 1 | 611.3 | 90472.4 | 55944 | USA | N45 | 1501 | ABB INDUSTRIAL CONNECTIONS AND SOLUTIONS | 27511 | RQF-INTERIOR-N | GENERIC RQ LP - NORMAL | PUR | GENERIC RQ LP - NORMAL | EA | EA |  | TRUE |  | P | B/W | DAYTON
133959 | 5 | 79 | States | EGAN COMPANY | Hayley Fabian | TRUE | 2026-06-09T00:00:00 | 2026-09-24T00:00:00 | 2026-09-24T00:00:00 | 1 | 0 | 1 | 611.3 | 90472.4 | 55944 | USA | N45 | 1501 | ABB INDUSTRIAL CONNECTIONS AND SOLUTIONS | 27511 | RQF-INTERIOR-N | GENERIC RQ LP - NORMAL | PUR | GENERIC RQ LP - NORMAL | EA | EA |  | TRUE |  | P | B/W | DAYTON
133959 | 5 | 80 | States | EGAN COMPANY | Hayley Fabian | TRUE | 2026-06-09T00:00:00 | 2026-09-24T00:00:00 | 2026-09-24T00:00:00 | 1 | 0 | 1 | 611.3 | 90472.4 | 55944 | USA | N45 | 1501 | ABB INDUSTRIAL CONNECTIONS AND SOLUTIONS | 27511 | RQF-INTERIOR-N | GENERIC RQ LP - NORMAL | PUR | GENERIC RQ LP - NORMAL | EA | EA |  | TRUE |  | P | B/W | DAYTON
133959 | 5 | 81 | States | EGAN COMPANY | Hayley Fabian | TRUE | 2026-06-09T00:00:00 | 2026-09-24T00:00:00 | 2026-09-24T00:00:00 | 1 | 0 | 1 | 611.3 | 90472.4 | 55944 | USA | N45 | 1501 | ABB INDUSTRIAL CONNECTIONS AND SOLUTIONS | 27511 | RQF-INTERIOR-N | GENERIC RQ LP - NORMAL | PUR | GENERIC RQ LP - NORMAL | EA | EA |  | TRUE |  | P | B/W | DAYTON
133959 | 5 | 82 | States | EGAN COMPANY | Hayley Fabian | TRUE | 2026-06-09T00:00:00 | 2026-09-24T00:00:00 | 2026-09-24T00:00:00 | 1 | 0 | 1 | 611.3 | 90472.4 | 55944 | USA | N45 | 1501 | ABB INDUSTRIAL CONNECTIONS AND SOLUTIONS | 27511 | RQF-INTERIOR-N | GENERIC RQ LP - NORMAL | PUR | GENERIC RQ LP - NORMAL | EA | EA |  | TRUE |  | P | B/W | DAYTON
133959 | 5 | 83 | States | EGAN COMPANY | Hayley Fabian | TRUE | 2026-06-09T00:00:00 | 2026-09-24T00:00:00 | 2026-09-24T00:00:00 | 1 | 0 | 1 | 611.3 | 90472.4 | 55944 | USA | N45 | 1501 | ABB INDUSTRIAL CONNECTIONS AND SOLUTIONS | 27511 | RQF-INTERIOR-N | GENERIC RQ LP - NORMAL | PUR | GENERIC RQ LP - NORMAL | EA | EA |  | TRUE |  | P | B/W | DAYTON
133959 | 5 | 84 | States | EGAN COMPANY | Hayley Fabian | TRUE | 2026-06-09T00:00:00 | 2026-09-24T00:00:00 | 2026-09-24T00:00:00 | 1 | 0 | 1 | 611.3 | 90472.4 | 55944 | USA | N45 | 1501 | ABB INDUSTRIAL CONNECTIONS AND SOLUTIONS | 27511 | RQF-INTERIOR-N | GENERIC RQ LP - NORMAL | PUR | GENERIC RQ LP - NORMAL | EA | EA |  | TRUE |  | P | B/W | DAYTON
133959 | 5 | 85 | States | EGAN COMPANY | Hayley Fabian | TRUE | 2026-06-09T00:00:00 | 2026-09-24T00:00:00 | 2026-09-24T00:00:00 | 1 | 0 | 1 | 611.3 | 90472.4 | 55944 | USA | N45 | 1501 | ABB INDUSTRIAL CONNECTIONS AND SOLUTIONS | 27511 | RQF-INTERIOR-N | GENERIC RQ LP - NORMAL | PUR | GENERIC RQ LP - NORMAL | EA | EA |  | TRUE |  | P | B/W | DAYTON
133959 | 5 | 86 | States | EGAN COMPANY | Hayley Fabian | TRUE | 2026-06-09T00:00:00 | 2026-09-24T00:00:00 | 2026-09-24T00:00:00 | 1 | 0 | 1 | 611.3 | 90472.4 | 55944 | USA | N45 | 1501 | ABB INDUSTRIAL CONNECTIONS AND SOLUTIONS | 27511 | RQF-INTERIOR-N | GENERIC RQ LP - NORMAL | PUR | GENERIC RQ LP - NORMAL | EA | EA |  | TRUE |  | P | B/W | DAYTON
133959 | 5 | 87 | States | EGAN COMPANY | Hayley Fabian | TRUE | 2026-06-09T00:00:00 | 2026-09-24T00:00:00 | 2026-09-24T00:00:00 | 1 | 0 | 1 | 611.3 | 90472.4 | 55944 | USA | N45 | 1501 | ABB INDUSTRIAL CONNECTIONS AND SOLUTIONS | 27511 | RQF-INTERIOR-N | GENERIC RQ LP - NORMAL | PUR | GENERIC RQ LP - NORMAL | EA | EA |  | TRUE |  | P | B/W | DAYTON
133959 | 5 | 88 | States | EGAN COMPANY | Hayley Fabian | TRUE | 2026-06-09T00:00:00 | 2026-09-24T00:00:00 | 2026-09-24T00:00:00 | 1 | 0 | 1 | 611.3 | 90472.4 | 55944 | USA | N45 | 1501 | ABB INDUSTRIAL CONNECTIONS AND SOLUTIONS | 27511 | RQF-INTERIOR-N | GENERIC RQ LP - NORMAL | PUR | GENERIC RQ LP - NORMAL | EA | EA |  | TRUE |  | P | B/W | DAYTON
133959 | 5 | 89 | States | EGAN COMPANY | Hayley Fabian | TRUE | 2026-06-09T00:00:00 | 2026-09-24T00:00:00 | 2026-09-24T00:00:00 | 1 | 0 | 1 | 611.3 | 90472.4 | 55944 | USA | N45 | 1501 | ABB INDUSTRIAL CONNECTIONS AND SOLUTIONS | 27511 | RQF-INTERIOR-N | GENERIC RQ LP - NORMAL | PUR | GENERIC RQ LP - NORMAL | EA | EA |  | TRUE |  | P | B/W | DAYTON
133959 | 5 | 90 | States | EGAN COMPANY | Hayley Fabian | TRUE | 2026-06-09T00:00:00 | 2026-09-24T00:00:00 | 2026-09-24T00:00:00 | 1 | 0 | 1 | 611.3 | 90472.4 | 55944 | USA | N45 | 1501 | ABB INDUSTRIAL CONNECTIONS AND SOLUTIONS | 27511 | RQF-INTERIOR-N | GENERIC RQ LP - NORMAL | PUR | GENERIC RQ LP - NORMAL | EA | EA |  | TRUE |  | P | B/W | DAYTON
133959 | 5 | 91 | States | EGAN COMPANY | Hayley Fabian | TRUE | 2026-06-09T00:00:00 | 2026-09-24T00:00:00 | 2026-09-24T00:00:00 | 1 | 0 | 1 | 611.3 | 90472.4 | 55944 | USA | N45 | 1501 | ABB INDUSTRIAL CONNECTIONS AND SOLUTIONS | 27511 | RQF-INTERIOR-N | GENERIC RQ LP - NORMAL | PUR | GENERIC RQ LP - NORMAL | EA | EA |  | TRUE |  | P | B/W | DAYTON
133959 | 5 | 92 | States | EGAN COMPANY | Hayley Fabian | TRUE | 2026-06-09T00:00:00 | 2026-10-26T00:00:00 | 2026-10-26T00:00:00 | 1 | 0 | 1 | 611.3 | 90472.4 | 55944 | USA | N45 | 1501 | ABB INDUSTRIAL CONNECTIONS AND SOLUTIONS | 27511 | RQF-INTERIOR-N | GENERIC RQ LP - NORMAL | PUR | GENERIC RQ LP - NORMAL | EA | EA |  | TRUE |  | P | B/W | DAYTON
133959 | 5 | 93 | States | EGAN COMPANY | Hayley Fabian | TRUE | 2026-06-09T00:00:00 | 2026-10-26T00:00:00 | 2026-10-26T00:00:00 | 1 | 0 | 1 | 611.3 | 90472.4 | 55944 | USA | N45 | 1501 | ABB INDUSTRIAL CONNECTIONS AND SOLUTIONS | 27511 | RQF-INTERIOR-N | GENERIC RQ LP - NORMAL | PUR | GENERIC RQ LP - NORMAL | EA | EA |  | TRUE |  | P | B/W | DAYTON
133959 | 5 | 94 | States | EGAN COMPANY | Hayley Fabian | TRUE | 2026-06-09T00:00:00 | 2026-10-26T00:00:00 | 2026-10-26T00:00:00 | 1 | 0 | 1 | 611.3 | 90472.4 | 55944 | USA | N45 | 1501 | ABB INDUSTRIAL CONNECTIONS AND SOLUTIONS | 27511 | RQF-INTERIOR-N | GENERIC RQ LP - NORMAL | PUR | GENERIC RQ LP - NORMAL | EA | EA |  | TRUE |  | P | B/W | DAYTON
133959 | 5 | 95 | States | EGAN COMPANY | Hayley Fabian | TRUE | 2026-06-09T00:00:00 | 2026-10-26T00:00:00 | 2026-10-26T00:00:00 | 1 | 0 | 1 | 611.3 | 90472.4 | 55944 | USA | N45 | 1501 | ABB INDUSTRIAL CONNECTIONS AND SOLUTIONS | 27511 | RQF-INTERIOR-N | GENERIC RQ LP - NORMAL | PUR | GENERIC RQ LP - NORMAL | EA | EA |  | TRUE |  | P | B/W | DAYTON
133959 | 5 | 96 | States | EGAN COMPANY | Hayley Fabian | TRUE | 2026-06-09T00:00:00 | 2026-10-26T00:00:00 | 2026-10-26T00:00:00 | 1 | 0 | 1 | 611.3 | 90472.4 | 55944 | USA | N45 | 1501 | ABB INDUSTRIAL CONNECTIONS AND SOLUTIONS | 27511 | RQF-INTERIOR-N | GENERIC RQ LP - NORMAL | PUR | GENERIC RQ LP - NORMAL | EA | EA |  | TRUE |  | P | B/W | DAYTON
133959 | 5 | 97 | States | EGAN COMPANY | Hayley Fabian | TRUE | 2026-06-09T00:00:00 | 2026-10-26T00:00:00 | 2026-10-26T00:00:00 | 1 | 0 | 1 | 611.3 | 90472.4 | 55944 | USA | N45 | 1501 | ABB INDUSTRIAL CONNECTIONS AND SOLUTIONS | 27511 | RQF-INTERIOR-N | GENERIC RQ LP - NORMAL | PUR | GENERIC RQ LP - NORMAL | EA | EA |  | TRUE |  | P | B/W | DAYTON
133959 | 5 | 98 | States | EGAN COMPANY | Hayley Fabian | TRUE | 2026-06-09T00:00:00 | 2026-10-26T00:00:00 | 2026-10-26T00:00:00 | 1 | 0 | 1 | 611.3 | 90472.4 | 55944 | USA | N45 | 1501 | ABB INDUSTRIAL CONNECTIONS AND SOLUTIONS | 27511 | RQF-INTERIOR-N | GENERIC RQ LP - NORMAL | PUR | GENERIC RQ LP - NORMAL | EA | EA |  | TRUE |  | P | B/W | DAYTON
133959 | 5 | 99 | States | EGAN COMPANY | Hayley Fabian | TRUE | 2026-06-09T00:00:00 | 2026-10-26T00:00:00 | 2026-10-26T00:00:00 | 1 | 0 | 1 | 611.3 | 90472.4 | 55944 | USA | N45 | 1501 | ABB INDUSTRIAL CONNECTIONS AND SOLUTIONS | 27511 | RQF-INTERIOR-N | GENERIC RQ LP - NORMAL | PUR | GENERIC RQ LP - NORMAL | EA | EA |  | TRUE |  | P | B/W | DAYTON
133959 | 5 | 100 | States | EGAN COMPANY | Hayley Fabian | TRUE | 2026-06-09T00:00:00 | 2026-10-26T00:00:00 | 2026-10-26T00:00:00 | 1 | 0 | 1 | 611.3 | 90472.4 | 55944 | USA | N45 | 1501 | ABB INDUSTRIAL CONNECTIONS AND SOLUTIONS | 27511 | RQF-INTERIOR-N | GENERIC RQ LP - NORMAL | PUR | GENERIC RQ LP - NORMAL | EA | EA |  | TRUE |  | P | B/W | DAYTON
133959 | 5 | 101 | States | EGAN COMPANY | Hayley Fabian | TRUE | 2026-06-09T00:00:00 | 2026-10-26T00:00:00 | 2026-10-26T00:00:00 | 1 | 0 | 1 | 611.3 | 90472.4 | 55944 | USA | N45 | 1501 | ABB INDUSTRIAL CONNECTIONS AND SOLUTIONS | 27511 | RQF-INTERIOR-N | GENERIC RQ LP - NORMAL | PUR | GENERIC RQ LP - NORMAL | EA | EA |  | TRUE |  | P | B/W | DAYTON
133959 | 5 | 102 | States | EGAN COMPANY | Hayley Fabian | TRUE | 2026-06-09T00:00:00 | 2026-10-26T00:00:00 | 2026-10-26T00:00:00 | 1 | 0 | 1 | 611.3 | 90472.4 | 55944 | USA | N45 | 1501 | ABB INDUSTRIAL CONNECTIONS AND SOLUTIONS | 27511 | RQF-INTERIOR-N | GENERIC RQ LP - NORMAL | PUR | GENERIC RQ LP - NORMAL | EA | EA |  | TRUE |  | P | B/W | DAYTON
133959 | 5 | 103 | States | EGAN COMPANY | Hayley Fabian | TRUE | 2026-06-09T00:00:00 | 2026-10-26T00:00:00 | 2026-10-26T00:00:00 | 1 | 0 | 1 | 611.3 | 90472.4 | 55944 | USA | N45 | 1501 | ABB INDUSTRIAL CONNECTIONS AND SOLUTIONS | 27511 | RQF-INTERIOR-N | GENERIC RQ LP - NORMAL | PUR | GENERIC RQ LP - NORMAL | EA | EA |  | TRUE |  | P | B/W | DAYTON
133959 | 5 | 104 | States | EGAN COMPANY | Hayley Fabian | TRUE | 2026-06-09T00:00:00 | 2026-10-26T00:00:00 | 2026-10-26T00:00:00 | 1 | 0 | 1 | 611.3 | 90472.4 | 55944 | USA | N45 | 1501 | ABB INDUSTRIAL CONNECTIONS AND SOLUTIONS | 27511 | RQF-INTERIOR-N | GENERIC RQ LP - NORMAL | PUR | GENERIC RQ LP - NORMAL | EA | EA |  | TRUE |  | P | B/W | DAYTON
133959 | 5 | 105 | States | EGAN COMPANY | Hayley Fabian | TRUE | 2026-06-09T00:00:00 | 2026-10-26T00:00:00 | 2026-10-26T00:00:00 | 1 | 0 | 1 | 611.3 | 90472.4 | 55944 | USA | N45 | 1501 | ABB INDUSTRIAL CONNECTIONS AND SOLUTIONS | 27511 | RQF-INTERIOR-N | GENERIC RQ LP - NORMAL | PUR | GENERIC RQ LP - NORMAL | EA | EA |  | TRUE |  | P | B/W | DAYTON
133959 | 5 | 106 | States | EGAN COMPANY | Hayley Fabian | TRUE | 2026-06-09T00:00:00 | 2026-10-26T00:00:00 | 2026-10-26T00:00:00 | 1 | 0 | 1 | 611.3 | 90472.4 | 55944 | USA | N45 | 1501 | ABB INDUSTRIAL CONNECTIONS AND SOLUTIONS | 27511 | RQF-INTERIOR-N | GENERIC RQ LP - NORMAL | PUR | GENERIC RQ LP - NORMAL | EA | EA |  | TRUE |  | P | B/W | DAYTON
133959 | 5 | 107 | States | EGAN COMPANY | Hayley Fabian | TRUE | 2026-06-09T00:00:00 | 2026-10-26T00:00:00 | 2026-10-26T00:00:00 | 1 | 0 | 1 | 611.3 | 90472.4 | 55944 | USA | N45 | 1501 | ABB INDUSTRIAL CONNECTIONS AND SOLUTIONS | 27511 | RQF-INTERIOR-N | GENERIC RQ LP - NORMAL | PUR | GENERIC RQ LP - NORMAL | EA | EA |  | TRUE |  | P | B/W | DAYTON
133959 | 5 | 108 | States | EGAN COMPANY | Hayley Fabian | TRUE | 2026-06-09T00:00:00 | 2026-10-26T00:00:00 | 2026-10-26T00:00:00 | 1 | 0 | 1 | 611.3 | 90472.4 | 55944 | USA | N45 | 1501 | ABB INDUSTRIAL CONNECTIONS AND SOLUTIONS | 27511 | RQF-INTERIOR-N | GENERIC RQ LP - NORMAL | PUR | GENERIC RQ LP - NORMAL | EA | EA |  | TRUE |  | P | B/W | DAYTON
133959 | 5 | 109 | States | EGAN COMPANY | Hayley Fabian | TRUE | 2026-06-09T00:00:00 | 2026-10-26T00:00:00 | 2026-10-26T00:00:00 | 1 | 0 | 1 | 611.3 | 90472.4 | 55944 | USA | N45 | 1501 | ABB INDUSTRIAL CONNECTIONS AND SOLUTIONS | 27511 | RQF-INTERIOR-N | GENERIC RQ LP - NORMAL | PUR | GENERIC RQ LP - NORMAL | EA | EA |  | TRUE |  | P | B/W | DAYTON
133959 | 5 | 110 | States | EGAN COMPANY | Hayley Fabian | TRUE | 2026-06-09T00:00:00 | 2026-10-26T00:00:00 | 2026-10-26T00:00:00 | 1 | 0 | 1 | 611.3 | 90472.4 | 55944 | USA | N45 | 1501 | ABB INDUSTRIAL CONNECTIONS AND SOLUTIONS | 27511 | RQF-INTERIOR-N | GENERIC RQ LP - NORMAL | PUR | GENERIC RQ LP - NORMAL | EA | EA |  | TRUE |  | P | B/W | DAYTON
133959 | 5 | 111 | States | EGAN COMPANY | Hayley Fabian | TRUE | 2026-06-09T00:00:00 | 2026-10-26T00:00:00 | 2026-10-26T00:00:00 | 1 | 0 | 1 | 611.3 | 90472.4 | 55944 | USA | N45 | 1501 | ABB INDUSTRIAL CONNECTIONS AND SOLUTIONS | 27511 | RQF-INTERIOR-N | GENERIC RQ LP - NORMAL | PUR | GENERIC RQ LP - NORMAL | EA | EA |  | TRUE |  | P | B/W | DAYTON
133959 | 5 | 112 | States | EGAN COMPANY | Hayley Fabian | TRUE | 2026-06-09T00:00:00 | 2026-10-26T00:00:00 | 2026-10-26T00:00:00 | 1 | 0 | 1 | 611.3 | 90472.4 | 55944 | USA | N45 | 1501 | ABB INDUSTRIAL CONNECTIONS AND SOLUTIONS | 27511 | RQF-INTERIOR-N | GENERIC RQ LP - NORMAL | PUR | GENERIC RQ LP - NORMAL | EA | EA |  | TRUE |  | P | B/W | DAYTON
133959 | 5 | 113 | States | EGAN COMPANY | Hayley Fabian | TRUE | 2026-06-09T00:00:00 | 2026-10-26T00:00:00 | 2026-10-26T00:00:00 | 1 | 0 | 1 | 611.3 | 90472.4 | 55944 | USA | N45 | 1501 | ABB INDUSTRIAL CONNECTIONS AND SOLUTIONS | 27511 | RQF-INTERIOR-N | GENERIC RQ LP - NORMAL | PUR | GENERIC RQ LP - NORMAL | EA | EA |  | TRUE |  | P | B/W | DAYTON
133959 | 5 | 114 | States | EGAN COMPANY | Hayley Fabian | TRUE | 2026-06-09T00:00:00 | 2026-10-26T00:00:00 | 2026-10-26T00:00:00 | 1 | 0 | 1 | 611.3 | 90472.4 | 55944 | USA | N45 | 1501 | ABB INDUSTRIAL CONNECTIONS AND SOLUTIONS | 27511 | RQF-INTERIOR-N | GENERIC RQ LP - NORMAL | PUR | GENERIC RQ LP - NORMAL | EA | EA |  | TRUE |  | P | B/W | DAYTON
133959 | 5 | 115 | States | EGAN COMPANY | Hayley Fabian | TRUE | 2026-06-09T00:00:00 | 2026-10-26T00:00:00 | 2026-10-26T00:00:00 | 1 | 0 | 1 | 611.3 | 90472.4 | 55944 | USA | N45 | 1501 | ABB INDUSTRIAL CONNECTIONS AND SOLUTIONS | 27511 | RQF-INTERIOR-N | GENERIC RQ LP - NORMAL | PUR | GENERIC RQ LP - NORMAL | EA | EA |  | TRUE |  | P | B/W | DAYTON
133959 | 5 | 116 | States | EGAN COMPANY | Hayley Fabian | TRUE | 2026-06-09T00:00:00 | 2026-10-26T00:00:00 | 2026-10-26T00:00:00 | 1 | 0 | 1 | 611.3 | 90472.4 | 55944 | USA | N45 | 1501 | ABB INDUSTRIAL CONNECTIONS AND SOLUTIONS | 27511 | RQF-INTERIOR-N | GENERIC RQ LP - NORMAL | PUR | GENERIC RQ LP - NORMAL | EA | EA |  | TRUE |  | P | B/W | DAYTON
133959 | 5 | 117 | States | EGAN COMPANY | Hayley Fabian | TRUE | 2026-06-09T00:00:00 | 2026-10-26T00:00:00 | 2026-10-26T00:00:00 | 1 | 0 | 1 | 611.3 | 90472.4 | 55944 | USA | N45 | 1501 | ABB INDUSTRIAL CONNECTIONS AND SOLUTIONS | 27511 | RQF-INTERIOR-N | GENERIC RQ LP - NORMAL | PUR | GENERIC RQ LP - NORMAL | EA | EA |  | TRUE |  | P | B/W | DAYTON
133959 | 5 | 118 | States | EGAN COMPANY | Hayley Fabian | TRUE | 2026-06-09T00:00:00 | 2026-10-26T00:00:00 | 2026-10-26T00:00:00 | 1 | 0 | 1 | 611.3 | 90472.4 | 55944 | USA | N45 | 1501 | ABB INDUSTRIAL CONNECTIONS AND SOLUTIONS | 27511 | RQF-INTERIOR-N | GENERIC RQ LP - NORMAL | PUR | GENERIC RQ LP - NORMAL | EA | EA |  | TRUE |  | P | B/W | DAYTON
133959 | 5 | 119 | States | EGAN COMPANY | Hayley Fabian | TRUE | 2026-06-09T00:00:00 | 2026-10-26T00:00:00 | 2026-10-26T00:00:00 | 1 | 0 | 1 | 611.3 | 90472.4 | 55944 | USA | N45 | 1501 | ABB INDUSTRIAL CONNECTIONS AND SOLUTIONS | 27511 | RQF-INTERIOR-N | GENERIC RQ LP - NORMAL | PUR | GENERIC RQ LP - NORMAL | EA | EA |  | TRUE |  | P | B/W | DAYTON
133959 | 5 | 120 | States | EGAN COMPANY | Hayley Fabian | TRUE | 2026-06-09T00:00:00 | 2026-10-26T00:00:00 | 2026-10-26T00:00:00 | 1 | 0 | 1 | 611.3 | 90472.4 | 55944 | USA | N45 | 1501 | ABB INDUSTRIAL CONNECTIONS AND SOLUTIONS | 27511 | RQF-INTERIOR-N | GENERIC RQ LP - NORMAL | PUR | GENERIC RQ LP - NORMAL | EA | EA |  | TRUE |  | P | B/W | DAYTON
133959 | 5 | 121 | States | EGAN COMPANY | Hayley Fabian | TRUE | 2026-06-09T00:00:00 | 2026-10-26T00:00:00 | 2026-10-26T00:00:00 | 1 | 0 | 1 | 611.3 | 90472.4 | 55944 | USA | N45 | 1501 | ABB INDUSTRIAL CONNECTIONS AND SOLUTIONS | 27511 | RQF-INTERIOR-N | GENERIC RQ LP - NORMAL | PUR | GENERIC RQ LP - NORMAL | EA | EA |  | TRUE |  | P | B/W | DAYTON
133959 | 5 | 122 | States | EGAN COMPANY | Hayley Fabian | TRUE | 2026-06-09T00:00:00 | 2026-10-26T00:00:00 | 2026-10-26T00:00:00 | 1 | 0 | 1 | 611.3 | 90472.4 | 55944 | USA | N45 | 1501 | ABB INDUSTRIAL CONNECTIONS AND SOLUTIONS | 27511 | RQF-INTERIOR-N | GENERIC RQ LP - NORMAL | PUR | GENERIC RQ LP - NORMAL | EA | EA |  | TRUE |  | P | B/W | DAYTON
133959 | 5 | 123 | States | EGAN COMPANY | Hayley Fabian | TRUE | 2026-06-09T00:00:00 | 2026-10-26T00:00:00 | 2026-10-26T00:00:00 | 1 | 0 | 1 | 611.3 | 90472.4 | 55944 | USA | N45 | 1501 | ABB INDUSTRIAL CONNECTIONS AND SOLUTIONS | 27511 | RQF-INTERIOR-N | GENERIC RQ LP - NORMAL | PUR | GENERIC RQ LP - NORMAL | EA | EA |  | TRUE |  | P | B/W | DAYTON
133959 | 5 | 124 | States | EGAN COMPANY | Hayley Fabian | TRUE | 2026-06-09T00:00:00 | 2026-10-26T00:00:00 | 2026-10-26T00:00:00 | 1 | 0 | 1 | 611.3 | 90472.4 | 55944 | USA | N45 | 1501 | ABB INDUSTRIAL CONNECTIONS AND SOLUTIONS | 27511 | RQF-INTERIOR-N | GENERIC RQ LP - NORMAL | PUR | GENERIC RQ LP - NORMAL | EA | EA |  | TRUE |  | P | B/W | DAYTON
133959 | 5 | 125 | States | EGAN COMPANY | Hayley Fabian | TRUE | 2026-06-09T00:00:00 | 2026-10-26T00:00:00 | 2026-10-26T00:00:00 | 1 | 0 | 1 | 611.3 | 90472.4 | 55944 | USA | N45 | 1501 | ABB INDUSTRIAL CONNECTIONS AND SOLUTIONS | 27511 | RQF-INTERIOR-N | GENERIC RQ LP - NORMAL | PUR | GENERIC RQ LP - NORMAL | EA | EA |  | TRUE |  | P | B/W | DAYTON
133959 | 5 | 126 | States | EGAN COMPANY | Hayley Fabian | TRUE | 2026-06-09T00:00:00 | 2026-10-26T00:00:00 | 2026-10-26T00:00:00 | 1 | 0 | 1 | 611.3 | 90472.4 | 55944 | USA | N45 | 1501 | ABB INDUSTRIAL CONNECTIONS AND SOLUTIONS | 27511 | RQF-INTERIOR-N | GENERIC RQ LP - NORMAL | PUR | GENERIC RQ LP - NORMAL | EA | EA |  | TRUE |  | P | B/W | DAYTON
133959 | 5 | 127 | States | EGAN COMPANY | Hayley Fabian | TRUE | 2026-06-09T00:00:00 | 2026-10-26T00:00:00 | 2026-10-26T00:00:00 | 1 | 0 | 1 | 611.3 | 90472.4 | 55944 | USA | N45 | 1501 | ABB INDUSTRIAL CONNECTIONS AND SOLUTIONS | 27511 | RQF-INTERIOR-N | GENERIC RQ LP - NORMAL | PUR | GENERIC RQ LP - NORMAL | EA | EA |  | TRUE |  | P | B/W | DAYTON
133959 | 5 | 128 | States | EGAN COMPANY | Hayley Fabian | TRUE | 2026-06-09T00:00:00 | 2026-10-26T00:00:00 | 2026-10-26T00:00:00 | 1 | 0 | 1 | 611.3 | 90472.4 | 55944 | USA | N45 | 1501 | ABB INDUSTRIAL CONNECTIONS AND SOLUTIONS | 27511 | RQF-INTERIOR-N | GENERIC RQ LP - NORMAL | PUR | GENERIC RQ LP - NORMAL | EA | EA |  | TRUE |  | P | B/W | DAYTON
133959 | 5 | 129 | States | EGAN COMPANY | Hayley Fabian | TRUE | 2026-06-09T00:00:00 | 2026-10-26T00:00:00 | 2026-10-26T00:00:00 | 1 | 0 | 1 | 611.3 | 90472.4 | 55944 | USA | N45 | 1501 | ABB INDUSTRIAL CONNECTIONS AND SOLUTIONS | 27511 | RQF-INTERIOR-N | GENERIC RQ LP - NORMAL | PUR | GENERIC RQ LP - NORMAL | EA | EA |  | TRUE |  | P | B/W | DAYTON
133959 | 5 | 130 | States | EGAN COMPANY | Hayley Fabian | TRUE | 2026-06-09T00:00:00 | 2026-10-26T00:00:00 | 2026-10-26T00:00:00 | 1 | 0 | 1 | 611.3 | 90472.4 | 55944 | USA | N45 | 1501 | ABB INDUSTRIAL CONNECTIONS AND SOLUTIONS | 27511 | RQF-INTERIOR-N | GENERIC RQ LP - NORMAL | PUR | GENERIC RQ LP - NORMAL | EA | EA |  | TRUE |  | P | B/W | DAYTON
133959 | 5 | 131 | States | EGAN COMPANY | Hayley Fabian | TRUE | 2026-06-09T00:00:00 | 2026-10-26T00:00:00 | 2026-10-26T00:00:00 | 1 | 0 | 1 | 611.3 | 90472.4 | 55944 | USA | N45 | 1501 | ABB INDUSTRIAL CONNECTIONS AND SOLUTIONS | 27511 | RQF-INTERIOR-N | GENERIC RQ LP - NORMAL | PUR | GENERIC RQ LP - NORMAL | EA | EA |  | TRUE |  | P | B/W | DAYTON
133959 | 5 | 132 | States | EGAN COMPANY | Hayley Fabian | TRUE | 2026-06-09T00:00:00 | 2026-10-26T00:00:00 | 2026-10-26T00:00:00 | 1 | 0 | 1 | 611.3 | 90472.4 | 55944 | USA | N45 | 1501 | ABB INDUSTRIAL CONNECTIONS AND SOLUTIONS | 27511 | RQF-INTERIOR-N | GENERIC RQ LP - NORMAL | PUR | GENERIC RQ LP - NORMAL | EA | EA |  | TRUE |  | P | B/W | DAYTON
133959 | 5 | 133 | States | EGAN COMPANY | Hayley Fabian | TRUE | 2026-06-09T00:00:00 | 2026-10-26T00:00:00 | 2026-10-26T00:00:00 | 1 | 0 | 1 | 611.3 | 90472.4 | 55944 | USA | N45 | 1501 | ABB INDUSTRIAL CONNECTIONS AND SOLUTIONS | 27511 | RQF-INTERIOR-N | GENERIC RQ LP - NORMAL | PUR | GENERIC RQ LP - NORMAL | EA | EA |  | TRUE |  | P | B/W | DAYTON
133959 | 5 | 134 | States | EGAN COMPANY | Hayley Fabian | TRUE | 2026-06-09T00:00:00 | 2026-10-26T00:00:00 | 2026-10-26T00:00:00 | 1 | 0 | 1 | 611.3 | 90472.4 | 55944 | USA | N45 | 1501 | ABB INDUSTRIAL CONNECTIONS AND SOLUTIONS | 27511 | RQF-INTERIOR-N | GENERIC RQ LP - NORMAL | PUR | GENERIC RQ LP - NORMAL | EA | EA |  | TRUE |  | P | B/W | DAYTON
133959 | 5 | 135 | States | EGAN COMPANY | Hayley Fabian | TRUE | 2026-06-09T00:00:00 | 2026-10-26T00:00:00 | 2026-10-26T00:00:00 | 1 | 0 | 1 | 611.3 | 90472.4 | 55944 | USA | N45 | 1501 | ABB INDUSTRIAL CONNECTIONS AND SOLUTIONS | 27511 | RQF-INTERIOR-N | GENERIC RQ LP - NORMAL | PUR | GENERIC RQ LP - NORMAL | EA | EA |  | TRUE |  | P | B/W | DAYTON
133959 | 5 | 136 | States | EGAN COMPANY | Hayley Fabian | TRUE | 2026-06-09T00:00:00 | 2026-10-26T00:00:00 | 2026-10-26T00:00:00 | 1 | 0 | 1 | 611.3 | 90472.4 | 55944 | USA | N45 | 1501 | ABB INDUSTRIAL CONNECTIONS AND SOLUTIONS | 27511 | RQF-INTERIOR-N | GENERIC RQ LP - NORMAL | PUR | GENERIC RQ LP - NORMAL | EA | EA |  | TRUE |  | P | B/W | DAYTON
133959 | 5 | 137 | States | EGAN COMPANY | Hayley Fabian | TRUE | 2026-06-09T00:00:00 | 2026-11-20T00:00:00 | 2026-11-20T00:00:00 | 1 | 0 | 1 | 611.3 | 90472.4 | 55944 | USA | N45 | 1501 | ABB INDUSTRIAL CONNECTIONS AND SOLUTIONS | 27511 | RQF-INTERIOR-N | GENERIC RQ LP - NORMAL | PUR | GENERIC RQ LP - NORMAL | EA | EA |  | TRUE |  | P | B/W | DAYTON
133959 | 5 | 138 | States | EGAN COMPANY | Hayley Fabian | TRUE | 2026-06-09T00:00:00 | 2026-11-20T00:00:00 | 2026-11-20T00:00:00 | 1 | 0 | 1 | 611.3 | 90472.4 | 55944 | USA | N45 | 1501 | ABB INDUSTRIAL CONNECTIONS AND SOLUTIONS | 27511 | RQF-INTERIOR-N | GENERIC RQ LP - NORMAL | PUR | GENERIC RQ LP - NORMAL | EA | EA |  | TRUE |  | P | B/W | DAYTON
133959 | 5 | 139 | States | EGAN COMPANY | Hayley Fabian | TRUE | 2026-06-09T00:00:00 | 2026-11-20T00:00:00 | 2026-11-20T00:00:00 | 1 | 0 | 1 | 611.3 | 90472.4 | 55944 | USA | N45 | 1501 | ABB INDUSTRIAL CONNECTIONS AND SOLUTIONS | 27511 | RQF-INTERIOR-N | GENERIC RQ LP - NORMAL | PUR | GENERIC RQ LP - NORMAL | EA | EA |  | TRUE |  | P | B/W | DAYTON
133959 | 5 | 140 | States | EGAN COMPANY | Hayley Fabian | TRUE | 2026-06-09T00:00:00 | 2026-11-20T00:00:00 | 2026-11-20T00:00:00 | 1 | 0 | 1 | 611.3 | 90472.4 | 55944 | USA | N45 | 1501 | ABB INDUSTRIAL CONNECTIONS AND SOLUTIONS | 27511 | RQF-INTERIOR-N | GENERIC RQ LP - NORMAL | PUR | GENERIC RQ LP - NORMAL | EA | EA |  | TRUE |  | P | B/W | DAYTON
133959 | 5 | 141 | States | EGAN COMPANY | Hayley Fabian | TRUE | 2026-06-09T00:00:00 | 2026-11-20T00:00:00 | 2026-11-20T00:00:00 | 1 | 0 | 1 | 611.3 | 90472.4 | 55944 | USA | N45 | 1501 | ABB INDUSTRIAL CONNECTIONS AND SOLUTIONS | 27511 | RQF-INTERIOR-N | GENERIC RQ LP - NORMAL | PUR | GENERIC RQ LP - NORMAL | EA | EA |  | TRUE |  | P | B/W | DAYTON
133959 | 5 | 142 | States | EGAN COMPANY | Hayley Fabian | TRUE | 2026-06-09T00:00:00 | 2026-11-20T00:00:00 | 2026-11-20T00:00:00 | 1 | 0 | 1 | 611.3 | 90472.4 | 55944 | USA | N45 | 1501 | ABB INDUSTRIAL CONNECTIONS AND SOLUTIONS | 27511 | RQF-INTERIOR-N | GENERIC RQ LP - NORMAL | PUR | GENERIC RQ LP - NORMAL | EA | EA |  | TRUE |  | P | B/W | DAYTON
133959 | 5 | 143 | States | EGAN COMPANY | Hayley Fabian | TRUE | 2026-06-09T00:00:00 | 2026-11-20T00:00:00 | 2026-11-20T00:00:00 | 1 | 0 | 1 | 611.3 | 90472.4 | 55944 | USA | N45 | 1501 | ABB INDUSTRIAL CONNECTIONS AND SOLUTIONS | 27511 | RQF-INTERIOR-N | GENERIC RQ LP - NORMAL | PUR | GENERIC RQ LP - NORMAL | EA | EA |  | TRUE |  | P | B/W | DAYTON
133959 | 5 | 144 | States | EGAN COMPANY | Hayley Fabian | TRUE | 2026-06-09T00:00:00 | 2026-11-20T00:00:00 | 2026-11-20T00:00:00 | 1 | 0 | 1 | 611.3 | 90472.4 | 55944 | USA | N45 | 1501 | ABB INDUSTRIAL CONNECTIONS AND SOLUTIONS | 27511 | RQF-INTERIOR-N | GENERIC RQ LP - NORMAL | PUR | GENERIC RQ LP - NORMAL | EA | EA |  | TRUE |  | P | B/W | DAYTON
133959 | 5 | 145 | States | EGAN COMPANY | Hayley Fabian | TRUE | 2026-06-09T00:00:00 | 2026-11-20T00:00:00 | 2026-11-20T00:00:00 | 1 | 0 | 1 | 611.3 | 90472.4 | 55944 | USA | N45 | 1501 | ABB INDUSTRIAL CONNECTIONS AND SOLUTIONS | 27511 | RQF-INTERIOR-N | GENERIC RQ LP - NORMAL | PUR | GENERIC RQ LP - NORMAL | EA | EA |  | TRUE |  | P | B/W | DAYTON
133959 | 5 | 146 | States | EGAN COMPANY | Hayley Fabian | TRUE | 2026-06-09T00:00:00 | 2026-11-20T00:00:00 | 2026-11-20T00:00:00 | 1 | 0 | 1 | 611.3 | 90472.4 | 55944 | USA | N45 | 1501 | ABB INDUSTRIAL CONNECTIONS AND SOLUTIONS | 27511 | RQF-INTERIOR-N | GENERIC RQ LP - NORMAL | PUR | GENERIC RQ LP - NORMAL | EA | EA |  | TRUE |  | P | B/W | DAYTON
133959 | 5 | 147 | States | EGAN COMPANY | Hayley Fabian | TRUE | 2026-06-09T00:00:00 | 2026-11-20T00:00:00 | 2026-11-20T00:00:00 | 1 | 0 | 1 | 611.3 | 90472.4 | 55944 | USA | N45 | 1501 | ABB INDUSTRIAL CONNECTIONS AND SOLUTIONS | 27511 | RQF-INTERIOR-N | GENERIC RQ LP - NORMAL | PUR | GENERIC RQ LP - NORMAL | EA | EA |  | TRUE |  | P | B/W | DAYTON
133959 | 5 | 148 | States | EGAN COMPANY | Hayley Fabian | TRUE | 2026-06-09T00:00:00 | 2026-11-20T00:00:00 | 2026-11-20T00:00:00 | 1 | 0 | 1 | 611.3 | 90472.4 | 55944 | USA | N45 | 1501 | ABB INDUSTRIAL CONNECTIONS AND SOLUTIONS | 27511 | RQF-INTERIOR-N | GENERIC RQ LP - NORMAL | PUR | GENERIC RQ LP - NORMAL | EA | EA |  | TRUE |  | P | B/W | DAYTON
134817 | 7 | 1 | States | Champlin | Holly Davis | TRUE | 2026-07-16T00:00:00 | 2026-08-05T00:00:00 |  | 23 | 0 | 23 | 57.67 | 1326.41 | 55316-3157 | USA | N30 | 1503 | THYSSEN KRUPP | 19170-7500 | GLS001 | RED GLASTIC CHANNEL 3 x 1-1/2 x ¼ x 10’ | ORM | RED GLASTIC CHANNEL 3 x 1-1/2 x ¼ x 10’ | FT | L10 | MI | FALSE |  | P | B/W | 100
134817 | 6 | 1 | States | Champlin | Holly Davis | TRUE | 2026-07-16T00:00:00 | 2026-08-05T00:00:00 |  | 35 | 0 | 35 | 39.22 | 1372.7 | 55316-3157 | USA | N30 | 1503 | THYSSEN KRUPP | 19170-7500 | GLC-.250-1X2X1 | RED GLASTIC CHANNEL 2 x 1 x 1/4 x 10 INCH | ORM | RED GLASTIC CHANNEL 2 x 1 x ¼ x 10’ | FT | L10 | MI | FALSE |  | P | B/W | 100
134817 | 5 | 1 | States | Champlin | Holly Davis | TRUE | 2026-07-16T00:00:00 | 2026-08-27T00:00:00 |  | 100 | 0 | 100 | 7.96 | 796 | 55316-3157 | USA | N30 | 1503 | THYSSEN KRUPP | 19170-7500 | 2TSE133020P1096 | 6" GPO CLOVER TUBE | LVS | 6" GPO CLOVER TUBE | EA | EA | MI | FALSE |  | P | B/W | 100
134817 | 4 | 1 | States | Champlin | Holly Davis | TRUE | 2026-07-16T00:00:00 | 2026-08-27T00:00:00 |  | 400 | 0 | 400 | 7.12 | 2848 | 55316-3157 | USA | N30 | 1503 | THYSSEN KRUPP | 19170-7500 | 2TSE133020P1088 | 5.5" GPO CLOVER TUBE | LVS | 5.5" GPO CLOVER TUBE | EA | EA | MI | FALSE |  | P | B/W | 100
134817 | 3 | 1 | States | Champlin | Holly Davis | TRUE | 2026-07-16T00:00:00 | 2026-08-27T00:00:00 |  | 2250 | 0 | 2250 | 5.35 | 12037.5 | 55316-3157 | USA | N30 | 1503 | THYSSEN KRUPP | 19170-7500 | 2TSE133020P1067 | 4.1875" GPO CLOVER TUBE | LVS | 4.1875" GPO CLOVER TUBE | EA | EA | MI | FALSE |  | P | B/W | 100
134817 | 2 | 1 | States | Champlin | Holly Davis | TRUE | 2026-07-16T00:00:00 | 2026-08-27T00:00:00 |  | 500 | 0 | 500 | 4.6 | 2300 | 55316-3157 | USA | N30 | 1503 | THYSSEN KRUPP | 19170-7500 | 2TSE133020P1059 | 3.6875" GPO CLOVER TUBE | LVS | 3.6875" GPO CLOVER TUBE | EA | EA | MI | FALSE |  | P | B/W | 100
134817 | 1 | 1 | States | Champlin | Holly Davis | TRUE | 2026-07-16T00:00:00 | 2026-08-27T00:00:00 |  | 700 | 0 | 700 | 3.46 | 2422 | 55316-3157 | USA | N30 | 1503 | THYSSEN KRUPP | 19170-7500 | 2TSE133020P1043 | 2.6875" GPO CLOVER TUBE | LVS | 2.6875" GPO CLOVER TUBE | EA | EA | MI | FALSE |  | P | B/W | 100
131138 | 1 | 1 | States | Champlin | Holly Davis | TRUE | 2026-02-05T00:00:00 | 2026-08-10T00:00:00 | 2026-08-10T00:00:00 | 24 | 0 | 24 | 2.39 | 430.2 | 55316 | USA | N60 | 1503 | THYSSEN KRUPP | 19170-7500 | INS-R-1.375 | 1.375" INSULATOR, 3/8-16 THREAD, ROUND SHAPED | INS | 1.375" Height (1.75" Dia) 3/8-16 x 3/8 UNC, Round Shaped - Standoff Insulator Aluminum Red R2137-A4 | EA | EA |  | TRUE |  | P | B/W | 100
131138 | 1 | 2 | States | Champlin | Holly Davis | TRUE | 2026-02-05T00:00:00 | 2027-09-16T00:00:00 |  | 72 | 0 | 72 | 2.39 | 430.2 | 55316 | USA | N60 | 1503 | THYSSEN KRUPP | 19170-7500 | INS-R-1.375 | 1.375" INSULATOR, 3/8-16 THREAD, ROUND SHAPED | INS | 1.375" Height (1.75" Dia) 3/8-16 x 3/8 UNC, Round Shaped - Standoff Insulator Aluminum Red R2137-A4 | EA | EA |  | TRUE |  | P | B/W | 100
131138 | 1 | 3 | States | Champlin | Holly Davis | TRUE | 2026-02-05T00:00:00 | 2027-12-07T00:00:00 |  | 84 | 0 | 84 | 2.39 | 430.2 | 55316 | USA | N60 | 1503 | THYSSEN KRUPP | 19170-7500 | INS-R-1.375 | 1.375" INSULATOR, 3/8-16 THREAD, ROUND SHAPED | INS | 1.375" Height (1.75" Dia) 3/8-16 x 3/8 UNC, Round Shaped - Standoff Insulator Aluminum Red R2137-A4 | EA | EA |  | TRUE |  | P | B/W | 100
134279 | 1 | 1 | States | Champlin | Holly Davis | TRUE | 2026-06-22T00:00:00 | 2026-07-13T00:00:00 | 2026-07-13T00:00:00 | 7 | 0 | 7 | 39.22 | 274.54 | 55316-3157 | USA | N30 | 1503 | THYSSEN KRUPP | 19170-7500 | GLC-.250-1X2X1 | RED GLASTIC CHANNEL 2 x 1 x 1/4 x 10 INCH | ORM | RED GLASTIC CHANNEL 2 x 1 x ¼ x 10’ | FT | L10 | MI | TRUE |  | P | B/W | 100
133124 | 2 | 3 | States | Champlin | Holly Davis | TRUE | 2026-05-08T00:00:00 | 2026-08-14T00:00:00 | 2026-08-14T00:00:00 | 10000 | 0 | 10000 | 2.42 | 145200 | 55316-3157 | USA | N30 | 1503 | THYSSEN KRUPP | 19170-7500 | INS-R-2 | 2" INSULATOR, 3/8-16 THREAD, ROUND SHAPED | INS | 2" Height (1.75" Dia) 3/8-16 x 9/16 UNC, Round Shaped - Standoff Insulator Aluminum Red R4200-A5 | EA | EA |  | TRUE |  | P | B/W | 100
133124 | 2 | 4 | States | Champlin | Holly Davis | TRUE | 2026-05-08T00:00:00 | 2026-10-30T00:00:00 | 2026-10-30T00:00:00 | 10000 | 0 | 10000 | 2.42 | 145200 | 55316-3157 | USA | N30 | 1503 | THYSSEN KRUPP | 19170-7500 | INS-R-2 | 2" INSULATOR, 3/8-16 THREAD, ROUND SHAPED | INS | 2" Height (1.75" Dia) 3/8-16 x 9/16 UNC, Round Shaped - Standoff Insulator Aluminum Red R4200-A5 | EA | EA |  | TRUE |  | P | B/W | 100
133124 | 2 | 5 | States | Champlin | Holly Davis | TRUE | 2026-05-08T00:00:00 | 2027-01-05T00:00:00 | 2027-01-05T00:00:00 | 10000 | 0 | 10000 | 2.42 | 145200 | 55316-3157 | USA | N30 | 1503 | THYSSEN KRUPP | 19170-7500 | INS-R-2 | 2" INSULATOR, 3/8-16 THREAD, ROUND SHAPED | INS | 2" Height (1.75" Dia) 3/8-16 x 9/16 UNC, Round Shaped - Standoff Insulator Aluminum Red R4200-A5 | EA | EA |  | TRUE |  | P | B/W | 100
133124 | 2 | 6 | States | Champlin | Holly Davis | TRUE | 2026-05-08T00:00:00 | 2027-02-15T00:00:00 | 2027-02-15T00:00:00 | 10000 | 0 | 10000 | 2.42 | 145200 | 55316-3157 | USA | N30 | 1503 | THYSSEN KRUPP | 19170-7500 | INS-R-2 | 2" INSULATOR, 3/8-16 THREAD, ROUND SHAPED | INS | 2" Height (1.75" Dia) 3/8-16 x 9/16 UNC, Round Shaped - Standoff Insulator Aluminum Red R4200-A5 | EA | EA |  | TRUE |  | P | B/W | 100
133938 | 1 | 1 | States | Champlin | Holly Davis | TRUE | 2026-06-08T00:00:00 | 2026-07-14T00:00:00 | 2026-07-14T00:00:00 | 28 | 0 | 28 | 12.52 | 350.56 | 55316-3157 | USA | N30 | 1503 | THYSSEN KRUPP | 19170-7500 | SMCO-PNL-RGC-01 | Load Bus C-Channel Support Material: RGS - Glastic Fiber | SWGF | Load Bus C-Channel Support Material: RGS - Glastic Fiber | EA | EA |  | TRUE |  | P | B/W | 100
134451 | 1 | 1 | States | Dayton | Holly Davis | TRUE | 2026-06-30T00:00:00 | 2026-08-07T00:00:00 | 2026-08-07T00:00:00 | 11 | 0 | 11 | 155.31 | 2950.89 | 55369-6417 | USA | N30 | 1503 | THYSSEN KRUPP | 19170-7500 | LES250 | POLYCARBONATE SHEET .220 X 48 X 96 | ORM | POLYCARBONATE SHEET .220 X 48 X 96 | SF | SH32 |  | TRUE |  | P | B/W | Dayton
134451 | 1 | 2 | States | Dayton | Holly Davis | TRUE | 2026-06-30T00:00:00 | 2026-08-21T00:00:00 | 2026-08-21T00:00:00 | 8 | 0 | 8 | 155.31 | 2950.89 | 55369-6417 | USA | N30 | 1503 | THYSSEN KRUPP | 19170-7500 | LES250 | POLYCARBONATE SHEET .220 X 48 X 96 | ORM | POLYCARBONATE SHEET .220 X 48 X 96 | SF | SH32 |  | TRUE |  | P | B/W | Dayton
134816 | 1 | 1 | States | Champlin | Holly Davis | TRUE | 2026-07-16T00:00:00 | 2026-08-20T00:00:00 |  | 1000 | 0 | 1000 | 1.6 | 1600 | 55316-3157 | USA | N30 | 1503 | THYSSEN KRUPP | 19170-7500 | 2TSE133018P1072 | 4.5" Cut Lex Tube | LVS | 4.5" Cut Lex Tube | EA | EA |  | FALSE |  | P | B/W | 100
134816 | 2 | 1 | States | Champlin | Holly Davis | TRUE | 2026-07-16T00:00:00 | 2026-07-22T00:00:00 |  | 23 | 0 | 23 | 131.15 | 3016.45 | 55316-3157 | USA | N30 | 1503 | THYSSEN KRUPP | 19170-7500 | GLC-.250-2.5X4.5X2.5 | RED GLASTIC CHANNEL 4.5 x 2.5 x ¼ x 10’ | ORM | RED GLASTIC CHANNEL 4.5 x 2.5 x ¼ x 10’ | FT | L10 |  | FALSE |  | P | B/W | 100
134816 | 3 | 1 | States | Champlin | Holly Davis | TRUE | 2026-07-16T00:00:00 | 2026-07-23T00:00:00 |  | 1 | 0 | 1 | 136.34 | 136.34 | 55316-3157 | USA | N30 | 1503 | THYSSEN KRUPP | 19170-7500 | GLS2.25X3X500 | RED GLASTIC ANGLE 2.25 X 3 X 1/2 X 10' | ORM | RED GLASTIC ANGLE 2.25 X 3 X 1/2 X 10' | FT | L10 |  | FALSE |  | P | B/W | 100
134816 | 4 | 1 | States | Champlin | Holly Davis | TRUE | 2026-07-16T00:00:00 | 2026-07-23T00:00:00 |  | 10 | 0 | 10 | 80 | 800 | 55316-3157 | USA | N30 | 1503 | THYSSEN KRUPP | 19170-7500 | LES125 | LEXAN SHEET .125 X 48 X 96 | ORM | LEXAN SHEET .125 X 48 X 96 | SF | SH32 |  | FALSE |  | P | B/W | 100
134816 | 5 | 1 | States | Champlin | Holly Davis | TRUE | 2026-07-16T00:00:00 | 2026-07-23T00:00:00 |  | 4 | 0 | 4 | 12.52 | 50.08 | 55316-3157 | USA | N30 | 1503 | THYSSEN KRUPP | 19170-7500 | SMCO-PNL-RGC-01 | Load Bus C-Channel Support Material: RGS - Glastic Fiber | SWGF | Load Bus C-Channel Support Material: RGS - Glastic Fiber | EA | EA |  | FALSE |  | P | B/W | 100
134278 | 1 | 1 | States | Champlin | Holly Davis | TRUE | 2026-06-22T00:00:00 | 2026-07-13T00:00:00 | 2026-07-13T00:00:00 | 25 | 0 | 25 | 1098 | 27450 | 55316-3157 | USA | N30 | 1503 | THYSSEN KRUPP | 19170-7500 | GLS1000 | RED GLASTIC 1.00 X 48 X 96 | ORM | RED GLASTIC 1.00 X 48 X 96 | SF | SH32 |  | TRUE |  | P | B/W | 100
134148 | 1 | 1 | States | Dayton | Holly Davis | TRUE | 2026-06-16T00:00:00 | 2026-07-15T00:00:00 | 2026-07-31T00:00:00 | 400 | 200 | 200 | 92.67 | 185340 | 55369-6417 | USA | N30 | 1505 | COFLEX | 18458 | cubraid400 | 400A BRAIDED FLEX CONNECTOR | MFG | 400A BRAIDED FLEX CONNECTOR | EA | EA |  | TRUE |  | P | FXG | Dayton
134148 | 1 | 2 | States | Dayton | Holly Davis | TRUE | 2026-06-16T00:00:00 | 2026-07-24T00:00:00 | 2026-08-07T00:00:00 | 800 | 0 | 800 | 92.67 | 185340 | 55369-6417 | USA | N30 | 1505 | COFLEX | 18458 | cubraid400 | 400A BRAIDED FLEX CONNECTOR | MFG | 400A BRAIDED FLEX CONNECTOR | EA | EA |  | TRUE |  | P | FXG | Dayton
134148 | 1 | 3 | States | Dayton | Holly Davis | TRUE | 2026-06-16T00:00:00 | 2026-08-28T00:00:00 | 2026-08-28T00:00:00 | 800 | 0 | 800 | 92.67 | 185340 | 55369-6417 | USA | N30 | 1505 | COFLEX | 18458 | cubraid400 | 400A BRAIDED FLEX CONNECTOR | MFG | 400A BRAIDED FLEX CONNECTOR | EA | EA |  | TRUE |  | P | FXG | Dayton
132946 | 1 | 1 | States | Dayton | Holly Davis | TRUE | 2026-05-02T00:00:00 | 2026-07-07T00:00:00 | 2026-07-07T00:00:00 | 1550 | 1600 | -50 | 88.92 | 173394 | 55369-6417 | USA | N30 | 1505 | COFLEX | 18458 | cubraid400 | 400A BRAIDED FLEX CONNECTOR | SWGF | 400Amp Braided Flexible Connector - 12" Assembly Length | EA | EA |  | TRUE |  | P | FXG | DAYTON
134429 | 1 | 3 | States | Dayton | Holly Davis | TRUE | 2026-06-29T00:00:00 | 2026-10-08T00:00:00 | 2026-10-08T00:00:00 | 544 | 0 | 544 | 92.67 | 161338.47 | 55369-6417 | USA | N30 | 1505 | COFLEX | 18458 | cubraid400 | 400A BRAIDED FLEX CONNECTOR | MFG | 400A BRAIDED FLEX CONNECTOR | EA | EA |  | TRUE |  | P | FXG | Dayton
134429 | 1 | 2 | States | Dayton | Holly Davis | TRUE | 2026-06-29T00:00:00 | 2026-09-10T00:00:00 | 2026-09-10T00:00:00 | 352 | 0 | 352 | 92.67 | 161338.47 | 55369-6417 | USA | N30 | 1505 | COFLEX | 18458 | cubraid400 | 400A BRAIDED FLEX CONNECTOR | MFG | 400A BRAIDED FLEX CONNECTOR | EA | EA |  | TRUE |  | P | FXG | Dayton
134429 | 1 | 1 | States | Dayton | Holly Davis | TRUE | 2026-06-29T00:00:00 | 2026-09-24T00:00:00 | 2026-09-24T00:00:00 | 845 | 0 | 845 | 92.67 | 161338.47 | 55369-6417 | USA | N30 | 1505 | COFLEX | 18458 | cubraid400 | 400A BRAIDED FLEX CONNECTOR | MFG | 400A BRAIDED FLEX CONNECTOR | EA | EA |  | TRUE |  | P | FXG | Dayton
129727 | 3 | 1 | States | Dayton | Hayley Fabian | TRUE | 2025-11-05T00:00:00 | 2026-07-07T00:00:00 | 2026-05-22T00:00:00 | 3 | 0 | 3 | 3615.76 | 10847.28 | 55369 | USA | N60 | 1524 | ABB INC | 27511 | 923A277G05 | Current Transformer: bar type 3000:5A, Single Ratio, C200 Relay Class, |  | Current Transformer: bar type 3000:5A, Single Ratio, C200 Relay Class, | EA | EA |  | TRUE |  | P | B/W | 100
133230 | 1 | 37 | States | Egan Company | Hayley Fabian | TRUE | 2026-05-12T00:00:00 | 2026-07-27T00:00:00 | 2026-07-27T00:00:00 | 1 | 0 | 1 | 3957.89 | 585767.72 | 55944 | USA | N45 | 1524 | ABB INC | 27511 | ZGOJ3XX12-BX2XT2XX | Automatic Transfer Switch, ZTG T-Series, 30 A-260 A, ZGOJ3XX12-BX2XT2XX | PUR | Automatic Transfer Switch, ZTG T-Series, 30 A-260 A, ZGOJ3XX12-BX2XT2XX | EA | EA |  | TRUE |  | P | B/W | DAYTON
133230 | 1 | 38 | States | Egan Company | Hayley Fabian | TRUE | 2026-05-12T00:00:00 | 2026-07-27T00:00:00 | 2026-07-27T00:00:00 | 1 | 0 | 1 | 3957.89 | 585767.72 | 55944 | USA | N45 | 1524 | ABB INC | 27511 | ZGOJ3XX12-BX2XT2XX | Automatic Transfer Switch, ZTG T-Series, 30 A-260 A, ZGOJ3XX12-BX2XT2XX | PUR | Automatic Transfer Switch, ZTG T-Series, 30 A-260 A, ZGOJ3XX12-BX2XT2XX | EA | EA |  | TRUE |  | P | B/W | DAYTON
133230 | 1 | 39 | States | Egan Company | Hayley Fabian | TRUE | 2026-05-12T00:00:00 | 2026-08-25T00:00:00 | 2026-08-25T00:00:00 | 1 | 0 | 1 | 3957.89 | 585767.72 | 55944 | USA | N45 | 1524 | ABB INC | 27511 | ZGOJ3XX12-BX2XT2XX | Automatic Transfer Switch, ZTG T-Series, 30 A-260 A, ZGOJ3XX12-BX2XT2XX | PUR | Automatic Transfer Switch, ZTG T-Series, 30 A-260 A, ZGOJ3XX12-BX2XT2XX | EA | EA |  | TRUE |  | P | B/W | DAYTON
133230 | 1 | 40 | States | Egan Company | Hayley Fabian | TRUE | 2026-05-12T00:00:00 | 2026-08-25T00:00:00 | 2026-08-25T00:00:00 | 1 | 0 | 1 | 3957.89 | 585767.72 | 55944 | USA | N45 | 1524 | ABB INC | 27511 | ZGOJ3XX12-BX2XT2XX | Automatic Transfer Switch, ZTG T-Series, 30 A-260 A, ZGOJ3XX12-BX2XT2XX | PUR | Automatic Transfer Switch, ZTG T-Series, 30 A-260 A, ZGOJ3XX12-BX2XT2XX | EA | EA |  | TRUE |  | P | B/W | DAYTON
133230 | 1 | 41 | States | Egan Company | Hayley Fabian | TRUE | 2026-05-12T00:00:00 | 2026-08-25T00:00:00 | 2026-08-25T00:00:00 | 1 | 0 | 1 | 3957.89 | 585767.72 | 55944 | USA | N45 | 1524 | ABB INC | 27511 | ZGOJ3XX12-BX2XT2XX | Automatic Transfer Switch, ZTG T-Series, 30 A-260 A, ZGOJ3XX12-BX2XT2XX | PUR | Automatic Transfer Switch, ZTG T-Series, 30 A-260 A, ZGOJ3XX12-BX2XT2XX | EA | EA |  | TRUE |  | P | B/W | DAYTON
133230 | 1 | 42 | States | Egan Company | Hayley Fabian | TRUE | 2026-05-12T00:00:00 | 2026-08-25T00:00:00 | 2026-08-25T00:00:00 | 1 | 0 | 1 | 3957.89 | 585767.72 | 55944 | USA | N45 | 1524 | ABB INC | 27511 | ZGOJ3XX12-BX2XT2XX | Automatic Transfer Switch, ZTG T-Series, 30 A-260 A, ZGOJ3XX12-BX2XT2XX | PUR | Automatic Transfer Switch, ZTG T-Series, 30 A-260 A, ZGOJ3XX12-BX2XT2XX | EA | EA |  | TRUE |  | P | B/W | DAYTON
133230 | 1 | 43 | States | Egan Company | Hayley Fabian | TRUE | 2026-05-12T00:00:00 | 2026-08-25T00:00:00 | 2026-08-25T00:00:00 | 1 | 0 | 1 | 3957.89 | 585767.72 | 55944 | USA | N45 | 1524 | ABB INC | 27511 | ZGOJ3XX12-BX2XT2XX | Automatic Transfer Switch, ZTG T-Series, 30 A-260 A, ZGOJ3XX12-BX2XT2XX | PUR | Automatic Transfer Switch, ZTG T-Series, 30 A-260 A, ZGOJ3XX12-BX2XT2XX | EA | EA |  | TRUE |  | P | B/W | DAYTON
133230 | 1 | 44 | States | Egan Company | Hayley Fabian | TRUE | 2026-05-12T00:00:00 | 2026-08-25T00:00:00 | 2026-08-25T00:00:00 | 1 | 0 | 1 | 3957.89 | 585767.72 | 55944 | USA | N45 | 1524 | ABB INC | 27511 | ZGOJ3XX12-BX2XT2XX | Automatic Transfer Switch, ZTG T-Series, 30 A-260 A, ZGOJ3XX12-BX2XT2XX | PUR | Automatic Transfer Switch, ZTG T-Series, 30 A-260 A, ZGOJ3XX12-BX2XT2XX | EA | EA |  | TRUE |  | P | B/W | DAYTON
133230 | 1 | 45 | States | Egan Company | Hayley Fabian | TRUE | 2026-05-12T00:00:00 | 2026-08-25T00:00:00 | 2026-08-25T00:00:00 | 1 | 0 | 1 | 3957.89 | 585767.72 | 55944 | USA | N45 | 1524 | ABB INC | 27511 | ZGOJ3XX12-BX2XT2XX | Automatic Transfer Switch, ZTG T-Series, 30 A-260 A, ZGOJ3XX12-BX2XT2XX | PUR | Automatic Transfer Switch, ZTG T-Series, 30 A-260 A, ZGOJ3XX12-BX2XT2XX | EA | EA |  | TRUE |  | P | B/W | DAYTON
133230 | 1 | 46 | States | Egan Company | Hayley Fabian | TRUE | 2026-05-12T00:00:00 | 2026-08-25T00:00:00 | 2026-08-25T00:00:00 | 1 | 0 | 1 | 3957.89 | 585767.72 | 55944 | USA | N45 | 1524 | ABB INC | 27511 | ZGOJ3XX12-BX2XT2XX | Automatic Transfer Switch, ZTG T-Series, 30 A-260 A, ZGOJ3XX12-BX2XT2XX | PUR | Automatic Transfer Switch, ZTG T-Series, 30 A-260 A, ZGOJ3XX12-BX2XT2XX | EA | EA |  | TRUE |  | P | B/W | DAYTON
133230 | 1 | 47 | States | Egan Company | Hayley Fabian | TRUE | 2026-05-12T00:00:00 | 2026-08-25T00:00:00 | 2026-08-25T00:00:00 | 1 | 0 | 1 | 3957.89 | 585767.72 | 55944 | USA | N45 | 1524 | ABB INC | 27511 | ZGOJ3XX12-BX2XT2XX | Automatic Transfer Switch, ZTG T-Series, 30 A-260 A, ZGOJ3XX12-BX2XT2XX | PUR | Automatic Transfer Switch, ZTG T-Series, 30 A-260 A, ZGOJ3XX12-BX2XT2XX | EA | EA |  | TRUE |  | P | B/W | DAYTON
133230 | 1 | 48 | States | Egan Company | Hayley Fabian | TRUE | 2026-05-12T00:00:00 | 2026-08-25T00:00:00 | 2026-08-25T00:00:00 | 1 | 0 | 1 | 3957.89 | 585767.72 | 55944 | USA | N45 | 1524 | ABB INC | 27511 | ZGOJ3XX12-BX2XT2XX | Automatic Transfer Switch, ZTG T-Series, 30 A-260 A, ZGOJ3XX12-BX2XT2XX | PUR | Automatic Transfer Switch, ZTG T-Series, 30 A-260 A, ZGOJ3XX12-BX2XT2XX | EA | EA |  | TRUE |  | P | B/W | DAYTON
133230 | 1 | 49 | States | Egan Company | Hayley Fabian | TRUE | 2026-05-12T00:00:00 | 2026-08-25T00:00:00 | 2026-08-25T00:00:00 | 1 | 0 | 1 | 3957.89 | 585767.72 | 55944 | USA | N45 | 1524 | ABB INC | 27511 | ZGOJ3XX12-BX2XT2XX | Automatic Transfer Switch, ZTG T-Series, 30 A-260 A, ZGOJ3XX12-BX2XT2XX | PUR | Automatic Transfer Switch, ZTG T-Series, 30 A-260 A, ZGOJ3XX12-BX2XT2XX | EA | EA |  | TRUE |  | P | B/W | DAYTON
133230 | 1 | 50 | States | Egan Company | Hayley Fabian | TRUE | 2026-05-12T00:00:00 | 2026-08-25T00:00:00 | 2026-08-25T00:00:00 | 1 | 0 | 1 | 3957.89 | 585767.72 | 55944 | USA | N45 | 1524 | ABB INC | 27511 | ZGOJ3XX12-BX2XT2XX | Automatic Transfer Switch, ZTG T-Series, 30 A-260 A, ZGOJ3XX12-BX2XT2XX | PUR | Automatic Transfer Switch, ZTG T-Series, 30 A-260 A, ZGOJ3XX12-BX2XT2XX | EA | EA |  | TRUE |  | P | B/W | DAYTON
133230 | 1 | 51 | States | Egan Company | Hayley Fabian | TRUE | 2026-05-12T00:00:00 | 2026-08-25T00:00:00 | 2026-08-25T00:00:00 | 1 | 0 | 1 | 3957.89 | 585767.72 | 55944 | USA | N45 | 1524 | ABB INC | 27511 | ZGOJ3XX12-BX2XT2XX | Automatic Transfer Switch, ZTG T-Series, 30 A-260 A, ZGOJ3XX12-BX2XT2XX | PUR | Automatic Transfer Switch, ZTG T-Series, 30 A-260 A, ZGOJ3XX12-BX2XT2XX | EA | EA |  | TRUE |  | P | B/W | DAYTON
133230 | 1 | 52 | States | Egan Company | Hayley Fabian | TRUE | 2026-05-12T00:00:00 | 2026-08-25T00:00:00 | 2026-08-25T00:00:00 | 1 | 0 | 1 | 3957.89 | 585767.72 | 55944 | USA | N45 | 1524 | ABB INC | 27511 | ZGOJ3XX12-BX2XT2XX | Automatic Transfer Switch, ZTG T-Series, 30 A-260 A, ZGOJ3XX12-BX2XT2XX | PUR | Automatic Transfer Switch, ZTG T-Series, 30 A-260 A, ZGOJ3XX12-BX2XT2XX | EA | EA |  | TRUE |  | P | B/W | DAYTON
133230 | 1 | 53 | States | Egan Company | Hayley Fabian | TRUE | 2026-05-12T00:00:00 | 2026-08-25T00:00:00 | 2026-08-25T00:00:00 | 1 | 0 | 1 | 3957.89 | 585767.72 | 55944 | USA | N45 | 1524 | ABB INC | 27511 | ZGOJ3XX12-BX2XT2XX | Automatic Transfer Switch, ZTG T-Series, 30 A-260 A, ZGOJ3XX12-BX2XT2XX | PUR | Automatic Transfer Switch, ZTG T-Series, 30 A-260 A, ZGOJ3XX12-BX2XT2XX | EA | EA |  | TRUE |  | P | B/W | DAYTON
133230 | 1 | 54 | States | Egan Company | Hayley Fabian | TRUE | 2026-05-12T00:00:00 | 2026-08-25T00:00:00 | 2026-08-25T00:00:00 | 1 | 0 | 1 | 3957.89 | 585767.72 | 55944 | USA | N45 | 1524 | ABB INC | 27511 | ZGOJ3XX12-BX2XT2XX | Automatic Transfer Switch, ZTG T-Series, 30 A-260 A, ZGOJ3XX12-BX2XT2XX | PUR | Automatic Transfer Switch, ZTG T-Series, 30 A-260 A, ZGOJ3XX12-BX2XT2XX | EA | EA |  | TRUE |  | P | B/W | DAYTON
133230 | 1 | 55 | States | Egan Company | Hayley Fabian | TRUE | 2026-05-12T00:00:00 | 2026-08-25T00:00:00 | 2026-08-25T00:00:00 | 1 | 0 | 1 | 3957.89 | 585767.72 | 55944 | USA | N45 | 1524 | ABB INC | 27511 | ZGOJ3XX12-BX2XT2XX | Automatic Transfer Switch, ZTG T-Series, 30 A-260 A, ZGOJ3XX12-BX2XT2XX | PUR | Automatic Transfer Switch, ZTG T-Series, 30 A-260 A, ZGOJ3XX12-BX2XT2XX | EA | EA |  | TRUE |  | P | B/W | DAYTON
133230 | 1 | 56 | States | Egan Company | Hayley Fabian | TRUE | 2026-05-12T00:00:00 | 2026-08-25T00:00:00 | 2026-08-25T00:00:00 | 1 | 0 | 1 | 3957.89 | 585767.72 | 55944 | USA | N45 | 1524 | ABB INC | 27511 | ZGOJ3XX12-BX2XT2XX | Automatic Transfer Switch, ZTG T-Series, 30 A-260 A, ZGOJ3XX12-BX2XT2XX | PUR | Automatic Transfer Switch, ZTG T-Series, 30 A-260 A, ZGOJ3XX12-BX2XT2XX | EA | EA |  | TRUE |  | P | B/W | DAYTON
133230 | 1 | 57 | States | Egan Company | Hayley Fabian | TRUE | 2026-05-12T00:00:00 | 2026-08-25T00:00:00 | 2026-08-25T00:00:00 | 1 | 0 | 1 | 3957.89 | 585767.72 | 55944 | USA | N45 | 1524 | ABB INC | 27511 | ZGOJ3XX12-BX2XT2XX | Automatic Transfer Switch, ZTG T-Series, 30 A-260 A, ZGOJ3XX12-BX2XT2XX | PUR | Automatic Transfer Switch, ZTG T-Series, 30 A-260 A, ZGOJ3XX12-BX2XT2XX | EA | EA |  | TRUE |  | P | B/W | DAYTON
133230 | 1 | 58 | States | Egan Company | Hayley Fabian | TRUE | 2026-05-12T00:00:00 | 2026-08-25T00:00:00 | 2026-08-25T00:00:00 | 1 | 0 | 1 | 3957.89 | 585767.72 | 55944 | USA | N45 | 1524 | ABB INC | 27511 | ZGOJ3XX12-BX2XT2XX | Automatic Transfer Switch, ZTG T-Series, 30 A-260 A, ZGOJ3XX12-BX2XT2XX | PUR | Automatic Transfer Switch, ZTG T-Series, 30 A-260 A, ZGOJ3XX12-BX2XT2XX | EA | EA |  | TRUE |  | P | B/W | DAYTON
133230 | 1 | 59 | States | Egan Company | Hayley Fabian | TRUE | 2026-05-12T00:00:00 | 2026-08-25T00:00:00 | 2026-08-25T00:00:00 | 1 | 0 | 1 | 3957.89 | 585767.72 | 55944 | USA | N45 | 1524 | ABB INC | 27511 | ZGOJ3XX12-BX2XT2XX | Automatic Transfer Switch, ZTG T-Series, 30 A-260 A, ZGOJ3XX12-BX2XT2XX | PUR | Automatic Transfer Switch, ZTG T-Series, 30 A-260 A, ZGOJ3XX12-BX2XT2XX | EA | EA |  | TRUE |  | P | B/W | DAYTON
133230 | 1 | 60 | States | Egan Company | Hayley Fabian | TRUE | 2026-05-12T00:00:00 | 2026-08-25T00:00:00 | 2026-08-25T00:00:00 | 1 | 0 | 1 | 3957.89 | 585767.72 | 55944 | USA | N45 | 1524 | ABB INC | 27511 | ZGOJ3XX12-BX2XT2XX | Automatic Transfer Switch, ZTG T-Series, 30 A-260 A, ZGOJ3XX12-BX2XT2XX | PUR | Automatic Transfer Switch, ZTG T-Series, 30 A-260 A, ZGOJ3XX12-BX2XT2XX | EA | EA |  | TRUE |  | P | B/W | DAYTON
133230 | 1 | 61 | States | Egan Company | Hayley Fabian | TRUE | 2026-05-12T00:00:00 | 2026-08-25T00:00:00 | 2026-08-25T00:00:00 | 1 | 0 | 1 | 3957.89 | 585767.72 | 55944 | USA | N45 | 1524 | ABB INC | 27511 | ZGOJ3XX12-BX2XT2XX | Automatic Transfer Switch, ZTG T-Series, 30 A-260 A, ZGOJ3XX12-BX2XT2XX | PUR | Automatic Transfer Switch, ZTG T-Series, 30 A-260 A, ZGOJ3XX12-BX2XT2XX | EA | EA |  | TRUE |  | P | B/W | DAYTON
133230 | 1 | 62 | States | Egan Company | Hayley Fabian | TRUE | 2026-05-12T00:00:00 | 2026-08-25T00:00:00 | 2026-08-25T00:00:00 | 1 | 0 | 1 | 3957.89 | 585767.72 | 55944 | USA | N45 | 1524 | ABB INC | 27511 | ZGOJ3XX12-BX2XT2XX | Automatic Transfer Switch, ZTG T-Series, 30 A-260 A, ZGOJ3XX12-BX2XT2XX | PUR | Automatic Transfer Switch, ZTG T-Series, 30 A-260 A, ZGOJ3XX12-BX2XT2XX | EA | EA |  | TRUE |  | P | B/W | DAYTON
133230 | 1 | 63 | States | Egan Company | Hayley Fabian | TRUE | 2026-05-12T00:00:00 | 2026-08-25T00:00:00 | 2026-08-25T00:00:00 | 1 | 0 | 1 | 3957.89 | 585767.72 | 55944 | USA | N45 | 1524 | ABB INC | 27511 | ZGOJ3XX12-BX2XT2XX | Automatic Transfer Switch, ZTG T-Series, 30 A-260 A, ZGOJ3XX12-BX2XT2XX | PUR | Automatic Transfer Switch, ZTG T-Series, 30 A-260 A, ZGOJ3XX12-BX2XT2XX | EA | EA |  | TRUE |  | P | B/W | DAYTON
133230 | 1 | 64 | States | Egan Company | Hayley Fabian | TRUE | 2026-05-12T00:00:00 | 2026-09-24T00:00:00 | 2026-09-24T00:00:00 | 1 | 0 | 1 | 3957.89 | 585767.72 | 55944 | USA | N45 | 1524 | ABB INC | 27511 | ZGOJ3XX12-BX2XT2XX | Automatic Transfer Switch, ZTG T-Series, 30 A-260 A, ZGOJ3XX12-BX2XT2XX | PUR | Automatic Transfer Switch, ZTG T-Series, 30 A-260 A, ZGOJ3XX12-BX2XT2XX | EA | EA |  | TRUE |  | P | B/W | DAYTON
133230 | 1 | 65 | States | Egan Company | Hayley Fabian | TRUE | 2026-05-12T00:00:00 | 2026-09-24T00:00:00 | 2026-09-24T00:00:00 | 1 | 0 | 1 | 3957.89 | 585767.72 | 55944 | USA | N45 | 1524 | ABB INC | 27511 | ZGOJ3XX12-BX2XT2XX | Automatic Transfer Switch, ZTG T-Series, 30 A-260 A, ZGOJ3XX12-BX2XT2XX | PUR | Automatic Transfer Switch, ZTG T-Series, 30 A-260 A, ZGOJ3XX12-BX2XT2XX | EA | EA |  | TRUE |  | P | B/W | DAYTON
133230 | 1 | 66 | States | Egan Company | Hayley Fabian | TRUE | 2026-05-12T00:00:00 | 2026-09-24T00:00:00 | 2026-09-24T00:00:00 | 1 | 0 | 1 | 3957.89 | 585767.72 | 55944 | USA | N45 | 1524 | ABB INC | 27511 | ZGOJ3XX12-BX2XT2XX | Automatic Transfer Switch, ZTG T-Series, 30 A-260 A, ZGOJ3XX12-BX2XT2XX | PUR | Automatic Transfer Switch, ZTG T-Series, 30 A-260 A, ZGOJ3XX12-BX2XT2XX | EA | EA |  | TRUE |  | P | B/W | DAYTON
133230 | 1 | 67 | States | Egan Company | Hayley Fabian | TRUE | 2026-05-12T00:00:00 | 2026-09-24T00:00:00 | 2026-09-24T00:00:00 | 1 | 0 | 1 | 3957.89 | 585767.72 | 55944 | USA | N45 | 1524 | ABB INC | 27511 | ZGOJ3XX12-BX2XT2XX | Automatic Transfer Switch, ZTG T-Series, 30 A-260 A, ZGOJ3XX12-BX2XT2XX | PUR | Automatic Transfer Switch, ZTG T-Series, 30 A-260 A, ZGOJ3XX12-BX2XT2XX | EA | EA |  | TRUE |  | P | B/W | DAYTON
133230 | 1 | 68 | States | Egan Company | Hayley Fabian | TRUE | 2026-05-12T00:00:00 | 2026-09-24T00:00:00 | 2026-09-24T00:00:00 | 1 | 0 | 1 | 3957.89 | 585767.72 | 55944 | USA | N45 | 1524 | ABB INC | 27511 | ZGOJ3XX12-BX2XT2XX | Automatic Transfer Switch, ZTG T-Series, 30 A-260 A, ZGOJ3XX12-BX2XT2XX | PUR | Automatic Transfer Switch, ZTG T-Series, 30 A-260 A, ZGOJ3XX12-BX2XT2XX | EA | EA |  | TRUE |  | P | B/W | DAYTON
133230 | 1 | 69 | States | Egan Company | Hayley Fabian | TRUE | 2026-05-12T00:00:00 | 2026-09-24T00:00:00 | 2026-09-24T00:00:00 | 1 | 0 | 1 | 3957.89 | 585767.72 | 55944 | USA | N45 | 1524 | ABB INC | 27511 | ZGOJ3XX12-BX2XT2XX | Automatic Transfer Switch, ZTG T-Series, 30 A-260 A, ZGOJ3XX12-BX2XT2XX | PUR | Automatic Transfer Switch, ZTG T-Series, 30 A-260 A, ZGOJ3XX12-BX2XT2XX | EA | EA |  | TRUE |  | P | B/W | DAYTON
133230 | 1 | 70 | States | Egan Company | Hayley Fabian | TRUE | 2026-05-12T00:00:00 | 2026-09-24T00:00:00 | 2026-09-24T00:00:00 | 1 | 0 | 1 | 3957.89 | 585767.72 | 55944 | USA | N45 | 1524 | ABB INC | 27511 | ZGOJ3XX12-BX2XT2XX | Automatic Transfer Switch, ZTG T-Series, 30 A-260 A, ZGOJ3XX12-BX2XT2XX | PUR | Automatic Transfer Switch, ZTG T-Series, 30 A-260 A, ZGOJ3XX12-BX2XT2XX | EA | EA |  | TRUE |  | P | B/W | DAYTON
133230 | 1 | 71 | States | Egan Company | Hayley Fabian | TRUE | 2026-05-12T00:00:00 | 2026-09-24T00:00:00 | 2026-09-24T00:00:00 | 1 | 0 | 1 | 3957.89 | 585767.72 | 55944 | USA | N45 | 1524 | ABB INC | 27511 | ZGOJ3XX12-BX2XT2XX | Automatic Transfer Switch, ZTG T-Series, 30 A-260 A, ZGOJ3XX12-BX2XT2XX | PUR | Automatic Transfer Switch, ZTG T-Series, 30 A-260 A, ZGOJ3XX12-BX2XT2XX | EA | EA |  | TRUE |  | P | B/W | DAYTON
133230 | 1 | 72 | States | Egan Company | Hayley Fabian | TRUE | 2026-05-12T00:00:00 | 2026-09-24T00:00:00 | 2026-09-24T00:00:00 | 1 | 0 | 1 | 3957.89 | 585767.72 | 55944 | USA | N45 | 1524 | ABB INC | 27511 | ZGOJ3XX12-BX2XT2XX | Automatic Transfer Switch, ZTG T-Series, 30 A-260 A, ZGOJ3XX12-BX2XT2XX | PUR | Automatic Transfer Switch, ZTG T-Series, 30 A-260 A, ZGOJ3XX12-BX2XT2XX | EA | EA |  | TRUE |  | P | B/W | DAYTON
133230 | 1 | 73 | States | Egan Company | Hayley Fabian | TRUE | 2026-05-12T00:00:00 | 2026-09-24T00:00:00 | 2026-09-24T00:00:00 | 1 | 0 | 1 | 3957.89 | 585767.72 | 55944 | USA | N45 | 1524 | ABB INC | 27511 | ZGOJ3XX12-BX2XT2XX | Automatic Transfer Switch, ZTG T-Series, 30 A-260 A, ZGOJ3XX12-BX2XT2XX | PUR | Automatic Transfer Switch, ZTG T-Series, 30 A-260 A, ZGOJ3XX12-BX2XT2XX | EA | EA |  | TRUE |  | P | B/W | DAYTON
133230 | 1 | 74 | States | Egan Company | Hayley Fabian | TRUE | 2026-05-12T00:00:00 | 2026-09-24T00:00:00 | 2026-09-24T00:00:00 | 1 | 0 | 1 | 3957.89 | 585767.72 | 55944 | USA | N45 | 1524 | ABB INC | 27511 | ZGOJ3XX12-BX2XT2XX | Automatic Transfer Switch, ZTG T-Series, 30 A-260 A, ZGOJ3XX12-BX2XT2XX | PUR | Automatic Transfer Switch, ZTG T-Series, 30 A-260 A, ZGOJ3XX12-BX2XT2XX | EA | EA |  | TRUE |  | P | B/W | DAYTON
133230 | 1 | 75 | States | Egan Company | Hayley Fabian | TRUE | 2026-05-12T00:00:00 | 2026-09-24T00:00:00 | 2026-09-24T00:00:00 | 1 | 0 | 1 | 3957.89 | 585767.72 | 55944 | USA | N45 | 1524 | ABB INC | 27511 | ZGOJ3XX12-BX2XT2XX | Automatic Transfer Switch, ZTG T-Series, 30 A-260 A, ZGOJ3XX12-BX2XT2XX | PUR | Automatic Transfer Switch, ZTG T-Series, 30 A-260 A, ZGOJ3XX12-BX2XT2XX | EA | EA |  | TRUE |  | P | B/W | DAYTON
133230 | 1 | 76 | States | Egan Company | Hayley Fabian | TRUE | 2026-05-12T00:00:00 | 2026-09-24T00:00:00 | 2026-09-24T00:00:00 | 1 | 0 | 1 | 3957.89 | 585767.72 | 55944 | USA | N45 | 1524 | ABB INC | 27511 | ZGOJ3XX12-BX2XT2XX | Automatic Transfer Switch, ZTG T-Series, 30 A-260 A, ZGOJ3XX12-BX2XT2XX | PUR | Automatic Transfer Switch, ZTG T-Series, 30 A-260 A, ZGOJ3XX12-BX2XT2XX | EA | EA |  | TRUE |  | P | B/W | DAYTON
133230 | 1 | 77 | States | Egan Company | Hayley Fabian | TRUE | 2026-05-12T00:00:00 | 2026-09-24T00:00:00 | 2026-09-24T00:00:00 | 1 | 0 | 1 | 3957.89 | 585767.72 | 55944 | USA | N45 | 1524 | ABB INC | 27511 | ZGOJ3XX12-BX2XT2XX | Automatic Transfer Switch, ZTG T-Series, 30 A-260 A, ZGOJ3XX12-BX2XT2XX | PUR | Automatic Transfer Switch, ZTG T-Series, 30 A-260 A, ZGOJ3XX12-BX2XT2XX | EA | EA |  | TRUE |  | P | B/W | DAYTON
133230 | 1 | 78 | States | Egan Company | Hayley Fabian | TRUE | 2026-05-12T00:00:00 | 2026-09-24T00:00:00 | 2026-09-24T00:00:00 | 1 | 0 | 1 | 3957.89 | 585767.72 | 55944 | USA | N45 | 1524 | ABB INC | 27511 | ZGOJ3XX12-BX2XT2XX | Automatic Transfer Switch, ZTG T-Series, 30 A-260 A, ZGOJ3XX12-BX2XT2XX | PUR | Automatic Transfer Switch, ZTG T-Series, 30 A-260 A, ZGOJ3XX12-BX2XT2XX | EA | EA |  | TRUE |  | P | B/W | DAYTON
133230 | 1 | 79 | States | Egan Company | Hayley Fabian | TRUE | 2026-05-12T00:00:00 | 2026-09-24T00:00:00 | 2026-09-24T00:00:00 | 1 | 0 | 1 | 3957.89 | 585767.72 | 55944 | USA | N45 | 1524 | ABB INC | 27511 | ZGOJ3XX12-BX2XT2XX | Automatic Transfer Switch, ZTG T-Series, 30 A-260 A, ZGOJ3XX12-BX2XT2XX | PUR | Automatic Transfer Switch, ZTG T-Series, 30 A-260 A, ZGOJ3XX12-BX2XT2XX | EA | EA |  | TRUE |  | P | B/W | DAYTON
133230 | 1 | 80 | States | Egan Company | Hayley Fabian | TRUE | 2026-05-12T00:00:00 | 2026-09-24T00:00:00 | 2026-09-24T00:00:00 | 1 | 0 | 1 | 3957.89 | 585767.72 | 55944 | USA | N45 | 1524 | ABB INC | 27511 | ZGOJ3XX12-BX2XT2XX | Automatic Transfer Switch, ZTG T-Series, 30 A-260 A, ZGOJ3XX12-BX2XT2XX | PUR | Automatic Transfer Switch, ZTG T-Series, 30 A-260 A, ZGOJ3XX12-BX2XT2XX | EA | EA |  | TRUE |  | P | B/W | DAYTON
133230 | 1 | 81 | States | Egan Company | Hayley Fabian | TRUE | 2026-05-12T00:00:00 | 2026-09-24T00:00:00 | 2026-09-24T00:00:00 | 1 | 0 | 1 | 3957.89 | 585767.72 | 55944 | USA | N45 | 1524 | ABB INC | 27511 | ZGOJ3XX12-BX2XT2XX | Automatic Transfer Switch, ZTG T-Series, 30 A-260 A, ZGOJ3XX12-BX2XT2XX | PUR | Automatic Transfer Switch, ZTG T-Series, 30 A-260 A, ZGOJ3XX12-BX2XT2XX | EA | EA |  | TRUE |  | P | B/W | DAYTON
133230 | 1 | 82 | States | Egan Company | Hayley Fabian | TRUE | 2026-05-12T00:00:00 | 2026-09-24T00:00:00 | 2026-09-24T00:00:00 | 1 | 0 | 1 | 3957.89 | 585767.72 | 55944 | USA | N45 | 1524 | ABB INC | 27511 | ZGOJ3XX12-BX2XT2XX | Automatic Transfer Switch, ZTG T-Series, 30 A-260 A, ZGOJ3XX12-BX2XT2XX | PUR | Automatic Transfer Switch, ZTG T-Series, 30 A-260 A, ZGOJ3XX12-BX2XT2XX | EA | EA |  | TRUE |  | P | B/W | DAYTON
133230 | 1 | 83 | States | Egan Company | Hayley Fabian | TRUE | 2026-05-12T00:00:00 | 2026-09-24T00:00:00 | 2026-09-24T00:00:00 | 1 | 0 | 1 | 3957.89 | 585767.72 | 55944 | USA | N45 | 1524 | ABB INC | 27511 | ZGOJ3XX12-BX2XT2XX | Automatic Transfer Switch, ZTG T-Series, 30 A-260 A, ZGOJ3XX12-BX2XT2XX | PUR | Automatic Transfer Switch, ZTG T-Series, 30 A-260 A, ZGOJ3XX12-BX2XT2XX | EA | EA |  | TRUE |  | P | B/W | DAYTON
133230 | 1 | 84 | States | Egan Company | Hayley Fabian | TRUE | 2026-05-12T00:00:00 | 2026-09-24T00:00:00 | 2026-09-24T00:00:00 | 1 | 0 | 1 | 3957.89 | 585767.72 | 55944 | USA | N45 | 1524 | ABB INC | 27511 | ZGOJ3XX12-BX2XT2XX | Automatic Transfer Switch, ZTG T-Series, 30 A-260 A, ZGOJ3XX12-BX2XT2XX | PUR | Automatic Transfer Switch, ZTG T-Series, 30 A-260 A, ZGOJ3XX12-BX2XT2XX | EA | EA |  | TRUE |  | P | B/W | DAYTON
133230 | 1 | 85 | States | Egan Company | Hayley Fabian | TRUE | 2026-05-12T00:00:00 | 2026-09-24T00:00:00 | 2026-09-24T00:00:00 | 1 | 0 | 1 | 3957.89 | 585767.72 | 55944 | USA | N45 | 1524 | ABB INC | 27511 | ZGOJ3XX12-BX2XT2XX | Automatic Transfer Switch, ZTG T-Series, 30 A-260 A, ZGOJ3XX12-BX2XT2XX | PUR | Automatic Transfer Switch, ZTG T-Series, 30 A-260 A, ZGOJ3XX12-BX2XT2XX | EA | EA |  | TRUE |  | P | B/W | DAYTON
133230 | 1 | 86 | States | Egan Company | Hayley Fabian | TRUE | 2026-05-12T00:00:00 | 2026-09-24T00:00:00 | 2026-09-24T00:00:00 | 1 | 0 | 1 | 3957.89 | 585767.72 | 55944 | USA | N45 | 1524 | ABB INC | 27511 | ZGOJ3XX12-BX2XT2XX | Automatic Transfer Switch, ZTG T-Series, 30 A-260 A, ZGOJ3XX12-BX2XT2XX | PUR | Automatic Transfer Switch, ZTG T-Series, 30 A-260 A, ZGOJ3XX12-BX2XT2XX | EA | EA |  | TRUE |  | P | B/W | DAYTON
133230 | 1 | 87 | States | Egan Company | Hayley Fabian | TRUE | 2026-05-12T00:00:00 | 2026-09-24T00:00:00 | 2026-09-24T00:00:00 | 1 | 0 | 1 | 3957.89 | 585767.72 | 55944 | USA | N45 | 1524 | ABB INC | 27511 | ZGOJ3XX12-BX2XT2XX | Automatic Transfer Switch, ZTG T-Series, 30 A-260 A, ZGOJ3XX12-BX2XT2XX | PUR | Automatic Transfer Switch, ZTG T-Series, 30 A-260 A, ZGOJ3XX12-BX2XT2XX | EA | EA |  | TRUE |  | P | B/W | DAYTON
133230 | 1 | 88 | States | Egan Company | Hayley Fabian | TRUE | 2026-05-12T00:00:00 | 2026-09-24T00:00:00 | 2026-09-24T00:00:00 | 1 | 0 | 1 | 3957.89 | 585767.72 | 55944 | USA | N45 | 1524 | ABB INC | 27511 | ZGOJ3XX12-BX2XT2XX | Automatic Transfer Switch, ZTG T-Series, 30 A-260 A, ZGOJ3XX12-BX2XT2XX | PUR | Automatic Transfer Switch, ZTG T-Series, 30 A-260 A, ZGOJ3XX12-BX2XT2XX | EA | EA |  | TRUE |  | P | B/W | DAYTON
133230 | 1 | 89 | States | Egan Company | Hayley Fabian | TRUE | 2026-05-12T00:00:00 | 2026-09-24T00:00:00 | 2026-09-24T00:00:00 | 1 | 0 | 1 | 3957.89 | 585767.72 | 55944 | USA | N45 | 1524 | ABB INC | 27511 | ZGOJ3XX12-BX2XT2XX | Automatic Transfer Switch, ZTG T-Series, 30 A-260 A, ZGOJ3XX12-BX2XT2XX | PUR | Automatic Transfer Switch, ZTG T-Series, 30 A-260 A, ZGOJ3XX12-BX2XT2XX | EA | EA |  | TRUE |  | P | B/W | DAYTON
133230 | 1 | 90 | States | Egan Company | Hayley Fabian | TRUE | 2026-05-12T00:00:00 | 2026-09-24T00:00:00 | 2026-09-24T00:00:00 | 1 | 0 | 1 | 3957.89 | 585767.72 | 55944 | USA | N45 | 1524 | ABB INC | 27511 | ZGOJ3XX12-BX2XT2XX | Automatic Transfer Switch, ZTG T-Series, 30 A-260 A, ZGOJ3XX12-BX2XT2XX | PUR | Automatic Transfer Switch, ZTG T-Series, 30 A-260 A, ZGOJ3XX12-BX2XT2XX | EA | EA |  | TRUE |  | P | B/W | DAYTON
133230 | 1 | 91 | States | Egan Company | Hayley Fabian | TRUE | 2026-05-12T00:00:00 | 2026-09-24T00:00:00 | 2026-09-24T00:00:00 | 1 | 0 | 1 | 3957.89 | 585767.72 | 55944 | USA | N45 | 1524 | ABB INC | 27511 | ZGOJ3XX12-BX2XT2XX | Automatic Transfer Switch, ZTG T-Series, 30 A-260 A, ZGOJ3XX12-BX2XT2XX | PUR | Automatic Transfer Switch, ZTG T-Series, 30 A-260 A, ZGOJ3XX12-BX2XT2XX | EA | EA |  | TRUE |  | P | B/W | DAYTON
133230 | 1 | 92 | States | Egan Company | Hayley Fabian | TRUE | 2026-05-12T00:00:00 | 2026-10-26T00:00:00 | 2026-10-26T00:00:00 | 1 | 0 | 1 | 3957.89 | 585767.72 | 55944 | USA | N45 | 1524 | ABB INC | 27511 | ZGOJ3XX12-BX2XT2XX | Automatic Transfer Switch, ZTG T-Series, 30 A-260 A, ZGOJ3XX12-BX2XT2XX | PUR | Automatic Transfer Switch, ZTG T-Series, 30 A-260 A, ZGOJ3XX12-BX2XT2XX | EA | EA |  | TRUE |  | P | B/W | DAYTON
133230 | 1 | 93 | States | Egan Company | Hayley Fabian | TRUE | 2026-05-12T00:00:00 | 2026-10-26T00:00:00 | 2026-10-26T00:00:00 | 1 | 0 | 1 | 3957.89 | 585767.72 | 55944 | USA | N45 | 1524 | ABB INC | 27511 | ZGOJ3XX12-BX2XT2XX | Automatic Transfer Switch, ZTG T-Series, 30 A-260 A, ZGOJ3XX12-BX2XT2XX | PUR | Automatic Transfer Switch, ZTG T-Series, 30 A-260 A, ZGOJ3XX12-BX2XT2XX | EA | EA |  | TRUE |  | P | B/W | DAYTON
133230 | 1 | 94 | States | Egan Company | Hayley Fabian | TRUE | 2026-05-12T00:00:00 | 2026-10-26T00:00:00 | 2026-10-26T00:00:00 | 1 | 0 | 1 | 3957.89 | 585767.72 | 55944 | USA | N45 | 1524 | ABB INC | 27511 | ZGOJ3XX12-BX2XT2XX | Automatic Transfer Switch, ZTG T-Series, 30 A-260 A, ZGOJ3XX12-BX2XT2XX | PUR | Automatic Transfer Switch, ZTG T-Series, 30 A-260 A, ZGOJ3XX12-BX2XT2XX | EA | EA |  | TRUE |  | P | B/W | DAYTON
133230 | 1 | 95 | States | Egan Company | Hayley Fabian | TRUE | 2026-05-12T00:00:00 | 2026-10-26T00:00:00 | 2026-10-26T00:00:00 | 1 | 0 | 1 | 3957.89 | 585767.72 | 55944 | USA | N45 | 1524 | ABB INC | 27511 | ZGOJ3XX12-BX2XT2XX | Automatic Transfer Switch, ZTG T-Series, 30 A-260 A, ZGOJ3XX12-BX2XT2XX | PUR | Automatic Transfer Switch, ZTG T-Series, 30 A-260 A, ZGOJ3XX12-BX2XT2XX | EA | EA |  | TRUE |  | P | B/W | DAYTON
133230 | 1 | 96 | States | Egan Company | Hayley Fabian | TRUE | 2026-05-12T00:00:00 | 2026-10-26T00:00:00 | 2026-10-26T00:00:00 | 1 | 0 | 1 | 3957.89 | 585767.72 | 55944 | USA | N45 | 1524 | ABB INC | 27511 | ZGOJ3XX12-BX2XT2XX | Automatic Transfer Switch, ZTG T-Series, 30 A-260 A, ZGOJ3XX12-BX2XT2XX | PUR | Automatic Transfer Switch, ZTG T-Series, 30 A-260 A, ZGOJ3XX12-BX2XT2XX | EA | EA |  | TRUE |  | P | B/W | DAYTON
133230 | 1 | 97 | States | Egan Company | Hayley Fabian | TRUE | 2026-05-12T00:00:00 | 2026-10-26T00:00:00 | 2026-10-26T00:00:00 | 1 | 0 | 1 | 3957.89 | 585767.72 | 55944 | USA | N45 | 1524 | ABB INC | 27511 | ZGOJ3XX12-BX2XT2XX | Automatic Transfer Switch, ZTG T-Series, 30 A-260 A, ZGOJ3XX12-BX2XT2XX | PUR | Automatic Transfer Switch, ZTG T-Series, 30 A-260 A, ZGOJ3XX12-BX2XT2XX | EA | EA |  | TRUE |  | P | B/W | DAYTON
133230 | 1 | 98 | States | Egan Company | Hayley Fabian | TRUE | 2026-05-12T00:00:00 | 2026-10-26T00:00:00 | 2026-10-26T00:00:00 | 1 | 0 | 1 | 3957.89 | 585767.72 | 55944 | USA | N45 | 1524 | ABB INC | 27511 | ZGOJ3XX12-BX2XT2XX | Automatic Transfer Switch, ZTG T-Series, 30 A-260 A, ZGOJ3XX12-BX2XT2XX | PUR | Automatic Transfer Switch, ZTG T-Series, 30 A-260 A, ZGOJ3XX12-BX2XT2XX | EA | EA |  | TRUE |  | P | B/W | DAYTON
133230 | 1 | 99 | States | Egan Company | Hayley Fabian | TRUE | 2026-05-12T00:00:00 | 2026-10-26T00:00:00 | 2026-10-26T00:00:00 | 1 | 0 | 1 | 3957.89 | 585767.72 | 55944 | USA | N45 | 1524 | ABB INC | 27511 | ZGOJ3XX12-BX2XT2XX | Automatic Transfer Switch, ZTG T-Series, 30 A-260 A, ZGOJ3XX12-BX2XT2XX | PUR | Automatic Transfer Switch, ZTG T-Series, 30 A-260 A, ZGOJ3XX12-BX2XT2XX | EA | EA |  | TRUE |  | P | B/W | DAYTON
133230 | 1 | 100 | States | Egan Company | Hayley Fabian | TRUE | 2026-05-12T00:00:00 | 2026-10-26T00:00:00 | 2026-10-26T00:00:00 | 1 | 0 | 1 | 3957.89 | 585767.72 | 55944 | USA | N45 | 1524 | ABB INC | 27511 | ZGOJ3XX12-BX2XT2XX | Automatic Transfer Switch, ZTG T-Series, 30 A-260 A, ZGOJ3XX12-BX2XT2XX | PUR | Automatic Transfer Switch, ZTG T-Series, 30 A-260 A, ZGOJ3XX12-BX2XT2XX | EA | EA |  | TRUE |  | P | B/W | DAYTON
133230 | 1 | 101 | States | Egan Company | Hayley Fabian | TRUE | 2026-05-12T00:00:00 | 2026-10-26T00:00:00 | 2026-10-26T00:00:00 | 1 | 0 | 1 | 3957.89 | 585767.72 | 55944 | USA | N45 | 1524 | ABB INC | 27511 | ZGOJ3XX12-BX2XT2XX | Automatic Transfer Switch, ZTG T-Series, 30 A-260 A, ZGOJ3XX12-BX2XT2XX | PUR | Automatic Transfer Switch, ZTG T-Series, 30 A-260 A, ZGOJ3XX12-BX2XT2XX | EA | EA |  | TRUE |  | P | B/W | DAYTON
133230 | 1 | 102 | States | Egan Company | Hayley Fabian | TRUE | 2026-05-12T00:00:00 | 2026-10-26T00:00:00 | 2026-10-26T00:00:00 | 1 | 0 | 1 | 3957.89 | 585767.72 | 55944 | USA | N45 | 1524 | ABB INC | 27511 | ZGOJ3XX12-BX2XT2XX | Automatic Transfer Switch, ZTG T-Series, 30 A-260 A, ZGOJ3XX12-BX2XT2XX | PUR | Automatic Transfer Switch, ZTG T-Series, 30 A-260 A, ZGOJ3XX12-BX2XT2XX | EA | EA |  | TRUE |  | P | B/W | DAYTON
133230 | 1 | 103 | States | Egan Company | Hayley Fabian | TRUE | 2026-05-12T00:00:00 | 2026-10-26T00:00:00 | 2026-10-26T00:00:00 | 1 | 0 | 1 | 3957.89 | 585767.72 | 55944 | USA | N45 | 1524 | ABB INC | 27511 | ZGOJ3XX12-BX2XT2XX | Automatic Transfer Switch, ZTG T-Series, 30 A-260 A, ZGOJ3XX12-BX2XT2XX | PUR | Automatic Transfer Switch, ZTG T-Series, 30 A-260 A, ZGOJ3XX12-BX2XT2XX | EA | EA |  | TRUE |  | P | B/W | DAYTON
133230 | 1 | 104 | States | Egan Company | Hayley Fabian | TRUE | 2026-05-12T00:00:00 | 2026-10-26T00:00:00 | 2026-10-26T00:00:00 | 1 | 0 | 1 | 3957.89 | 585767.72 | 55944 | USA | N45 | 1524 | ABB INC | 27511 | ZGOJ3XX12-BX2XT2XX | Automatic Transfer Switch, ZTG T-Series, 30 A-260 A, ZGOJ3XX12-BX2XT2XX | PUR | Automatic Transfer Switch, ZTG T-Series, 30 A-260 A, ZGOJ3XX12-BX2XT2XX | EA | EA |  | TRUE |  | P | B/W | DAYTON
133230 | 1 | 105 | States | Egan Company | Hayley Fabian | TRUE | 2026-05-12T00:00:00 | 2026-10-26T00:00:00 | 2026-10-26T00:00:00 | 1 | 0 | 1 | 3957.89 | 585767.72 | 55944 | USA | N45 | 1524 | ABB INC | 27511 | ZGOJ3XX12-BX2XT2XX | Automatic Transfer Switch, ZTG T-Series, 30 A-260 A, ZGOJ3XX12-BX2XT2XX | PUR | Automatic Transfer Switch, ZTG T-Series, 30 A-260 A, ZGOJ3XX12-BX2XT2XX | EA | EA |  | TRUE |  | P | B/W | DAYTON
133230 | 1 | 106 | States | Egan Company | Hayley Fabian | TRUE | 2026-05-12T00:00:00 | 2026-10-26T00:00:00 | 2026-10-26T00:00:00 | 1 | 0 | 1 | 3957.89 | 585767.72 | 55944 | USA | N45 | 1524 | ABB INC | 27511 | ZGOJ3XX12-BX2XT2XX | Automatic Transfer Switch, ZTG T-Series, 30 A-260 A, ZGOJ3XX12-BX2XT2XX | PUR | Automatic Transfer Switch, ZTG T-Series, 30 A-260 A, ZGOJ3XX12-BX2XT2XX | EA | EA |  | TRUE |  | P | B/W | DAYTON
133230 | 1 | 107 | States | Egan Company | Hayley Fabian | TRUE | 2026-05-12T00:00:00 | 2026-10-26T00:00:00 | 2026-10-26T00:00:00 | 1 | 0 | 1 | 3957.89 | 585767.72 | 55944 | USA | N45 | 1524 | ABB INC | 27511 | ZGOJ3XX12-BX2XT2XX | Automatic Transfer Switch, ZTG T-Series, 30 A-260 A, ZGOJ3XX12-BX2XT2XX | PUR | Automatic Transfer Switch, ZTG T-Series, 30 A-260 A, ZGOJ3XX12-BX2XT2XX | EA | EA |  | TRUE |  | P | B/W | DAYTON
133230 | 1 | 108 | States | Egan Company | Hayley Fabian | TRUE | 2026-05-12T00:00:00 | 2026-10-26T00:00:00 | 2026-10-26T00:00:00 | 1 | 0 | 1 | 3957.89 | 585767.72 | 55944 | USA | N45 | 1524 | ABB INC | 27511 | ZGOJ3XX12-BX2XT2XX | Automatic Transfer Switch, ZTG T-Series, 30 A-260 A, ZGOJ3XX12-BX2XT2XX | PUR | Automatic Transfer Switch, ZTG T-Series, 30 A-260 A, ZGOJ3XX12-BX2XT2XX | EA | EA |  | TRUE |  | P | B/W | DAYTON
133230 | 1 | 109 | States | Egan Company | Hayley Fabian | TRUE | 2026-05-12T00:00:00 | 2026-10-26T00:00:00 | 2026-10-26T00:00:00 | 1 | 0 | 1 | 3957.89 | 585767.72 | 55944 | USA | N45 | 1524 | ABB INC | 27511 | ZGOJ3XX12-BX2XT2XX | Automatic Transfer Switch, ZTG T-Series, 30 A-260 A, ZGOJ3XX12-BX2XT2XX | PUR | Automatic Transfer Switch, ZTG T-Series, 30 A-260 A, ZGOJ3XX12-BX2XT2XX | EA | EA |  | TRUE |  | P | B/W | DAYTON
133230 | 1 | 110 | States | Egan Company | Hayley Fabian | TRUE | 2026-05-12T00:00:00 | 2026-10-26T00:00:00 | 2026-10-26T00:00:00 | 1 | 0 | 1 | 3957.89 | 585767.72 | 55944 | USA | N45 | 1524 | ABB INC | 27511 | ZGOJ3XX12-BX2XT2XX | Automatic Transfer Switch, ZTG T-Series, 30 A-260 A, ZGOJ3XX12-BX2XT2XX | PUR | Automatic Transfer Switch, ZTG T-Series, 30 A-260 A, ZGOJ3XX12-BX2XT2XX | EA | EA |  | TRUE |  | P | B/W | DAYTON
133230 | 1 | 111 | States | Egan Company | Hayley Fabian | TRUE | 2026-05-12T00:00:00 | 2026-10-26T00:00:00 | 2026-10-26T00:00:00 | 1 | 0 | 1 | 3957.89 | 585767.72 | 55944 | USA | N45 | 1524 | ABB INC | 27511 | ZGOJ3XX12-BX2XT2XX | Automatic Transfer Switch, ZTG T-Series, 30 A-260 A, ZGOJ3XX12-BX2XT2XX | PUR | Automatic Transfer Switch, ZTG T-Series, 30 A-260 A, ZGOJ3XX12-BX2XT2XX | EA | EA |  | TRUE |  | P | B/W | DAYTON
133230 | 1 | 112 | States | Egan Company | Hayley Fabian | TRUE | 2026-05-12T00:00:00 | 2026-10-26T00:00:00 | 2026-10-26T00:00:00 | 1 | 0 | 1 | 3957.89 | 585767.72 | 55944 | USA | N45 | 1524 | ABB INC | 27511 | ZGOJ3XX12-BX2XT2XX | Automatic Transfer Switch, ZTG T-Series, 30 A-260 A, ZGOJ3XX12-BX2XT2XX | PUR | Automatic Transfer Switch, ZTG T-Series, 30 A-260 A, ZGOJ3XX12-BX2XT2XX | EA | EA |  | TRUE |  | P | B/W | DAYTON
133230 | 1 | 113 | States | Egan Company | Hayley Fabian | TRUE | 2026-05-12T00:00:00 | 2026-10-26T00:00:00 | 2026-10-26T00:00:00 | 1 | 0 | 1 | 3957.89 | 585767.72 | 55944 | USA | N45 | 1524 | ABB INC | 27511 | ZGOJ3XX12-BX2XT2XX | Automatic Transfer Switch, ZTG T-Series, 30 A-260 A, ZGOJ3XX12-BX2XT2XX | PUR | Automatic Transfer Switch, ZTG T-Series, 30 A-260 A, ZGOJ3XX12-BX2XT2XX | EA | EA |  | TRUE |  | P | B/W | DAYTON
133230 | 1 | 114 | States | Egan Company | Hayley Fabian | TRUE | 2026-05-12T00:00:00 | 2026-10-26T00:00:00 | 2026-10-26T00:00:00 | 1 | 0 | 1 | 3957.89 | 585767.72 | 55944 | USA | N45 | 1524 | ABB INC | 27511 | ZGOJ3XX12-BX2XT2XX | Automatic Transfer Switch, ZTG T-Series, 30 A-260 A, ZGOJ3XX12-BX2XT2XX | PUR | Automatic Transfer Switch, ZTG T-Series, 30 A-260 A, ZGOJ3XX12-BX2XT2XX | EA | EA |  | TRUE |  | P | B/W | DAYTON
133230 | 1 | 115 | States | Egan Company | Hayley Fabian | TRUE | 2026-05-12T00:00:00 | 2026-10-26T00:00:00 | 2026-10-26T00:00:00 | 1 | 0 | 1 | 3957.89 | 585767.72 | 55944 | USA | N45 | 1524 | ABB INC | 27511 | ZGOJ3XX12-BX2XT2XX | Automatic Transfer Switch, ZTG T-Series, 30 A-260 A, ZGOJ3XX12-BX2XT2XX | PUR | Automatic Transfer Switch, ZTG T-Series, 30 A-260 A, ZGOJ3XX12-BX2XT2XX | EA | EA |  | TRUE |  | P | B/W | DAYTON
133230 | 1 | 116 | States | Egan Company | Hayley Fabian | TRUE | 2026-05-12T00:00:00 | 2026-10-26T00:00:00 | 2026-10-26T00:00:00 | 1 | 0 | 1 | 3957.89 | 585767.72 | 55944 | USA | N45 | 1524 | ABB INC | 27511 | ZGOJ3XX12-BX2XT2XX | Automatic Transfer Switch, ZTG T-Series, 30 A-260 A, ZGOJ3XX12-BX2XT2XX | PUR | Automatic Transfer Switch, ZTG T-Series, 30 A-260 A, ZGOJ3XX12-BX2XT2XX | EA | EA |  | TRUE |  | P | B/W | DAYTON
133230 | 1 | 117 | States | Egan Company | Hayley Fabian | TRUE | 2026-05-12T00:00:00 | 2026-10-26T00:00:00 | 2026-10-26T00:00:00 | 1 | 0 | 1 | 3957.89 | 585767.72 | 55944 | USA | N45 | 1524 | ABB INC | 27511 | ZGOJ3XX12-BX2XT2XX | Automatic Transfer Switch, ZTG T-Series, 30 A-260 A, ZGOJ3XX12-BX2XT2XX | PUR | Automatic Transfer Switch, ZTG T-Series, 30 A-260 A, ZGOJ3XX12-BX2XT2XX | EA | EA |  | TRUE |  | P | B/W | DAYTON
133230 | 1 | 118 | States | Egan Company | Hayley Fabian | TRUE | 2026-05-12T00:00:00 | 2026-10-26T00:00:00 | 2026-10-26T00:00:00 | 1 | 0 | 1 | 3957.89 | 585767.72 | 55944 | USA | N45 | 1524 | ABB INC | 27511 | ZGOJ3XX12-BX2XT2XX | Automatic Transfer Switch, ZTG T-Series, 30 A-260 A, ZGOJ3XX12-BX2XT2XX | PUR | Automatic Transfer Switch, ZTG T-Series, 30 A-260 A, ZGOJ3XX12-BX2XT2XX | EA | EA |  | TRUE |  | P | B/W | DAYTON
133230 | 1 | 119 | States | Egan Company | Hayley Fabian | TRUE | 2026-05-12T00:00:00 | 2026-10-26T00:00:00 | 2026-10-26T00:00:00 | 1 | 0 | 1 | 3957.89 | 585767.72 | 55944 | USA | N45 | 1524 | ABB INC | 27511 | ZGOJ3XX12-BX2XT2XX | Automatic Transfer Switch, ZTG T-Series, 30 A-260 A, ZGOJ3XX12-BX2XT2XX | PUR | Automatic Transfer Switch, ZTG T-Series, 30 A-260 A, ZGOJ3XX12-BX2XT2XX | EA | EA |  | TRUE |  | P | B/W | DAYTON
133230 | 1 | 120 | States | Egan Company | Hayley Fabian | TRUE | 2026-05-12T00:00:00 | 2026-10-26T00:00:00 | 2026-10-26T00:00:00 | 1 | 0 | 1 | 3957.89 | 585767.72 | 55944 | USA | N45 | 1524 | ABB INC | 27511 | ZGOJ3XX12-BX2XT2XX | Automatic Transfer Switch, ZTG T-Series, 30 A-260 A, ZGOJ3XX12-BX2XT2XX | PUR | Automatic Transfer Switch, ZTG T-Series, 30 A-260 A, ZGOJ3XX12-BX2XT2XX | EA | EA |  | TRUE |  | P | B/W | DAYTON
133230 | 1 | 121 | States | Egan Company | Hayley Fabian | TRUE | 2026-05-12T00:00:00 | 2026-10-26T00:00:00 | 2026-10-26T00:00:00 | 1 | 0 | 1 | 3957.89 | 585767.72 | 55944 | USA | N45 | 1524 | ABB INC | 27511 | ZGOJ3XX12-BX2XT2XX | Automatic Transfer Switch, ZTG T-Series, 30 A-260 A, ZGOJ3XX12-BX2XT2XX | PUR | Automatic Transfer Switch, ZTG T-Series, 30 A-260 A, ZGOJ3XX12-BX2XT2XX | EA | EA |  | TRUE |  | P | B/W | DAYTON
133230 | 1 | 122 | States | Egan Company | Hayley Fabian | TRUE | 2026-05-12T00:00:00 | 2026-10-26T00:00:00 | 2026-10-26T00:00:00 | 1 | 0 | 1 | 3957.89 | 585767.72 | 55944 | USA | N45 | 1524 | ABB INC | 27511 | ZGOJ3XX12-BX2XT2XX | Automatic Transfer Switch, ZTG T-Series, 30 A-260 A, ZGOJ3XX12-BX2XT2XX | PUR | Automatic Transfer Switch, ZTG T-Series, 30 A-260 A, ZGOJ3XX12-BX2XT2XX | EA | EA |  | TRUE |  | P | B/W | DAYTON
133230 | 1 | 123 | States | Egan Company | Hayley Fabian | TRUE | 2026-05-12T00:00:00 | 2026-10-26T00:00:00 | 2026-10-26T00:00:00 | 1 | 0 | 1 | 3957.89 | 585767.72 | 55944 | USA | N45 | 1524 | ABB INC | 27511 | ZGOJ3XX12-BX2XT2XX | Automatic Transfer Switch, ZTG T-Series, 30 A-260 A, ZGOJ3XX12-BX2XT2XX | PUR | Automatic Transfer Switch, ZTG T-Series, 30 A-260 A, ZGOJ3XX12-BX2XT2XX | EA | EA |  | TRUE |  | P | B/W | DAYTON
133230 | 1 | 124 | States | Egan Company | Hayley Fabian | TRUE | 2026-05-12T00:00:00 | 2026-10-26T00:00:00 | 2026-10-26T00:00:00 | 1 | 0 | 1 | 3957.89 | 585767.72 | 55944 | USA | N45 | 1524 | ABB INC | 27511 | ZGOJ3XX12-BX2XT2XX | Automatic Transfer Switch, ZTG T-Series, 30 A-260 A, ZGOJ3XX12-BX2XT2XX | PUR | Automatic Transfer Switch, ZTG T-Series, 30 A-260 A, ZGOJ3XX12-BX2XT2XX | EA | EA |  | TRUE |  | P | B/W | DAYTON
133230 | 1 | 125 | States | Egan Company | Hayley Fabian | TRUE | 2026-05-12T00:00:00 | 2026-10-26T00:00:00 | 2026-10-26T00:00:00 | 1 | 0 | 1 | 3957.89 | 585767.72 | 55944 | USA | N45 | 1524 | ABB INC | 27511 | ZGOJ3XX12-BX2XT2XX | Automatic Transfer Switch, ZTG T-Series, 30 A-260 A, ZGOJ3XX12-BX2XT2XX | PUR | Automatic Transfer Switch, ZTG T-Series, 30 A-260 A, ZGOJ3XX12-BX2XT2XX | EA | EA |  | TRUE |  | P | B/W | DAYTON
133230 | 1 | 126 | States | Egan Company | Hayley Fabian | TRUE | 2026-05-12T00:00:00 | 2026-10-26T00:00:00 | 2026-10-26T00:00:00 | 1 | 0 | 1 | 3957.89 | 585767.72 | 55944 | USA | N45 | 1524 | ABB INC | 27511 | ZGOJ3XX12-BX2XT2XX | Automatic Transfer Switch, ZTG T-Series, 30 A-260 A, ZGOJ3XX12-BX2XT2XX | PUR | Automatic Transfer Switch, ZTG T-Series, 30 A-260 A, ZGOJ3XX12-BX2XT2XX | EA | EA |  | TRUE |  | P | B/W | DAYTON
133230 | 1 | 127 | States | Egan Company | Hayley Fabian | TRUE | 2026-05-12T00:00:00 | 2026-10-26T00:00:00 | 2026-10-26T00:00:00 | 1 | 0 | 1 | 3957.89 | 585767.72 | 55944 | USA | N45 | 1524 | ABB INC | 27511 | ZGOJ3XX12-BX2XT2XX | Automatic Transfer Switch, ZTG T-Series, 30 A-260 A, ZGOJ3XX12-BX2XT2XX | PUR | Automatic Transfer Switch, ZTG T-Series, 30 A-260 A, ZGOJ3XX12-BX2XT2XX | EA | EA |  | TRUE |  | P | B/W | DAYTON
133230 | 1 | 128 | States | Egan Company | Hayley Fabian | TRUE | 2026-05-12T00:00:00 | 2026-10-26T00:00:00 | 2026-10-26T00:00:00 | 1 | 0 | 1 | 3957.89 | 585767.72 | 55944 | USA | N45 | 1524 | ABB INC | 27511 | ZGOJ3XX12-BX2XT2XX | Automatic Transfer Switch, ZTG T-Series, 30 A-260 A, ZGOJ3XX12-BX2XT2XX | PUR | Automatic Transfer Switch, ZTG T-Series, 30 A-260 A, ZGOJ3XX12-BX2XT2XX | EA | EA |  | TRUE |  | P | B/W | DAYTON
133230 | 1 | 129 | States | Egan Company | Hayley Fabian | TRUE | 2026-05-12T00:00:00 | 2026-10-26T00:00:00 | 2026-10-26T00:00:00 | 1 | 0 | 1 | 3957.89 | 585767.72 | 55944 | USA | N45 | 1524 | ABB INC | 27511 | ZGOJ3XX12-BX2XT2XX | Automatic Transfer Switch, ZTG T-Series, 30 A-260 A, ZGOJ3XX12-BX2XT2XX | PUR | Automatic Transfer Switch, ZTG T-Series, 30 A-260 A, ZGOJ3XX12-BX2XT2XX | EA | EA |  | TRUE |  | P | B/W | DAYTON
133230 | 1 | 130 | States | Egan Company | Hayley Fabian | TRUE | 2026-05-12T00:00:00 | 2026-10-26T00:00:00 | 2026-10-26T00:00:00 | 1 | 0 | 1 | 3957.89 | 585767.72 | 55944 | USA | N45 | 1524 | ABB INC | 27511 | ZGOJ3XX12-BX2XT2XX | Automatic Transfer Switch, ZTG T-Series, 30 A-260 A, ZGOJ3XX12-BX2XT2XX | PUR | Automatic Transfer Switch, ZTG T-Series, 30 A-260 A, ZGOJ3XX12-BX2XT2XX | EA | EA |  | TRUE |  | P | B/W | DAYTON
133230 | 1 | 131 | States | Egan Company | Hayley Fabian | TRUE | 2026-05-12T00:00:00 | 2026-10-26T00:00:00 | 2026-10-26T00:00:00 | 1 | 0 | 1 | 3957.89 | 585767.72 | 55944 | USA | N45 | 1524 | ABB INC | 27511 | ZGOJ3XX12-BX2XT2XX | Automatic Transfer Switch, ZTG T-Series, 30 A-260 A, ZGOJ3XX12-BX2XT2XX | PUR | Automatic Transfer Switch, ZTG T-Series, 30 A-260 A, ZGOJ3XX12-BX2XT2XX | EA | EA |  | TRUE |  | P | B/W | DAYTON
133230 | 1 | 132 | States | Egan Company | Hayley Fabian | TRUE | 2026-05-12T00:00:00 | 2026-10-26T00:00:00 | 2026-10-26T00:00:00 | 1 | 0 | 1 | 3957.89 | 585767.72 | 55944 | USA | N45 | 1524 | ABB INC | 27511 | ZGOJ3XX12-BX2XT2XX | Automatic Transfer Switch, ZTG T-Series, 30 A-260 A, ZGOJ3XX12-BX2XT2XX | PUR | Automatic Transfer Switch, ZTG T-Series, 30 A-260 A, ZGOJ3XX12-BX2XT2XX | EA | EA |  | TRUE |  | P | B/W | DAYTON
133230 | 1 | 133 | States | Egan Company | Hayley Fabian | TRUE | 2026-05-12T00:00:00 | 2026-10-26T00:00:00 | 2026-10-26T00:00:00 | 1 | 0 | 1 | 3957.89 | 585767.72 | 55944 | USA | N45 | 1524 | ABB INC | 27511 | ZGOJ3XX12-BX2XT2XX | Automatic Transfer Switch, ZTG T-Series, 30 A-260 A, ZGOJ3XX12-BX2XT2XX | PUR | Automatic Transfer Switch, ZTG T-Series, 30 A-260 A, ZGOJ3XX12-BX2XT2XX | EA | EA |  | TRUE |  | P | B/W | DAYTON
133230 | 1 | 134 | States | Egan Company | Hayley Fabian | TRUE | 2026-05-12T00:00:00 | 2026-10-26T00:00:00 | 2026-10-26T00:00:00 | 1 | 0 | 1 | 3957.89 | 585767.72 | 55944 | USA | N45 | 1524 | ABB INC | 27511 | ZGOJ3XX12-BX2XT2XX | Automatic Transfer Switch, ZTG T-Series, 30 A-260 A, ZGOJ3XX12-BX2XT2XX | PUR | Automatic Transfer Switch, ZTG T-Series, 30 A-260 A, ZGOJ3XX12-BX2XT2XX | EA | EA |  | TRUE |  | P | B/W | DAYTON
133230 | 1 | 135 | States | Egan Company | Hayley Fabian | TRUE | 2026-05-12T00:00:00 | 2026-10-26T00:00:00 | 2026-10-26T00:00:00 | 1 | 0 | 1 | 3957.89 | 585767.72 | 55944 | USA | N45 | 1524 | ABB INC | 27511 | ZGOJ3XX12-BX2XT2XX | Automatic Transfer Switch, ZTG T-Series, 30 A-260 A, ZGOJ3XX12-BX2XT2XX | PUR | Automatic Transfer Switch, ZTG T-Series, 30 A-260 A, ZGOJ3XX12-BX2XT2XX | EA | EA |  | TRUE |  | P | B/W | DAYTON
133230 | 1 | 136 | States | Egan Company | Hayley Fabian | TRUE | 2026-05-12T00:00:00 | 2026-10-26T00:00:00 | 2026-10-26T00:00:00 | 1 | 0 | 1 | 3957.89 | 585767.72 | 55944 | USA | N45 | 1524 | ABB INC | 27511 | ZGOJ3XX12-BX2XT2XX | Automatic Transfer Switch, ZTG T-Series, 30 A-260 A, ZGOJ3XX12-BX2XT2XX | PUR | Automatic Transfer Switch, ZTG T-Series, 30 A-260 A, ZGOJ3XX12-BX2XT2XX | EA | EA |  | TRUE |  | P | B/W | DAYTON
133230 | 1 | 137 | States | Egan Company | Hayley Fabian | TRUE | 2026-05-12T00:00:00 | 2026-11-20T00:00:00 | 2026-11-20T00:00:00 | 1 | 0 | 1 | 3957.89 | 585767.72 | 55944 | USA | N45 | 1524 | ABB INC | 27511 | ZGOJ3XX12-BX2XT2XX | Automatic Transfer Switch, ZTG T-Series, 30 A-260 A, ZGOJ3XX12-BX2XT2XX | PUR | Automatic Transfer Switch, ZTG T-Series, 30 A-260 A, ZGOJ3XX12-BX2XT2XX | EA | EA |  | TRUE |  | P | B/W | DAYTON
133230 | 1 | 138 | States | Egan Company | Hayley Fabian | TRUE | 2026-05-12T00:00:00 | 2026-11-20T00:00:00 | 2026-11-20T00:00:00 | 1 | 0 | 1 | 3957.89 | 585767.72 | 55944 | USA | N45 | 1524 | ABB INC | 27511 | ZGOJ3XX12-BX2XT2XX | Automatic Transfer Switch, ZTG T-Series, 30 A-260 A, ZGOJ3XX12-BX2XT2XX | PUR | Automatic Transfer Switch, ZTG T-Series, 30 A-260 A, ZGOJ3XX12-BX2XT2XX | EA | EA |  | TRUE |  | P | B/W | DAYTON
133230 | 1 | 139 | States | Egan Company | Hayley Fabian | TRUE | 2026-05-12T00:00:00 | 2026-11-20T00:00:00 | 2026-11-20T00:00:00 | 1 | 0 | 1 | 3957.89 | 585767.72 | 55944 | USA | N45 | 1524 | ABB INC | 27511 | ZGOJ3XX12-BX2XT2XX | Automatic Transfer Switch, ZTG T-Series, 30 A-260 A, ZGOJ3XX12-BX2XT2XX | PUR | Automatic Transfer Switch, ZTG T-Series, 30 A-260 A, ZGOJ3XX12-BX2XT2XX | EA | EA |  | TRUE |  | P | B/W | DAYTON
133230 | 1 | 140 | States | Egan Company | Hayley Fabian | TRUE | 2026-05-12T00:00:00 | 2026-11-20T00:00:00 | 2026-11-20T00:00:00 | 1 | 0 | 1 | 3957.89 | 585767.72 | 55944 | USA | N45 | 1524 | ABB INC | 27511 | ZGOJ3XX12-BX2XT2XX | Automatic Transfer Switch, ZTG T-Series, 30 A-260 A, ZGOJ3XX12-BX2XT2XX | PUR | Automatic Transfer Switch, ZTG T-Series, 30 A-260 A, ZGOJ3XX12-BX2XT2XX | EA | EA |  | TRUE |  | P | B/W | DAYTON
133230 | 1 | 141 | States | Egan Company | Hayley Fabian | TRUE | 2026-05-12T00:00:00 | 2026-11-20T00:00:00 | 2026-11-20T00:00:00 | 1 | 0 | 1 | 3957.89 | 585767.72 | 55944 | USA | N45 | 1524 | ABB INC | 27511 | ZGOJ3XX12-BX2XT2XX | Automatic Transfer Switch, ZTG T-Series, 30 A-260 A, ZGOJ3XX12-BX2XT2XX | PUR | Automatic Transfer Switch, ZTG T-Series, 30 A-260 A, ZGOJ3XX12-BX2XT2XX | EA | EA |  | TRUE |  | P | B/W | DAYTON
133230 | 1 | 142 | States | Egan Company | Hayley Fabian | TRUE | 2026-05-12T00:00:00 | 2026-11-20T00:00:00 | 2026-11-20T00:00:00 | 1 | 0 | 1 | 3957.89 | 585767.72 | 55944 | USA | N45 | 1524 | ABB INC | 27511 | ZGOJ3XX12-BX2XT2XX | Automatic Transfer Switch, ZTG T-Series, 30 A-260 A, ZGOJ3XX12-BX2XT2XX | PUR | Automatic Transfer Switch, ZTG T-Series, 30 A-260 A, ZGOJ3XX12-BX2XT2XX | EA | EA |  | TRUE |  | P | B/W | DAYTON
133230 | 1 | 143 | States | Egan Company | Hayley Fabian | TRUE | 2026-05-12T00:00:00 | 2026-11-20T00:00:00 | 2026-11-20T00:00:00 | 1 | 0 | 1 | 3957.89 | 585767.72 | 55944 | USA | N45 | 1524 | ABB INC | 27511 | ZGOJ3XX12-BX2XT2XX | Automatic Transfer Switch, ZTG T-Series, 30 A-260 A, ZGOJ3XX12-BX2XT2XX | PUR | Automatic Transfer Switch, ZTG T-Series, 30 A-260 A, ZGOJ3XX12-BX2XT2XX | EA | EA |  | TRUE |  | P | B/W | DAYTON
133230 | 1 | 144 | States | Egan Company | Hayley Fabian | TRUE | 2026-05-12T00:00:00 | 2026-11-20T00:00:00 | 2026-11-20T00:00:00 | 1 | 0 | 1 | 3957.89 | 585767.72 | 55944 | USA | N45 | 1524 | ABB INC | 27511 | ZGOJ3XX12-BX2XT2XX | Automatic Transfer Switch, ZTG T-Series, 30 A-260 A, ZGOJ3XX12-BX2XT2XX | PUR | Automatic Transfer Switch, ZTG T-Series, 30 A-260 A, ZGOJ3XX12-BX2XT2XX | EA | EA |  | TRUE |  | P | B/W | DAYTON
133230 | 1 | 145 | States | Egan Company | Hayley Fabian | TRUE | 2026-05-12T00:00:00 | 2026-11-20T00:00:00 | 2026-11-20T00:00:00 | 1 | 0 | 1 | 3957.89 | 585767.72 | 55944 | USA | N45 | 1524 | ABB INC | 27511 | ZGOJ3XX12-BX2XT2XX | Automatic Transfer Switch, ZTG T-Series, 30 A-260 A, ZGOJ3XX12-BX2XT2XX | PUR | Automatic Transfer Switch, ZTG T-Series, 30 A-260 A, ZGOJ3XX12-BX2XT2XX | EA | EA |  | TRUE |  | P | B/W | DAYTON
133230 | 1 | 146 | States | Egan Company | Hayley Fabian | TRUE | 2026-05-12T00:00:00 | 2026-11-20T00:00:00 | 2026-11-20T00:00:00 | 1 | 0 | 1 | 3957.89 | 585767.72 | 55944 | USA | N45 | 1524 | ABB INC | 27511 | ZGOJ3XX12-BX2XT2XX | Automatic Transfer Switch, ZTG T-Series, 30 A-260 A, ZGOJ3XX12-BX2XT2XX | PUR | Automatic Transfer Switch, ZTG T-Series, 30 A-260 A, ZGOJ3XX12-BX2XT2XX | EA | EA |  | TRUE |  | P | B/W | DAYTON
133230 | 1 | 147 | States | Egan Company | Hayley Fabian | TRUE | 2026-05-12T00:00:00 | 2026-11-20T00:00:00 | 2026-11-20T00:00:00 | 1 | 0 | 1 | 3957.89 | 585767.72 | 55944 | USA | N45 | 1524 | ABB INC | 27511 | ZGOJ3XX12-BX2XT2XX | Automatic Transfer Switch, ZTG T-Series, 30 A-260 A, ZGOJ3XX12-BX2XT2XX | PUR | Automatic Transfer Switch, ZTG T-Series, 30 A-260 A, ZGOJ3XX12-BX2XT2XX | EA | EA |  | TRUE |  | P | B/W | DAYTON
133230 | 1 | 148 | States | Egan Company | Hayley Fabian | TRUE | 2026-05-12T00:00:00 | 2026-11-20T00:00:00 | 2026-11-20T00:00:00 | 1 | 0 | 1 | 3957.89 | 585767.72 | 55944 | USA | N45 | 1524 | ABB INC | 27511 | ZGOJ3XX12-BX2XT2XX | Automatic Transfer Switch, ZTG T-Series, 30 A-260 A, ZGOJ3XX12-BX2XT2XX | PUR | Automatic Transfer Switch, ZTG T-Series, 30 A-260 A, ZGOJ3XX12-BX2XT2XX | EA | EA |  | TRUE |  | P | B/W | DAYTON
133230 | 1 | 5 | States | Egan Company | Hayley Fabian | TRUE | 2026-05-12T00:00:00 | 2026-07-08T00:00:00 | 2026-06-24T00:00:00 | 1 | 0 | 1 | 3957.89 | 585767.72 | 55944 | USA | N45 | 1524 | ABB INC | 27511 | ZGOJ3XX12-BX2XT2XX | Automatic Transfer Switch, ZTG T-Series, 30 A-260 A, ZGOJ3XX12-BX2XT2XX | PUR | Automatic Transfer Switch, ZTG T-Series, 30 A-260 A, ZGOJ3XX12-BX2XT2XX | EA | EA |  | TRUE |  | P | B/W | DAYTON
133230 | 1 | 6 | States | Egan Company | Hayley Fabian | TRUE | 2026-05-12T00:00:00 | 2026-07-08T00:00:00 | 2026-06-24T00:00:00 | 1 | 0 | 1 | 3957.89 | 585767.72 | 55944 | USA | N45 | 1524 | ABB INC | 27511 | ZGOJ3XX12-BX2XT2XX | Automatic Transfer Switch, ZTG T-Series, 30 A-260 A, ZGOJ3XX12-BX2XT2XX | PUR | Automatic Transfer Switch, ZTG T-Series, 30 A-260 A, ZGOJ3XX12-BX2XT2XX | EA | EA |  | TRUE |  | P | B/W | DAYTON
133230 | 1 | 7 | States | Egan Company | Hayley Fabian | TRUE | 2026-05-12T00:00:00 | 2026-07-08T00:00:00 | 2026-06-24T00:00:00 | 1 | 0 | 1 | 3957.89 | 585767.72 | 55944 | USA | N45 | 1524 | ABB INC | 27511 | ZGOJ3XX12-BX2XT2XX | Automatic Transfer Switch, ZTG T-Series, 30 A-260 A, ZGOJ3XX12-BX2XT2XX | PUR | Automatic Transfer Switch, ZTG T-Series, 30 A-260 A, ZGOJ3XX12-BX2XT2XX | EA | EA |  | TRUE |  | P | B/W | DAYTON
133230 | 1 | 8 | States | Egan Company | Hayley Fabian | TRUE | 2026-05-12T00:00:00 | 2026-07-08T00:00:00 | 2026-06-24T00:00:00 | 1 | 0 | 1 | 3957.89 | 585767.72 | 55944 | USA | N45 | 1524 | ABB INC | 27511 | ZGOJ3XX12-BX2XT2XX | Automatic Transfer Switch, ZTG T-Series, 30 A-260 A, ZGOJ3XX12-BX2XT2XX | PUR | Automatic Transfer Switch, ZTG T-Series, 30 A-260 A, ZGOJ3XX12-BX2XT2XX | EA | EA |  | TRUE |  | P | B/W | DAYTON
133230 | 1 | 9 | States | Egan Company | Hayley Fabian | TRUE | 2026-05-12T00:00:00 | 2026-07-08T00:00:00 | 2026-06-24T00:00:00 | 1 | 0 | 1 | 3957.89 | 585767.72 | 55944 | USA | N45 | 1524 | ABB INC | 27511 | ZGOJ3XX12-BX2XT2XX | Automatic Transfer Switch, ZTG T-Series, 30 A-260 A, ZGOJ3XX12-BX2XT2XX | PUR | Automatic Transfer Switch, ZTG T-Series, 30 A-260 A, ZGOJ3XX12-BX2XT2XX | EA | EA |  | TRUE |  | P | B/W | DAYTON
133230 | 1 | 10 | States | Egan Company | Hayley Fabian | TRUE | 2026-05-12T00:00:00 | 2026-07-08T00:00:00 | 2026-06-24T00:00:00 | 1 | 0 | 1 | 3957.89 | 585767.72 | 55944 | USA | N45 | 1524 | ABB INC | 27511 | ZGOJ3XX12-BX2XT2XX | Automatic Transfer Switch, ZTG T-Series, 30 A-260 A, ZGOJ3XX12-BX2XT2XX | PUR | Automatic Transfer Switch, ZTG T-Series, 30 A-260 A, ZGOJ3XX12-BX2XT2XX | EA | EA |  | TRUE |  | P | B/W | DAYTON
133230 | 1 | 11 | States | Egan Company | Hayley Fabian | TRUE | 2026-05-12T00:00:00 | 2026-07-08T00:00:00 | 2026-06-24T00:00:00 | 1 | 0 | 1 | 3957.89 | 585767.72 | 55944 | USA | N45 | 1524 | ABB INC | 27511 | ZGOJ3XX12-BX2XT2XX | Automatic Transfer Switch, ZTG T-Series, 30 A-260 A, ZGOJ3XX12-BX2XT2XX | PUR | Automatic Transfer Switch, ZTG T-Series, 30 A-260 A, ZGOJ3XX12-BX2XT2XX | EA | EA |  | TRUE |  | P | B/W | DAYTON
133230 | 1 | 12 | States | Egan Company | Hayley Fabian | TRUE | 2026-05-12T00:00:00 | 2026-07-08T00:00:00 | 2026-06-24T00:00:00 | 1 | 0 | 1 | 3957.89 | 585767.72 | 55944 | USA | N45 | 1524 | ABB INC | 27511 | ZGOJ3XX12-BX2XT2XX | Automatic Transfer Switch, ZTG T-Series, 30 A-260 A, ZGOJ3XX12-BX2XT2XX | PUR | Automatic Transfer Switch, ZTG T-Series, 30 A-260 A, ZGOJ3XX12-BX2XT2XX | EA | EA |  | TRUE |  | P | B/W | DAYTON
133230 | 1 | 13 | States | Egan Company | Hayley Fabian | TRUE | 2026-05-12T00:00:00 | 2026-07-08T00:00:00 | 2026-06-24T00:00:00 | 1 | 0 | 1 | 3957.89 | 585767.72 | 55944 | USA | N45 | 1524 | ABB INC | 27511 | ZGOJ3XX12-BX2XT2XX | Automatic Transfer Switch, ZTG T-Series, 30 A-260 A, ZGOJ3XX12-BX2XT2XX | PUR | Automatic Transfer Switch, ZTG T-Series, 30 A-260 A, ZGOJ3XX12-BX2XT2XX | EA | EA |  | TRUE |  | P | B/W | DAYTON
133230 | 1 | 14 | States | Egan Company | Hayley Fabian | TRUE | 2026-05-12T00:00:00 | 2026-07-08T00:00:00 | 2026-06-24T00:00:00 | 1 | 0 | 1 | 3957.89 | 585767.72 | 55944 | USA | N45 | 1524 | ABB INC | 27511 | ZGOJ3XX12-BX2XT2XX | Automatic Transfer Switch, ZTG T-Series, 30 A-260 A, ZGOJ3XX12-BX2XT2XX | PUR | Automatic Transfer Switch, ZTG T-Series, 30 A-260 A, ZGOJ3XX12-BX2XT2XX | EA | EA |  | TRUE |  | P | B/W | DAYTON
133230 | 1 | 15 | States | Egan Company | Hayley Fabian | TRUE | 2026-05-12T00:00:00 | 2026-07-08T00:00:00 | 2026-06-24T00:00:00 | 1 | 0 | 1 | 3957.89 | 585767.72 | 55944 | USA | N45 | 1524 | ABB INC | 27511 | ZGOJ3XX12-BX2XT2XX | Automatic Transfer Switch, ZTG T-Series, 30 A-260 A, ZGOJ3XX12-BX2XT2XX | PUR | Automatic Transfer Switch, ZTG T-Series, 30 A-260 A, ZGOJ3XX12-BX2XT2XX | EA | EA |  | TRUE |  | P | B/W | DAYTON
133230 | 1 | 16 | States | Egan Company | Hayley Fabian | TRUE | 2026-05-12T00:00:00 | 2026-07-27T00:00:00 | 2026-07-27T00:00:00 | 1 | 0 | 1 | 3957.89 | 585767.72 | 55944 | USA | N45 | 1524 | ABB INC | 27511 | ZGOJ3XX12-BX2XT2XX | Automatic Transfer Switch, ZTG T-Series, 30 A-260 A, ZGOJ3XX12-BX2XT2XX | PUR | Automatic Transfer Switch, ZTG T-Series, 30 A-260 A, ZGOJ3XX12-BX2XT2XX | EA | EA |  | TRUE |  | P | B/W | DAYTON
133230 | 1 | 17 | States | Egan Company | Hayley Fabian | TRUE | 2026-05-12T00:00:00 | 2026-07-27T00:00:00 | 2026-07-27T00:00:00 | 1 | 0 | 1 | 3957.89 | 585767.72 | 55944 | USA | N45 | 1524 | ABB INC | 27511 | ZGOJ3XX12-BX2XT2XX | Automatic Transfer Switch, ZTG T-Series, 30 A-260 A, ZGOJ3XX12-BX2XT2XX | PUR | Automatic Transfer Switch, ZTG T-Series, 30 A-260 A, ZGOJ3XX12-BX2XT2XX | EA | EA |  | TRUE |  | P | B/W | DAYTON
133230 | 1 | 18 | States | Egan Company | Hayley Fabian | TRUE | 2026-05-12T00:00:00 | 2026-07-27T00:00:00 | 2026-07-27T00:00:00 | 1 | 0 | 1 | 3957.89 | 585767.72 | 55944 | USA | N45 | 1524 | ABB INC | 27511 | ZGOJ3XX12-BX2XT2XX | Automatic Transfer Switch, ZTG T-Series, 30 A-260 A, ZGOJ3XX12-BX2XT2XX | PUR | Automatic Transfer Switch, ZTG T-Series, 30 A-260 A, ZGOJ3XX12-BX2XT2XX | EA | EA |  | TRUE |  | P | B/W | DAYTON
133230 | 1 | 19 | States | Egan Company | Hayley Fabian | TRUE | 2026-05-12T00:00:00 | 2026-07-27T00:00:00 | 2026-07-27T00:00:00 | 1 | 0 | 1 | 3957.89 | 585767.72 | 55944 | USA | N45 | 1524 | ABB INC | 27511 | ZGOJ3XX12-BX2XT2XX | Automatic Transfer Switch, ZTG T-Series, 30 A-260 A, ZGOJ3XX12-BX2XT2XX | PUR | Automatic Transfer Switch, ZTG T-Series, 30 A-260 A, ZGOJ3XX12-BX2XT2XX | EA | EA |  | TRUE |  | P | B/W | DAYTON
133230 | 1 | 20 | States | Egan Company | Hayley Fabian | TRUE | 2026-05-12T00:00:00 | 2026-07-27T00:00:00 | 2026-07-27T00:00:00 | 1 | 0 | 1 | 3957.89 | 585767.72 | 55944 | USA | N45 | 1524 | ABB INC | 27511 | ZGOJ3XX12-BX2XT2XX | Automatic Transfer Switch, ZTG T-Series, 30 A-260 A, ZGOJ3XX12-BX2XT2XX | PUR | Automatic Transfer Switch, ZTG T-Series, 30 A-260 A, ZGOJ3XX12-BX2XT2XX | EA | EA |  | TRUE |  | P | B/W | DAYTON
133230 | 1 | 21 | States | Egan Company | Hayley Fabian | TRUE | 2026-05-12T00:00:00 | 2026-07-27T00:00:00 | 2026-07-27T00:00:00 | 1 | 0 | 1 | 3957.89 | 585767.72 | 55944 | USA | N45 | 1524 | ABB INC | 27511 | ZGOJ3XX12-BX2XT2XX | Automatic Transfer Switch, ZTG T-Series, 30 A-260 A, ZGOJ3XX12-BX2XT2XX | PUR | Automatic Transfer Switch, ZTG T-Series, 30 A-260 A, ZGOJ3XX12-BX2XT2XX | EA | EA |  | TRUE |  | P | B/W | DAYTON
133230 | 1 | 22 | States | Egan Company | Hayley Fabian | TRUE | 2026-05-12T00:00:00 | 2026-07-27T00:00:00 | 2026-07-27T00:00:00 | 1 | 0 | 1 | 3957.89 | 585767.72 | 55944 | USA | N45 | 1524 | ABB INC | 27511 | ZGOJ3XX12-BX2XT2XX | Automatic Transfer Switch, ZTG T-Series, 30 A-260 A, ZGOJ3XX12-BX2XT2XX | PUR | Automatic Transfer Switch, ZTG T-Series, 30 A-260 A, ZGOJ3XX12-BX2XT2XX | EA | EA |  | TRUE |  | P | B/W | DAYTON
133230 | 1 | 23 | States | Egan Company | Hayley Fabian | TRUE | 2026-05-12T00:00:00 | 2026-07-27T00:00:00 | 2026-07-27T00:00:00 | 1 | 0 | 1 | 3957.89 | 585767.72 | 55944 | USA | N45 | 1524 | ABB INC | 27511 | ZGOJ3XX12-BX2XT2XX | Automatic Transfer Switch, ZTG T-Series, 30 A-260 A, ZGOJ3XX12-BX2XT2XX | PUR | Automatic Transfer Switch, ZTG T-Series, 30 A-260 A, ZGOJ3XX12-BX2XT2XX | EA | EA |  | TRUE |  | P | B/W | DAYTON
133230 | 1 | 24 | States | Egan Company | Hayley Fabian | TRUE | 2026-05-12T00:00:00 | 2026-07-27T00:00:00 | 2026-07-27T00:00:00 | 1 | 0 | 1 | 3957.89 | 585767.72 | 55944 | USA | N45 | 1524 | ABB INC | 27511 | ZGOJ3XX12-BX2XT2XX | Automatic Transfer Switch, ZTG T-Series, 30 A-260 A, ZGOJ3XX12-BX2XT2XX | PUR | Automatic Transfer Switch, ZTG T-Series, 30 A-260 A, ZGOJ3XX12-BX2XT2XX | EA | EA |  | TRUE |  | P | B/W | DAYTON
133230 | 1 | 25 | States | Egan Company | Hayley Fabian | TRUE | 2026-05-12T00:00:00 | 2026-07-27T00:00:00 | 2026-07-27T00:00:00 | 1 | 0 | 1 | 3957.89 | 585767.72 | 55944 | USA | N45 | 1524 | ABB INC | 27511 | ZGOJ3XX12-BX2XT2XX | Automatic Transfer Switch, ZTG T-Series, 30 A-260 A, ZGOJ3XX12-BX2XT2XX | PUR | Automatic Transfer Switch, ZTG T-Series, 30 A-260 A, ZGOJ3XX12-BX2XT2XX | EA | EA |  | TRUE |  | P | B/W | DAYTON
133230 | 1 | 26 | States | Egan Company | Hayley Fabian | TRUE | 2026-05-12T00:00:00 | 2026-07-27T00:00:00 | 2026-07-27T00:00:00 | 1 | 0 | 1 | 3957.89 | 585767.72 | 55944 | USA | N45 | 1524 | ABB INC | 27511 | ZGOJ3XX12-BX2XT2XX | Automatic Transfer Switch, ZTG T-Series, 30 A-260 A, ZGOJ3XX12-BX2XT2XX | PUR | Automatic Transfer Switch, ZTG T-Series, 30 A-260 A, ZGOJ3XX12-BX2XT2XX | EA | EA |  | TRUE |  | P | B/W | DAYTON
133230 | 1 | 27 | States | Egan Company | Hayley Fabian | TRUE | 2026-05-12T00:00:00 | 2026-07-27T00:00:00 | 2026-07-27T00:00:00 | 1 | 0 | 1 | 3957.89 | 585767.72 | 55944 | USA | N45 | 1524 | ABB INC | 27511 | ZGOJ3XX12-BX2XT2XX | Automatic Transfer Switch, ZTG T-Series, 30 A-260 A, ZGOJ3XX12-BX2XT2XX | PUR | Automatic Transfer Switch, ZTG T-Series, 30 A-260 A, ZGOJ3XX12-BX2XT2XX | EA | EA |  | TRUE |  | P | B/W | DAYTON
133230 | 1 | 28 | States | Egan Company | Hayley Fabian | TRUE | 2026-05-12T00:00:00 | 2026-07-27T00:00:00 | 2026-07-27T00:00:00 | 1 | 0 | 1 | 3957.89 | 585767.72 | 55944 | USA | N45 | 1524 | ABB INC | 27511 | ZGOJ3XX12-BX2XT2XX | Automatic Transfer Switch, ZTG T-Series, 30 A-260 A, ZGOJ3XX12-BX2XT2XX | PUR | Automatic Transfer Switch, ZTG T-Series, 30 A-260 A, ZGOJ3XX12-BX2XT2XX | EA | EA |  | TRUE |  | P | B/W | DAYTON
133230 | 1 | 29 | States | Egan Company | Hayley Fabian | TRUE | 2026-05-12T00:00:00 | 2026-07-27T00:00:00 | 2026-07-27T00:00:00 | 1 | 0 | 1 | 3957.89 | 585767.72 | 55944 | USA | N45 | 1524 | ABB INC | 27511 | ZGOJ3XX12-BX2XT2XX | Automatic Transfer Switch, ZTG T-Series, 30 A-260 A, ZGOJ3XX12-BX2XT2XX | PUR | Automatic Transfer Switch, ZTG T-Series, 30 A-260 A, ZGOJ3XX12-BX2XT2XX | EA | EA |  | TRUE |  | P | B/W | DAYTON
133230 | 1 | 30 | States | Egan Company | Hayley Fabian | TRUE | 2026-05-12T00:00:00 | 2026-07-27T00:00:00 | 2026-07-27T00:00:00 | 1 | 0 | 1 | 3957.89 | 585767.72 | 55944 | USA | N45 | 1524 | ABB INC | 27511 | ZGOJ3XX12-BX2XT2XX | Automatic Transfer Switch, ZTG T-Series, 30 A-260 A, ZGOJ3XX12-BX2XT2XX | PUR | Automatic Transfer Switch, ZTG T-Series, 30 A-260 A, ZGOJ3XX12-BX2XT2XX | EA | EA |  | TRUE |  | P | B/W | DAYTON
133230 | 1 | 31 | States | Egan Company | Hayley Fabian | TRUE | 2026-05-12T00:00:00 | 2026-07-27T00:00:00 | 2026-07-27T00:00:00 | 1 | 0 | 1 | 3957.89 | 585767.72 | 55944 | USA | N45 | 1524 | ABB INC | 27511 | ZGOJ3XX12-BX2XT2XX | Automatic Transfer Switch, ZTG T-Series, 30 A-260 A, ZGOJ3XX12-BX2XT2XX | PUR | Automatic Transfer Switch, ZTG T-Series, 30 A-260 A, ZGOJ3XX12-BX2XT2XX | EA | EA |  | TRUE |  | P | B/W | DAYTON
133230 | 1 | 32 | States | Egan Company | Hayley Fabian | TRUE | 2026-05-12T00:00:00 | 2026-07-27T00:00:00 | 2026-07-27T00:00:00 | 1 | 0 | 1 | 3957.89 | 585767.72 | 55944 | USA | N45 | 1524 | ABB INC | 27511 | ZGOJ3XX12-BX2XT2XX | Automatic Transfer Switch, ZTG T-Series, 30 A-260 A, ZGOJ3XX12-BX2XT2XX | PUR | Automatic Transfer Switch, ZTG T-Series, 30 A-260 A, ZGOJ3XX12-BX2XT2XX | EA | EA |  | TRUE |  | P | B/W | DAYTON
133230 | 1 | 33 | States | Egan Company | Hayley Fabian | TRUE | 2026-05-12T00:00:00 | 2026-07-27T00:00:00 | 2026-07-27T00:00:00 | 1 | 0 | 1 | 3957.89 | 585767.72 | 55944 | USA | N45 | 1524 | ABB INC | 27511 | ZGOJ3XX12-BX2XT2XX | Automatic Transfer Switch, ZTG T-Series, 30 A-260 A, ZGOJ3XX12-BX2XT2XX | PUR | Automatic Transfer Switch, ZTG T-Series, 30 A-260 A, ZGOJ3XX12-BX2XT2XX | EA | EA |  | TRUE |  | P | B/W | DAYTON
133230 | 1 | 34 | States | Egan Company | Hayley Fabian | TRUE | 2026-05-12T00:00:00 | 2026-07-27T00:00:00 | 2026-07-27T00:00:00 | 1 | 0 | 1 | 3957.89 | 585767.72 | 55944 | USA | N45 | 1524 | ABB INC | 27511 | ZGOJ3XX12-BX2XT2XX | Automatic Transfer Switch, ZTG T-Series, 30 A-260 A, ZGOJ3XX12-BX2XT2XX | PUR | Automatic Transfer Switch, ZTG T-Series, 30 A-260 A, ZGOJ3XX12-BX2XT2XX | EA | EA |  | TRUE |  | P | B/W | DAYTON
133230 | 1 | 35 | States | Egan Company | Hayley Fabian | TRUE | 2026-05-12T00:00:00 | 2026-07-27T00:00:00 | 2026-07-27T00:00:00 | 1 | 0 | 1 | 3957.89 | 585767.72 | 55944 | USA | N45 | 1524 | ABB INC | 27511 | ZGOJ3XX12-BX2XT2XX | Automatic Transfer Switch, ZTG T-Series, 30 A-260 A, ZGOJ3XX12-BX2XT2XX | PUR | Automatic Transfer Switch, ZTG T-Series, 30 A-260 A, ZGOJ3XX12-BX2XT2XX | EA | EA |  | TRUE |  | P | B/W | DAYTON
133230 | 1 | 36 | States | Egan Company | Hayley Fabian | TRUE | 2026-05-12T00:00:00 | 2026-07-27T00:00:00 | 2026-07-27T00:00:00 | 1 | 0 | 1 | 3957.89 | 585767.72 | 55944 | USA | N45 | 1524 | ABB INC | 27511 | ZGOJ3XX12-BX2XT2XX | Automatic Transfer Switch, ZTG T-Series, 30 A-260 A, ZGOJ3XX12-BX2XT2XX | PUR | Automatic Transfer Switch, ZTG T-Series, 30 A-260 A, ZGOJ3XX12-BX2XT2XX | EA | EA |  | TRUE |  | P | B/W | DAYTON
134676 | 1 | 1 | States | Champlin | Hayley Fabian | TRUE | 2026-07-10T00:00:00 | 2026-10-02T00:00:00 |  | 4 | 0 | 4 | 24822.17 | 99288.68 | 55316-3157 | USA | N45 | 1524 | ABB INC | 27511 | ZGAD200MS1M7XPXXXX | Automatic Transfer Switch, ZTG T-Series, 1600 A-3000 A | PUR | Automatic Transfer Switch, ZTG T-Series, 1600 A-3000 A | EA | EA |  | FALSE |  | P | B/W | 100
134063 | 1 | 5 | States | Dayton | Hayley Fabian | TRUE | 2026-06-12T00:00:00 | 2027-03-18T00:00:00 | 2027-03-18T00:00:00 | 12 | 0 | 12 | 211.65 | 13968.9 | 55369-6417 | USA | N45 | 1524 | ABB INC | 27511 | C129A501G01 | Test Switch: 10 Pole, 10-Potential, Clear Cover, Screw Terminals | PUR | Test Switch: 10 Pole, 10-Potential, Clear Cover, Screw Terminals | EA | EA |  | TRUE |  | P | B/W | DAYTON
134063 | 1 | 4 | States | Dayton | Hayley Fabian | TRUE | 2026-06-12T00:00:00 | 2027-02-15T00:00:00 | 2027-02-15T00:00:00 | 12 | 0 | 12 | 211.65 | 13968.9 | 55369-6417 | USA | N45 | 1524 | ABB INC | 27511 | C129A501G01 | Test Switch: 10 Pole, 10-Potential, Clear Cover, Screw Terminals | PUR | Test Switch: 10 Pole, 10-Potential, Clear Cover, Screw Terminals | EA | EA |  | TRUE |  | P | B/W | DAYTON
134063 | 1 | 3 | States | Dayton | Hayley Fabian | TRUE | 2026-06-12T00:00:00 | 2027-01-18T00:00:00 | 2027-01-18T00:00:00 | 12 | 0 | 12 | 211.65 | 13968.9 | 55369-6417 | USA | N45 | 1524 | ABB INC | 27511 | C129A501G01 | Test Switch: 10 Pole, 10-Potential, Clear Cover, Screw Terminals | PUR | Test Switch: 10 Pole, 10-Potential, Clear Cover, Screw Terminals | EA | EA |  | TRUE |  | P | B/W | DAYTON
134063 | 1 | 2 | States | Dayton | Hayley Fabian | TRUE | 2026-06-12T00:00:00 | 2026-12-18T00:00:00 | 2026-12-18T00:00:00 | 12 | 0 | 12 | 211.65 | 13968.9 | 55369-6417 | USA | N45 | 1524 | ABB INC | 27511 | C129A501G01 | Test Switch: 10 Pole, 10-Potential, Clear Cover, Screw Terminals | PUR | Test Switch: 10 Pole, 10-Potential, Clear Cover, Screw Terminals | EA | EA |  | TRUE |  | P | B/W | DAYTON
134063 | 1 | 1 | States | Dayton | Hayley Fabian | TRUE | 2026-06-12T00:00:00 | 2026-11-17T00:00:00 | 2026-11-17T00:00:00 | 12 | 0 | 12 | 211.65 | 13968.9 | 55369-6417 | USA | N45 | 1524 | ABB INC | 27511 | C129A501G01 | Test Switch: 10 Pole, 10-Potential, Clear Cover, Screw Terminals | PUR | Test Switch: 10 Pole, 10-Potential, Clear Cover, Screw Terminals | EA | EA |  | TRUE |  | P | B/W | DAYTON
134063 | 1 | 6 | States | Dayton | Hayley Fabian | TRUE | 2026-06-12T00:00:00 | 2027-04-19T00:00:00 | 2027-04-19T00:00:00 | 6 | 0 | 6 | 211.65 | 13968.9 | 55369-6417 | USA | N45 | 1524 | ABB INC | 27511 | C129A501G01 | Test Switch: 10 Pole, 10-Potential, Clear Cover, Screw Terminals | PUR | Test Switch: 10 Pole, 10-Potential, Clear Cover, Screw Terminals | EA | EA |  | TRUE |  | P | B/W | DAYTON
134063 | 2 | 1 | States | Dayton | Hayley Fabian | TRUE | 2026-06-12T00:00:00 | 2026-11-17T00:00:00 | 2026-11-17T00:00:00 | 24 | 0 | 24 | 216.75 | 28611 | 55369-6417 | USA | N45 | 1524 | ABB INC | 27511 | C670B197G18 | Test Switch: 10 Pole, 4-Potential, 6-Current, Clear Cover, Screw Terminals | PUR | Test Switch: 10 Pole, 4-Potential, 6-Current, Clear Cover, Screw Terminals | EA | EA |  | TRUE |  | P | B/W | DAYTON
134063 | 2 | 2 | States | Dayton | Hayley Fabian | TRUE | 2026-06-12T00:00:00 | 2026-12-18T00:00:00 | 2026-12-18T00:00:00 | 24 | 0 | 24 | 216.75 | 28611 | 55369-6417 | USA | N45 | 1524 | ABB INC | 27511 | C670B197G18 | Test Switch: 10 Pole, 4-Potential, 6-Current, Clear Cover, Screw Terminals | PUR | Test Switch: 10 Pole, 4-Potential, 6-Current, Clear Cover, Screw Terminals | EA | EA |  | TRUE |  | P | B/W | DAYTON
134063 | 2 | 3 | States | Dayton | Hayley Fabian | TRUE | 2026-06-12T00:00:00 | 2027-01-18T00:00:00 | 2027-01-18T00:00:00 | 24 | 0 | 24 | 216.75 | 28611 | 55369-6417 | USA | N45 | 1524 | ABB INC | 27511 | C670B197G18 | Test Switch: 10 Pole, 4-Potential, 6-Current, Clear Cover, Screw Terminals | PUR | Test Switch: 10 Pole, 4-Potential, 6-Current, Clear Cover, Screw Terminals | EA | EA |  | TRUE |  | P | B/W | DAYTON
134063 | 2 | 4 | States | Dayton | Hayley Fabian | TRUE | 2026-06-12T00:00:00 | 2027-02-15T00:00:00 | 2027-02-15T00:00:00 | 24 | 0 | 24 | 216.75 | 28611 | 55369-6417 | USA | N45 | 1524 | ABB INC | 27511 | C670B197G18 | Test Switch: 10 Pole, 4-Potential, 6-Current, Clear Cover, Screw Terminals | PUR | Test Switch: 10 Pole, 4-Potential, 6-Current, Clear Cover, Screw Terminals | EA | EA |  | TRUE |  | P | B/W | DAYTON
134063 | 2 | 5 | States | Dayton | Hayley Fabian | TRUE | 2026-06-12T00:00:00 | 2027-03-18T00:00:00 | 2027-03-18T00:00:00 | 24 | 0 | 24 | 216.75 | 28611 | 55369-6417 | USA | N45 | 1524 | ABB INC | 27511 | C670B197G18 | Test Switch: 10 Pole, 4-Potential, 6-Current, Clear Cover, Screw Terminals | PUR | Test Switch: 10 Pole, 4-Potential, 6-Current, Clear Cover, Screw Terminals | EA | EA |  | TRUE |  | P | B/W | DAYTON
134063 | 2 | 6 | States | Dayton | Hayley Fabian | TRUE | 2026-06-12T00:00:00 | 2027-04-19T00:00:00 | 2027-04-19T00:00:00 | 12 | 0 | 12 | 216.75 | 28611 | 55369-6417 | USA | N45 | 1524 | ABB INC | 27511 | C670B197G18 | Test Switch: 10 Pole, 4-Potential, 6-Current, Clear Cover, Screw Terminals | PUR | Test Switch: 10 Pole, 4-Potential, 6-Current, Clear Cover, Screw Terminals | EA | EA |  | TRUE |  | P | B/W | DAYTON
134063 | 3 | 1 | States | Dayton | Hayley Fabian | TRUE | 2026-06-12T00:00:00 | 2026-11-17T00:00:00 | 2026-11-17T00:00:00 | 72 | 0 | 72 | 330.3 | 130798.8 | 55369-6417 | USA | N45 | 1524 | ABB INC | 27511 | FT4A14T06CN4046 | Test Switch: 14 Pole, 6-Pontential, 8-Current, Clear Cover, Screw Terminals | PUR | Test Switch: 14 Pole, 6-Pontential, 8-Current, Clear Cover, Screw Terminals | EA | EA |  | TRUE |  | P | B/W | DAYTON
134063 | 3 | 2 | States | Dayton | Hayley Fabian | TRUE | 2026-06-12T00:00:00 | 2026-12-18T00:00:00 | 2026-12-18T00:00:00 | 72 | 0 | 72 | 330.3 | 130798.8 | 55369-6417 | USA | N45 | 1524 | ABB INC | 27511 | FT4A14T06CN4046 | Test Switch: 14 Pole, 6-Pontential, 8-Current, Clear Cover, Screw Terminals | PUR | Test Switch: 14 Pole, 6-Pontential, 8-Current, Clear Cover, Screw Terminals | EA | EA |  | TRUE |  | P | B/W | DAYTON
134063 | 3 | 3 | States | Dayton | Hayley Fabian | TRUE | 2026-06-12T00:00:00 | 2027-01-18T00:00:00 | 2027-01-18T00:00:00 | 72 | 0 | 72 | 330.3 | 130798.8 | 55369-6417 | USA | N45 | 1524 | ABB INC | 27511 | FT4A14T06CN4046 | Test Switch: 14 Pole, 6-Pontential, 8-Current, Clear Cover, Screw Terminals | PUR | Test Switch: 14 Pole, 6-Pontential, 8-Current, Clear Cover, Screw Terminals | EA | EA |  | TRUE |  | P | B/W | DAYTON
134063 | 3 | 4 | States | Dayton | Hayley Fabian | TRUE | 2026-06-12T00:00:00 | 2027-02-15T00:00:00 | 2027-02-15T00:00:00 | 72 | 0 | 72 | 330.3 | 130798.8 | 55369-6417 | USA | N45 | 1524 | ABB INC | 27511 | FT4A14T06CN4046 | Test Switch: 14 Pole, 6-Pontential, 8-Current, Clear Cover, Screw Terminals | PUR | Test Switch: 14 Pole, 6-Pontential, 8-Current, Clear Cover, Screw Terminals | EA | EA |  | TRUE |  | P | B/W | DAYTON
134063 | 3 | 5 | States | Dayton | Hayley Fabian | TRUE | 2026-06-12T00:00:00 | 2027-03-18T00:00:00 | 2027-03-18T00:00:00 | 72 | 0 | 72 | 330.3 | 130798.8 | 55369-6417 | USA | N45 | 1524 | ABB INC | 27511 | FT4A14T06CN4046 | Test Switch: 14 Pole, 6-Pontential, 8-Current, Clear Cover, Screw Terminals | PUR | Test Switch: 14 Pole, 6-Pontential, 8-Current, Clear Cover, Screw Terminals | EA | EA |  | TRUE |  | P | B/W | DAYTON
134063 | 3 | 6 | States | Dayton | Hayley Fabian | TRUE | 2026-06-12T00:00:00 | 2027-04-19T00:00:00 | 2027-04-19T00:00:00 | 36 | 0 | 36 | 330.3 | 130798.8 | 55369-6417 | USA | N45 | 1524 | ABB INC | 27511 | FT4A14T06CN4046 | Test Switch: 14 Pole, 6-Pontential, 8-Current, Clear Cover, Screw Terminals | PUR | Test Switch: 14 Pole, 6-Pontential, 8-Current, Clear Cover, Screw Terminals | EA | EA |  | TRUE |  | P | B/W | DAYTON
132284 | 1 | 1 | States | Dayton | Hayley Fabian | TRUE | 2026-04-07T00:00:00 | 2026-12-22T00:00:00 |  | 1 | 0 | 1 | 22200 | 22200 | 55369-6417 | USA | N45 | 1524 | ABB INC | 27511 | Level 4 & 5 Onsite testing for ABB UPS & STS | Category: --- Identifier: --- Level 4 & 5 Onsite testing for ABB UPS & STS ---------------------------------- - Enclosure Rating: --- - System voltage: --- - Bus amperage: --- - Short Circuit Rating: --- - Sections: --- 0 | PUR | "Category: --- Identifier: --- Level 4 & 5 Onsite testing for ABB UPS & STS ---------------------------------- - Enclosure Rating: --- - System voltage: --- - Bus amperage: --- - Short Circuit Rating: --- - Sections: --- 0" | EA | EA |  | FALSE |  | P | B/W
131641 | 3 | 1 | States | Dayton | Hayley Fabian | TRUE | 2026-03-05T00:00:00 | 2026-07-31T00:00:00 | 2026-07-31T00:00:00 | 4 | 0 | 4 | 11124.83 | 44499.32 | 55369-6417 | USA | N60 | 1524 | ABB INC | 27511 | MA4C11A00A000U00 | AMVAC; 4 - Model 4; A - Drawout; C1 - 4.76kV, 1200A, 40kA, 5 Cycle; Control Scheme:1 - Dual secondary disconnect (Standard); Control Volt:7 - 120VAC; Application Card:0 - Standard; Undervoltage: A - 120VAC; Button Color: 0 - Standard (ANSI); UL: U - UL Recognized; Ground Cont:0 - Ground pad stainless steel | PUR | AMVAC; 4 - Model 4; A - Drawout; C1 - 4.76kV, 1200A, 40kA, 5 Cycle; Control Scheme:1 - Dual secondary disconnect (Standard); Control Volt:7 - 120VAC; Application Card:0 - Standard; Undervoltage: A - 120VAC; Button Color: 0 - Standard (ANSI); UL: U - UL Recognized; Ground Cont:0 - Ground pad stainless steel | EA | EA |  | TRUE |  | P | B/W | dayton
131641 | 1 | 1 | States | Dayton | Hayley Fabian | TRUE | 2026-03-05T00:00:00 | 2026-09-11T00:00:00 | 2026-09-11T00:00:00 | 9 | 0 | 9 | 2877 | 25893 | 55369-6417 | USA | N60 | 1524 | ABB INC | 27511 | 931868T01 | Breaker Lift Truck Assembly - manually operated | PUR | Breaker Lift Truck Assembly - manually operated | EA | EA |  | TRUE |  | P | B/W | DAYTON
130512 | 1 | 6 | States | Dayton | Hayley Fabian | TRUE | 2025-12-31T00:00:00 | 2026-09-01T00:00:00 | 2026-03-18T00:00:00 | 18 | 16 | 2 | 2510.46 | 180753.12 | 55369 | USA | N60 | 1524 | ABB INC | 27511 | ZGOG3XX12-BX1XXXXX | Automatic Transfer Switch, ZTG T-Series, 30 A-260 A, ZGOG3XX12-BX1XXXXX (order per quote UM9-00026920) | PUR | Automatic Transfer Switch, ZTG T-Series, 30 A-260 A, ZGOG3XX12-BX1XXXXX (order per quote UM9-00026920) | EA | EA |  | TRUE |  | P | B/W | DAYTON
132283 | 1 | 1 | States | Dayton | Hayley Fabian | TRUE | 2026-04-07T00:00:00 | 2026-12-22T00:00:00 |  | 1 | 0 | 1 | 22200 | 22200 | 55369-6417 | USA | N45 | 1524 | ABB INC | 27511 | Level 4 & 5 Onsite testing for ABB UPS & STS | Category: --- Identifier: --- Level 4 & 5 Onsite testing for ABB UPS & STS ---------------------------------- - Enclosure Rating: --- - System voltage: --- - Bus amperage: --- - Short Circuit Rating: --- - Sections: --- 0 | PUR | "Category: --- Identifier: --- Level 4 & 5 Onsite testing for ABB UPS & STS ---------------------------------- - Enclosure Rating: --- - System voltage: --- - Bus amperage: --- - Short Circuit Rating: --- - Sections: --- 0" | EA | EA |  | FALSE |  | P | B/W
133441 | 1 | 1 | States | Oppidan Prineville | Hayley Fabian | TRUE | 2026-05-20T00:00:00 | 2027-09-30T00:00:00 | 2027-09-30T00:00:00 | 16 | 0 | 16 | 10243 | 163888 | 97754 | USA | N45 | 1524 | ABB INC | 27511 | 1200A 24" Front Access Sidecar | SuperSwitch 4 - 1200A 24" Front Access Sidecar | PUR | SuperSwitch 4 - 1200A 24" Front Access Sidecar | EA | EA |  | FALSE |  | P | B/W | 100
133441 | 2 | 1 | States | Oppidan Prineville | Hayley Fabian | TRUE | 2026-05-20T00:00:00 | 2027-09-30T00:00:00 | 2027-09-30T00:00:00 | 16 | 0 | 16 | 390 | 6240 | 97754 | USA | N45 | 1524 | ABB INC | 27511 | 800A-1200A Vented Kickplates | SuperSwitch 4 - 800A-1200A Vented Kickplates | PUR | SuperSwitch 4 - 800A-1200A Vented Kickplates | EA | EA |  | FALSE |  | P | B/W | 100
133441 | 3 | 1 | States | Oppidan Prineville | Hayley Fabian | TRUE | 2026-05-20T00:00:00 | 2027-09-30T00:00:00 | 2027-09-30T00:00:00 | 1 | 0 | 1 | 4255 | 4255 | 97754 | USA | N45 | 1524 | ABB INC | 27511 | Other Services - Integration Testing | Integration Testing - (1) Day(s) | PUR | Integration Testing - (1) Day(s) | EA | EA |  | FALSE |  | P | B/W | 100
133441 | 4 | 1 | States | Oppidan Prineville | Hayley Fabian | TRUE | 2026-05-20T00:00:00 | 2027-09-30T00:00:00 | 2027-09-30T00:00:00 | 4 | 0 | 4 | 4255 | 17020 | 97754 | USA | N45 | 1524 | ABB INC | 27511 | Other Services - Level 4 | Level 4 Performancy Testing - (4) Days(s) | PUR | Level 4 Performancy Testing - (4) Days(s) | EA | EA |  | FALSE |  | P | B/W | 100
133441 | 5 | 1 | States | Oppidan Prineville | Hayley Fabian | TRUE | 2026-05-20T00:00:00 | 2027-09-30T00:00:00 | 2027-09-30T00:00:00 | 3 | 0 | 3 | 4500 | 13500 | 97754 | USA | N45 | 1524 | ABB INC | 27511 | Other Services - Mobilization | Mobilization - (3) Visit(s) | PUR | Mobilization - (3) Visit(s) | EA | EA |  | FALSE |  | P | B/W | 100
133441 | 6 | 1 | States | Oppidan Prineville | Hayley Fabian | TRUE | 2026-05-20T00:00:00 | 2027-09-30T00:00:00 | 2027-09-30T00:00:00 | 8 | 0 | 8 | 4450 | 35600 | 97754 | USA | N45 | 1524 | ABB INC | 27511 | Services - Start-up Service | On-site Service Per Day (not to exceed 3 days), M-F 8am-5pm | PUR | On-site Service Per Day (not to exceed 3 days), M-F 8am-5pm | EA | EA |  | FALSE |  | P | B/W | 100
133441 | 7 | 1 | States | Oppidan Prineville | Hayley Fabian | TRUE | 2026-05-20T00:00:00 | 2027-09-30T00:00:00 | 2027-09-30T00:00:00 | 16 | 0 | 16 | 95892 | 1534272 | 97754 | USA | N45 | 1524 | ABB INC | 27511 | SuperSwitch 4 (DSTS) | 1200A, 480V, DSTS (SS4) | PUR | 1200A, 480V, DSTS (SS4) | EA | EA |  | FALSE |  | P | B/W | 100
133441 | 8 | 1 | States | Oppidan Prineville | Hayley Fabian | TRUE | 2026-05-20T00:00:00 | 2027-09-30T00:00:00 | 2027-09-30T00:00:00 | 96 | 0 | 96 | 57 | 5472 | 97754 | USA | N45 | 1524 | ABB INC | 27511 | Supplementary Item - STS | STS Pedestals | PUR | STS Pedestals | EA | EA |  | FALSE |  | P | B/W | 100
133441 | 9 | 1 | States | Oppidan Prineville | Hayley Fabian | TRUE | 2026-05-20T00:00:00 | 2027-09-30T00:00:00 | 2027-09-30T00:00:00 | 1 | 0 | 1 | 0 | 0 | 97754 | USA | N45 | 1524 | ABB INC | 27511 | Supplementary Item - Extended Warranty | 2 Year Extended Warranty w/1 PM QTY (6) 1200A STS Units | PUR | 2 Year Extended Warranty w/1 PM QTY (6) 1200A STS Units | EA | EA |  | FALSE |  | P | B/W | 100
133441 | 10 | 1 | States | Oppidan Prineville | Hayley Fabian | TRUE | 2026-05-20T00:00:00 | 2027-09-30T00:00:00 | 2027-09-30T00:00:00 | 1 | 0 | 1 | 86732 | 86732 | 97754 | USA | N45 | 1524 | ABB INC | 27511 | Supplementary Item - Extended Warranty | 2 Year Extended Warranty w/1 PM QTY (6) 1200A STS Units | PUR | 2 Year Extended Warranty w/1 PM QTY (6) 1200A STS Units | EA | EA |  | FALSE |  | P | B/W | 100
131309 | 1 | 1 | States | Champlin | Hayley Fabian | TRUE | 2026-02-17T00:00:00 | 2026-09-03T00:00:00 | 2026-09-03T00:00:00 | 15 | 0 | 15 | 5078.84 | 76182.6 | 55316 | USA | N60 | 1524 | ABB INC | 27511 | BTO ATS 400A-600A | ZGDK3XX12-CX2XT4XX Automatic Transfer Switch, ZTG T-Series, 400 A-600 A "ZTG DT 400A3PH No Neu N1 General Purpose Commercial and Industrial Automatic Transfer Switch 400 A, 3 Phase (3 Pole), Delayed Transition NEMA 1 Enclosure 4 NO (Normally Open) and 4 NC (Normally Closed) Auxiliary Contacts No Neutral No Meters GB2 - (6)#8-1/0 Ground Bar Modbus TCP communications Additional 4 I/O, programmable T1-Panel Voltage agnostic, Rated for 200 to 480V line to line voltage Standard Application-Sources on Bottom UL 1008 listed up To 480VAC at 50/60Hz Seismic certified To IEEE-693-2005 at HIGH level With 2.5 amplification factor Seismic certified To IBC-2015 at Ip=1.5 For z/h less than Or equal To 1 Microprocessor activated Momentary test switch Programmable exerciser daily, 7-14-28-365 days user- selectable, with or without load Event log of last 250 events Adjustable over/under frequency sensor-Source 2-and Source 1 Frequency Indication - on the controller LED Source -2 - Position indication LED Source -1 - Position indication LED Source -2 - Source availability indication LED Source -1 - Source availability indication" "Engine start timer -adjustable up to 60sec Phase rotation sensing of Source 1 and Source 2 Under voltage sensing 3-phase Source 2 In Phase Monitor between Source 1 and Source 2 to allow transfer-with enable/disable Over voltage sensing-3 phase Source 2 Microprocessor activated Commit/no commit on transferring to Source 2-with enable/disable Time Delay from Neutral Position to Source 1 on Retransfer Time Delay from Neutral Position to Source 2 on Retransfer. Adjustable time delay on transfer to Source 1 Engine stop/cool adjustable cool down timer Voltage imbalance between phases-applies to 3-phase only Adjustable time delay on transfer to Source 2 Bypass transfer timer function-soft switch in controller Programmable Input Modules: (Must be configured by user upon installation) E-Stop Remote Control to S1 (R15 Load Shed) Remote Control to S2 Remote Control to OFF (R15D Load Shed) Inhibit Transfer Manual-Auto Mode Programmable Output Modules: (Must be configured by user upon installation) Alarm / Product Availability Load Connected to S1 Load Disconnected Load Connected to S2 Elevator Pre-transfer Signal (T3/W3)" |  | ZGDK3XX12-CX2XT4XX Automatic Transfer Switch, ZTG T-Series, 400 A-600 A "ZTG DT 400A3PH No Neu N1 General Purpose Commercial and Industrial Automatic Transfer Switch 400 A, 3 Phase (3 Pole), Delayed Transition NEMA 1 Enclosure 4 NO (Normally Open) and 4 NC (Normally Closed) Auxiliary Contacts No Neutral No Meters GB2 - (6)#8-1/0 Ground Bar Modbus TCP communications Additional 4 I/O, programmable T1-Panel Voltage agnostic, Rated for 200 to 480V line to line voltage Standard Application-Sources on Bottom UL 1008 listed up To 480VAC at 50/60Hz Seismic certified To IEEE-693-2005 at HIGH level With 2.5 amplification factor Seismic certified To IBC-2015 at Ip=1.5 For z/h less than Or equal To 1 Microprocessor activated Momentary test switch Programmable exerciser daily, 7-14-28-365 days user- selectable, with or without load Event log of last 250 events Adjustable over/under frequency sensor-Source 2-and Source 1 Frequency Indication - on the controller LED Source -2 - Position indication LED Source -1 - Position indication LED Source -2 - Source availability indication LED Source -1 - Source availability indication" "Engine start timer -adjustable up to 60sec Phase rotation sensing of Source 1 and Source 2 Under voltage sensing 3-phase Source 2 In Phase Monitor between Source 1 and Source 2 to allow transfer-with enable/disable Over voltage sensing-3 phase Source 2 Microprocessor activated Commit/no commit on transferring to Source 2-with enable/disable Time Delay from Neutral Position to Source 1 on Retransfer Time Delay from Neutral Position to Source 2 on Retransfer. Adjustable time delay on transfer to Source 1 Engine stop/cool adjustable cool down timer Voltage imbalance between phases-applies to 3-phase only Adjustable time delay on transfer to Source 2 Bypass transfer timer function-soft switch in controller Programmable Input Modules: (Must be configured by user upon installation) E-Stop Remote Control to S1 (R15 Load Shed) Remote Control to S2 Remote Control to OFF (R15D Load Shed) Inhibit Transfer Manual-Auto Mode Programmable Output Modules: (Must be configured by user upon installation) Alarm / Product Availability Load Connected to S1 Load Disconnected Load Connected to S2 Elevator Pre-transfer Signal (T3/W3)" | EA | EA |  | TRUE |  | P | B/W
134062 | 1 | 1 | States | Dayton | Hayley Fabian | TRUE | 2026-06-12T00:00:00 | 2027-02-08T00:00:00 | 2027-02-08T00:00:00 | 66 | 0 | 66 | 177.65 | 11724.9 | 55369-6417 | USA | N45 | 1524 | ABB INC | 27511 | 991AJ05G01 | DOOR MOUNTED Current Test Switches, ABB | PUR | DOOR MOUNTED Current Test Switches, ABB | EA | EA |  | TRUE |  | P | B/W | DAYTON
132824 | 1 | 1 | States | Champlin | Hayley Fabian | TRUE | 2026-04-28T00:00:00 | 2026-09-23T00:00:00 | 2026-09-23T00:00:00 | 1 | 0 | 1 | 5206.44 | 5206.44 | 55316-3157 | USA | N45 | 1524 | ABB INC | 27511 | CPTB951513800D151 | Control Power Transformer: 95 kV BIL, 15 kVA, 15 kV NSV, Primary voltage: 13800, Secondary voltage, 120/240 | PUR | Control Power Transformer: 95 kV BIL, 15 kVA, 15 kV NSV, Primary voltage: 13800, Secondary voltage, 120/240 | EA | EA |  | TRUE |  | P | B/W | 100
133448 | 1 | 1 | States | Caddell Construction | Hayley Fabian | TRUE | 2026-05-20T00:00:00 | 2027-06-30T00:00:00 | 2027-06-30T00:00:00 | 16 | 0 | 16 | 10243 | 163888 | 89506 | USA | N45 | 1524 | ABB INC | 27511 | 1200A 24" Front Access Sidecar | SuperSwitch 4 - 1200A 24" Front Access Sidecar | PUR | SuperSwitch 4 - 1200A 24" Front Access Sidecar | EA | EA |  | FALSE |  | P | B/W | 100
133448 | 2 | 1 | States | Caddell Construction | Hayley Fabian | TRUE | 2026-05-20T00:00:00 | 2027-06-30T00:00:00 | 2027-06-30T00:00:00 | 16 | 0 | 16 | 390 | 6240 | 89506 | USA | N45 | 1524 | ABB INC | 27511 | 800A-1200A Vented Kickplates | SuperSwitch 4 - 800A-1200A Vented Kickplates | PUR | SuperSwitch 4 - 800A-1200A Vented Kickplates | EA | EA |  | FALSE |  | P | B/W | 100
133448 | 3 | 1 | States | Caddell Construction | Hayley Fabian | TRUE | 2026-05-20T00:00:00 | 2027-06-30T00:00:00 | 2027-06-30T00:00:00 | 1 | 0 | 1 | 4255 | 4255 | 89506 | USA | N45 | 1524 | ABB INC | 27511 | Other Services - Integration Testing | Integration Testing - (1) Day(s) | PUR | Integration Testing - (1) Day(s) | EA | EA |  | FALSE |  | P | B/W | 100
133448 | 4 | 1 | States | Caddell Construction | Hayley Fabian | TRUE | 2026-05-20T00:00:00 | 2027-06-30T00:00:00 | 2027-06-30T00:00:00 | 4 | 0 | 4 | 4255 | 17020 | 89506 | USA | N45 | 1524 | ABB INC | 27511 | Other Services - Level 4 | Level 4 Performancy Testing - (4) Days(s) | PUR | Level 4 Performancy Testing - (4) Days(s) | EA | EA |  | FALSE |  | P | B/W | 100
133448 | 5 | 1 | States | Caddell Construction | Hayley Fabian | TRUE | 2026-05-20T00:00:00 | 2027-06-30T00:00:00 | 2027-06-30T00:00:00 | 3 | 0 | 3 | 4500 | 13500 | 89506 | USA | N45 | 1524 | ABB INC | 27511 | Other Services - Mobilization | Mobilization - (3) Visit(s) | PUR | Mobilization - (3) Visit(s) | EA | EA |  | FALSE |  | P | B/W | 100
133448 | 6 | 1 | States | Caddell Construction | Hayley Fabian | TRUE | 2026-05-20T00:00:00 | 2027-06-30T00:00:00 | 2027-06-30T00:00:00 | 8 | 0 | 8 | 4450 | 35600 | 89506 | USA | N45 | 1524 | ABB INC | 27511 | Services - Start-up Service | On-site Service Per Day (not to exceed 3 days), M-F 8am-5pm | PUR | On-site Service Per Day (not to exceed 3 days), M-F 8am-5pm | EA | EA |  | FALSE |  | P | B/W | 100
133448 | 7 | 1 | States | Caddell Construction | Hayley Fabian | TRUE | 2026-05-20T00:00:00 | 2027-06-30T00:00:00 | 2027-06-30T00:00:00 | 16 | 0 | 16 | 95892 | 1534272 | 89506 | USA | N45 | 1524 | ABB INC | 27511 | SuperSwitch 4 (DSTS) | 1200A, 480V, DSTS (SS4) | PUR | 1200A, 480V, DSTS (SS4) | EA | EA |  | FALSE |  | P | B/W | 100
133448 | 8 | 1 | States | Caddell Construction | Hayley Fabian | TRUE | 2026-05-20T00:00:00 | 2027-06-30T00:00:00 | 2027-06-30T00:00:00 | 96 | 0 | 96 | 57 | 5472 | 89506 | USA | N45 | 1524 | ABB INC | 27511 | Supplementary Item - STS | STS Pedestals | PUR | STS Pedestals | EA | EA |  | FALSE |  | P | B/W | 100
133448 | 9 | 1 | States | Caddell Construction | Hayley Fabian | TRUE | 2026-05-20T00:00:00 | 2027-06-30T00:00:00 | 2027-06-30T00:00:00 | 1 | 0 | 1 | 86732 | 86732 | 89506 | USA | N45 | 1524 | ABB INC | 27511 | Supplementary Item - Extended Warranty | 2 Year Extended Warranty w/1 PM QTY (6) 1200A STS Units | PUR | 2 Year Extended Warranty w/1 PM QTY (16) 1200A STS Units | EA | EA |  | FALSE |  | P | B/W | 100
133434 | 1 | 1 | States | Whiting Turner | Hayley Fabian | TRUE | 2026-05-20T00:00:00 | 2027-06-30T00:00:00 | 2027-06-30T00:00:00 | 4 | 0 | 4 | 1504.2 | 6016.8 | 68138 | USA | N45 | 1524 | ABB INC | 27511 | 4NWA7000321568A | MegaFlex Seismic Bracket | PUR | MegaFlex Seismic Bracket | EA | EA |  | TRUE |  | P | B/W | 100
133434 | 2 | 1 | States | Whiting Turner | Hayley Fabian | TRUE | 2026-05-20T00:00:00 | 2027-06-30T00:00:00 | 2027-06-30T00:00:00 | 32 | 0 | 32 | 31695.62 | 1014259.84 | 68138 | USA | N45 | 1524 | ABB INC | 27511 | 4NWP104024R36U2, 8 LiBC/UPS | Samsung 136S Lithium Battery Cabinets/UPS: - High cycle / High Power Density - UL9540/UL9540A Listed - Top Cable Entry - DC Breaker in each battery cabinet - DIM/BC: 25.5 in W x 21 in D x 87 in H; - Approx Weight/BC: 1125 lbs - Battery runtime: 7 minn BOL / 5 min EOL for 1579 kWb battery loads | PUR | Samsung 136S Lithium Battery Cabinets/UPS: - High cycle / High Power Density - UL9540/UL9540A Listed - Top Cable Entry - DC Breaker in each battery cabinet - DIM/BC: 25.5 in W x 21 in D x 87 in H; - Approx Weight/BC: 1125 lbs - Battery runtime: 7 minn BOL / 5 min EOL for 1579 kWb battery loads | EA | EA |  | TRUE |  | P | B/W | 100
133434 | 3 | 1 | States | Whiting Turner | Hayley Fabian | TRUE | 2026-05-20T00:00:00 | 2027-06-30T00:00:00 | 2027-06-30T00:00:00 | 4 | 0 | 4 | 317079.24 | 1268316.96 | 68138 | USA | N45 | 1524 | ABB INC | 27511 | 4NWP106511R0002 | MegaFlex 1.5MW UPS 480V 60Hz: Static Bypass - 100% rated continuous duty; Cabinet color: RAL 9005 (black); Single or dual AC feed; Short circuit withstand rating: 100kAIC; Input Voltage: 480V 3-Phase + Gnd , +/- 15% voltage tolerance, Frequency: 60Hz +/- 10%, PF = 0.99; Output: 480V, 3W + Gnd, Frequency: 60Hz & PF = 1.0; Efficiency: Up to 97% Double Conversion (VFI) & Up to 99% eBoost mode (VFD); Compatible Battery Technologies: LiB, NiZn, VRLA | PUR | MegaFlex 1.5MW UPS 480V 60Hz: Static Bypass - 100% rated continuous duty; Cabinet color: RAL 9005 (black); Single or dual AC feed; Short circuit withstand rating: 100kAIC; Input Voltage: 480V 3-Phase + Gnd , +/- 15% voltage tolerance, Frequency: 60Hz +/- 10%, PF = 0.99; Output: 480V, 3W + Gnd, Frequency: 60Hz & PF = 1.0; Efficiency: Up to 97% Double Conversion (VFI) & Up to 99% eBoost mode (VFD); Compatible Battery Technologies: LiB, NiZn, VRLA | EA | EA |  | TRUE |  | P | B/W | 100
133434 | 4 | 1 | States | Whiting Turner | Hayley Fabian | TRUE | 2026-05-20T00:00:00 | 2027-06-30T00:00:00 | 2027-06-30T00:00:00 | 4 | 0 | 4 | 1864.75 | 7459 | 68138 | USA | N45 | 1524 | ABB INC | 27511 | 4NWPN7574R0001 | Data Logger (w/o top hat), provided by ABB to be installed by IntraPack in the Primary Top hat | PUR | Data Logger (w/o top hat), provided by ABB to be installed by IntraPack in the Primary Top hat | EA | EA |  | TRUE |  | P | B/W | 100
133434 | 5 | 1 | States | Whiting Turner | Hayley Fabian | TRUE | 2026-05-20T00:00:00 | 2027-06-30T00:00:00 | 2027-06-30T00:00:00 | 28 | 0 | 28 | 1653.75 | 46305 | 68138 | USA | N45 | 1524 | ABB INC | 27511 | 4NWR002204 | IntraPack Part No.: F012384-A02, Secondary top hat, Samsung Lithium-Ion UL9540A battery cabinet includes: - Cable management for Positive, Negative and Frame Ground Cables - Removable Front and Top Gland Plates - Paint color: Black | PUR | IntraPack Part No.: F012384-A02, Secondary top hat, Samsung Lithium-Ion UL9540A battery cabinet includes: - Cable management for Positive, Negative and Frame Ground Cables - Removable Front and Top Gland Plates - Paint color: Black | EA | EA |  | TRUE |  | P | B/W | 100
133434 | 6 | 1 | States | Whiting Turner | Hayley Fabian | TRUE | 2026-05-20T00:00:00 | 2027-06-30T00:00:00 | 2027-06-30T00:00:00 | 4 | 0 | 4 | 3252.38 | 13009.52 | 68138 | USA | N45 | 1524 | ABB INC | 27511 | 4NWR002253 | IntraPack Part No.: F012382-A02, Standard Primary top hat, Samsung Lithium-Ion UL9540A battery cabinet includes: - Cable management for Positive, Negative and Frame Ground Cables - Removable Front and Top Gland Plates - Paint color: Black - Data logger provided by ABB | PUR | IntraPack Part No.: F012382-A02, Standard Primary top hat, Samsung Lithium-Ion UL9540A battery cabinet includes: - Cable management for Positive, Negative and Frame Ground Cables - Removable Front and Top Gland Plates - Paint color: Black - Data logger provided by ABB | EA | EA |  | TRUE |  | P | B/W | 100
133434 | 7 | 1 | States | Whiting Turner | Hayley Fabian | TRUE | 2026-05-20T00:00:00 | 2027-06-30T00:00:00 | 2027-06-30T00:00:00 | 4 | 0 | 4 | 13880.48 | 55521.92 | 68138 | USA | N45 | 1524 | ABB INC | 27511 | 79-5000-00000047 | 4000A DC Junction Cabinet: - NEMA-1 enclosure - Dim: 30"W x 24"D x 87"H - Front access; - Installed end cap of battery lineup closer to UPS I/O section - Accommodates up to 10 DC battery cabinet landings - Installed by contractor - see ABB installation drawing; | PUR | 4000A DC Junction Cabinet: - NEMA-1 enclosure - Dim: 30"W x 24"D x 87"H - Front access; - Installed end cap of battery lineup closer to UPS I/O section - Accommodates up to 10 DC battery cabinet landings - Installed by contractor - see ABB installation drawing; | EA | EA |  | TRUE |  | P | B/W | 100
133434 | 8 | 1 | States | Whiting Turner | Hayley Fabian | TRUE | 2026-05-20T00:00:00 | 2027-06-30T00:00:00 | 2027-06-30T00:00:00 | 8 | 0 | 8 | 1750.5 | 14004 | 68138 | USA | N45 | 1524 | ABB INC | 27511 | 7GSP017351R0001 | CIC Communication Card | PUR | CIC Communication Card | EA | EA |  | TRUE |  | P | B/W | 100
133434 | 9 | 1 | States | Whiting Turner | Hayley Fabian | TRUE | 2026-05-20T00:00:00 | 2027-06-30T00:00:00 | 2027-06-30T00:00:00 | 4 | 0 | 4 | 4000 | 32000 | 68138 | USA | N45 | 1524 | ABB INC | 27511 | FREIGHT_RIC | Freight: Incoterm FCA Factory - Freight allowed | PUR | Freight: Incoterm FCA Factory - Freight allowed | EA | EA |  | TRUE |  | P | B/W | 100
133434 | 9 | 2 | States | Whiting Turner | Hayley Fabian | TRUE | 2026-05-20T00:00:00 | 2027-06-30T00:00:00 | 2027-06-30T00:00:00 | 4 | 0 | 4 | 4000 | 32000 | 68138 | USA | N45 | 1524 | ABB INC | 27511 | FREIGHT_RIC | Freight: Incoterm FCA Factory - Freight allowed | PUR | Freight: Incoterm FCA Factory - Freight allowed | EA | EA |  | TRUE |  | P | B/W | 100
133434 | 10 | 1 | States | Whiting Turner | Hayley Fabian | TRUE | 2026-05-20T00:00:00 | 2027-06-30T00:00:00 | 2027-06-30T00:00:00 | 4 | 0 | 4 | 9500 | 38000 | 68138 | USA | N45 | 1524 | ABB INC | 27511 | FSULITHI136X8P1 | Level-3 Startup of Lithium-Ion Batteries Note: Installation & connecting of batteries in the cabinets are by others (per adder above) | PUR | Level-3 Startup of Lithium-Ion Batteries Note: Installation & connecting of batteries in the cabinets are by others (per adder above) | EA | EA |  | TRUE |  | P | B/W | 100
133434 | 11 | 1 | States | Whiting Turner | Hayley Fabian | TRUE | 2026-05-20T00:00:00 | 2027-06-30T00:00:00 | 2027-06-30T00:00:00 | 4 | 0 | 4 | 14250 | 57000 | 68138 | USA | N45 | 1524 | ABB INC | 27511 | FSUMEG1600P1 | Level-3 Startup of MegaFlex UPS | PUR | Level-3 Startup of MegaFlex UPS | EA | EA |  | TRUE |  | P | B/W | 100
133434 | 12 | 1 | States | Whiting Turner | Hayley Fabian | TRUE | 2026-05-20T00:00:00 | 2027-06-30T00:00:00 | 2027-06-30T00:00:00 | 1 | 0 | 1 | 4750 | 4750 | 68138 | USA | N45 | 1524 | ABB INC | 27511 | MOBILIZATION_UPS | Mobilization for UPS Pkg (assume startup at same time for both UPS's) | PUR | Mobilization for UPS Pkg (assume startup at same time for both UPS's) | EA | EA |  | TRUE |  | P | B/W | 100
133434 | 13 | 1 | States | Whiting Turner | Hayley Fabian | TRUE | 2026-05-20T00:00:00 | 2027-06-30T00:00:00 | 2027-06-30T00:00:00 | 1 | 0 | 1 | 4750 | 4750 | 68138 | USA | N45 | 1524 | ABB INC | 27511 | MOBILIZATION_UPS PKG | Mobilization for UPS Pkg (for L4/L5/L6T Tasks) | PUR | Mobilization for UPS Pkg (for L4/L5/L6T Tasks) | EA | EA |  | TRUE |  | P | B/W | 100
133434 | 14 | 1 | States | Whiting Turner | Hayley Fabian | TRUE | 2026-05-20T00:00:00 | 2027-06-30T00:00:00 | 2027-06-30T00:00:00 | 8 | 0 | 8 | 4750 | 38000 | 68138 | USA | N45 | 1524 | ABB INC | 27511 | S-CM1_UPS 3.5.B | Spec 263353, Par 3.5.B Level-4 Performance Testing per system Par 3.5.B: 2 days onsite (Deviate from 10 to 2 days per Customer Request) | PUR | Spec 263353, Par 3.5.B Level-4 Performance Testing per system Par 3.5.B: 2 days onsite (Deviate from 10 to 2 days per Customer Request) | EA | EA |  | TRUE |  | P | B/W | 100
133434 | 15 | 1 | States | Whiting Turner | Hayley Fabian | TRUE | 2026-05-20T00:00:00 | 2027-06-30T00:00:00 | 2027-06-30T00:00:00 | 8 | 0 | 8 | 4750 | 38000 | 68138 | USA | N45 | 1524 | ABB INC | 27511 | S-CM1_UPS 3.5.D | (Customer to decide) Spec 263353, Par 3.5.D Level-4 Performance Testing per system Par 3.5.D: Exploratory period - 1st 2 days onsite Note: Customer to decide if this step is necessary | PUR | (Customer to decide) Spec 263353, Par 3.5.D Level-4 Performance Testing per system Par 3.5.D: Exploratory period - 1st 2 days onsite Note: Customer to decide if this step is necessary | EA | EA |  | TRUE |  | P | B/W | 100
133434 | 16 | 1 | States | Whiting Turner | Hayley Fabian | TRUE | 2026-05-20T00:00:00 | 2027-06-30T00:00:00 | 2027-06-30T00:00:00 | 2 | 0 | 2 | 4750 | 9500 | 68138 | USA | N45 | 1524 | ABB INC | 27511 | SERVICEFLATRATE | Level-3 Startup: Additional startup time - interfacing with and checking of Maintenance Bypass Switchboards (not actual SU of MBC or MBS) | PUR | Level-3 Startup: Additional startup time - interfacing with and checking of Maintenance Bypass Switchboards (not actual SU of MBC or MBS) | EA | EA |  | TRUE |  | P | B/W | 100
133434 | 17 | 1 | States | Whiting Turner | Hayley Fabian | TRUE | 2026-05-20T00:00:00 | 2027-06-30T00:00:00 | 2027-06-30T00:00:00 | 16 | 0 | 16 | 4750 | 76000 | 68138 | USA | N45 | 1524 | ABB INC | 27511 | SERVICEFLATRATE Spec | Spec 263353.1, Par 3.2.B - Battery installation by UPS Manufacturer | PUR | Spec 263353.1, Par 3.2.B - Battery installation by UPS Manufacturer | EA | EA |  | TRUE |  | P | B/W | 100
133434 | 18 | 1 | States | Whiting Turner | Hayley Fabian | TRUE | 2026-05-20T00:00:00 | 2027-06-30T00:00:00 | 2027-06-30T00:00:00 | 8 | 0 | 8 | 1300 | 10400 | 68138 | USA | N45 | 1524 | ABB INC | 27511 | SERVICEFLATRATE-8HR | Provide 8 hours response time ($1300/annual rate) | PUR | Provide 8 hours response time ($1300/annual rate) | EA | EA |  | TRUE |  | P | B/W | 100
133434 | 19 | 1 | States | Whiting Turner | Hayley Fabian | TRUE | 2026-05-20T00:00:00 | 2027-06-30T00:00:00 | 2027-06-30T00:00:00 | 4 | 0 | 4 | 4750 | 19000 | 68138 | USA | N45 | 1524 | ABB INC | 27511 | S-IST | (1 day/UPS is recommended) Spec 263353, Par 3.6A Level-5 Integration System Testing (IST) (1 day included + daily rate applied if exceeds) | PUR | (1 day/UPS is recommended) Spec 263353, Par 3.6A Level-5 Integration System Testing (IST) (1 day included + daily rate applied if exceeds) | EA | EA |  | TRUE |  | P | B/W | 100
133434 | 20 | 1 | States | Whiting Turner | Hayley Fabian | TRUE | 2026-05-20T00:00:00 | 2027-06-30T00:00:00 | 2027-06-30T00:00:00 | 1 | 0 | 1 | 4750 | 4750 | 68138 | USA | N45 | 1524 | ABB INC | 27511 | S-OST | Par 3.4.K - Onsite Training after startup/commissioning completion, contiguous US only (1 day / site + daily rate applied if exceeds) | PUR | Par 3.4.K - Onsite Training after startup/commissioning completion, contiguous US only (1 day / site + daily rate applied if exceeds) | EA | EA |  | TRUE |  | P | B/W | 100
133434 | 21 | 1 | States | Whiting Turner | Hayley Fabian | TRUE | 2026-05-20T00:00:00 | 2027-06-30T00:00:00 | 2027-06-30T00:00:00 | 4 | 0 | 4 | 6441.69 | 25766.76 | 68138 | USA | N45 | 1524 | ABB INC | 27511 | UPS-FOBDEST | FCA Destination Charges Included | PUR | FCA Destination Charges Included | EA | EA |  | TRUE |  | P | B/W | 100
133434 | 22 | 1 | States | Whiting Turner | Hayley Fabian | TRUE | 2026-05-20T00:00:00 | 2027-06-30T00:00:00 | 2027-06-30T00:00:00 | 4 | 0 | 4 | 5682.78 | 22731.12 | 68138 | USA | N45 | 1524 | ABB INC | 27511 | UPS-FOBDEST_ | FCA Destination Charges Included | PUR | FCA Destination Charges Included | EA | EA |  | TRUE |  | P | B/W | 100
133434 | 23 | 1 | States | Whiting Turner | Hayley Fabian | TRUE | 2026-05-20T00:00:00 | 2027-06-30T00:00:00 | 2027-06-30T00:00:00 | 4 | 0 | 4 | 34500 | 138000 | 68138 | USA | N45 | 1524 | ABB INC | 27511 | WARMEG-2.2 | Provide 2 year extended warranty with annual PM of UPS & batteries | PUR | Provide 2 year extended warranty with annual PM of UPS & batteries | EA | EA |  | TRUE |  | P | B/W | 100
132352 | 1 | 1 | States | Dayton | Hayley Fabian | TRUE | 2026-04-09T00:00:00 | 2026-12-23T00:00:00 | 2026-12-23T00:00:00 | 1 | 0 | 1 | 22200 | 22200 | 55369-6417 | USA | N45 | 1524 | ABB INC | 27511 | Level 4 & 5 Onsite testing for ABB UPS & STS | Category: --- Identifier: --- Level 4 & 5 Onsite testing for ABB UPS & STS ---------------------------------- - Enclosure Rating: --- - System voltage: --- - Bus amperage: --- - Short Circuit Rating: --- - Sections: --- 0 | PUR | Category: --- Identifier: --- Level 4 & 5 Onsite testing for ABB UPS & STS ---------------------------------- - Enclosure Rating: --- - System voltage: --- - Bus amperage: --- - Short Circuit Rating: --- - Sections: --- 0 | EA | EA |  | TRUE |  | P | B/W
133775 | 1 | 1 | States | Champlin | Hayley Fabian | TRUE | 2026-06-01T00:00:00 | 2026-09-24T00:00:00 | 2026-09-24T00:00:00 | 3 | 0 | 3 | 211.65 | 634.95 | 55316-3157 | USA | N45 | 1524 | ABB INC | 27511 | 129A501G01 | ABB TEST SWITCH 10 POLE, TEST CIRCUIT ALL BLACK HANDLES, BLACK COVER, SCREW TERMINALS | SRPP | ABB TEST SWITCH 10 POLE, TEST CIRCUIT ALL BLACK HANDLES, BLACK COVER, SCREW TERMINALS | EA | EA |  | TRUE |  | P | B/W | 100
134626 | 1 | 1 | States | Dayton | Hayley Fabian | TRUE | 2026-07-10T00:00:00 | 2026-10-12T00:00:00 |  | 30 | 0 | 30 | 31390.85 | 1820669.3 | 55369-6417 | USA | N45 | 1524 | ABB INC | 27511 | AB4Z1777XX000000 | ADVAC38; 4 - Model 4; B - Roll on Floor (ROF); Z1 - 40.5kV, 1200A, 40kA, 3 Cycle; CAP Switching: 1000A C2 20kA PEAK 4.3 kHz; Charge Motor: 7 - 125VDC; Close Coil: 7 - 125VDC; Open Coil: 7 - 125VDC; 2nd Open Coil: X - None (Dual Secondary Disconnect); Under Voltage: X - None (Dual Secondary Disconnect); Button Color: 0 - None; Button Protection: 0 - None; UL: 0 - None; Ground Contact: 0 - Ground pad stainless steel; Motor Truck: 0 - Manual Truck | MVMS | ADVAC38; 4 - Model 4; B - Roll on Floor (ROF); Z1 - 40.5kV, 1200A, 40kA, 3 Cycle; CAP Switching: 1000A C2 20kA PEAK 4.3 kHz; Charge Motor: 7 - 125VDC; Close Coil: 7 - 125VDC; Open Coil: 7 - 125VDC; 2nd Open Coil: X - None (Dual Secondary Disconnect); Under Voltage: X - None (Dual Secondary Disconnect); Button Color: 0 - None; Button Protection: 0 - None; UL: 0 - None; Ground Contact: 0 - Ground pad stainless steel; Motor Truck: 0 - Manual Truck | EA | EA |  | FALSE |  | P | B/W | Dayton
134626 | 1 | 2 | States | Dayton | Hayley Fabian | TRUE | 2026-07-10T00:00:00 | 2026-10-19T00:00:00 |  | 28 | 0 | 28 | 31390.85 | 1820669.3 | 55369-6417 | USA | N45 | 1524 | ABB INC | 27511 | AB4Z1777XX000000 | ADVAC38; 4 - Model 4; B - Roll on Floor (ROF); Z1 - 40.5kV, 1200A, 40kA, 3 Cycle; CAP Switching: 1000A C2 20kA PEAK 4.3 kHz; Charge Motor: 7 - 125VDC; Close Coil: 7 - 125VDC; Open Coil: 7 - 125VDC; 2nd Open Coil: X - None (Dual Secondary Disconnect); Under Voltage: X - None (Dual Secondary Disconnect); Button Color: 0 - None; Button Protection: 0 - None; UL: 0 - None; Ground Contact: 0 - Ground pad stainless steel; Motor Truck: 0 - Manual Truck | MVMS | ADVAC38; 4 - Model 4; B - Roll on Floor (ROF); Z1 - 40.5kV, 1200A, 40kA, 3 Cycle; CAP Switching: 1000A C2 20kA PEAK 4.3 kHz; Charge Motor: 7 - 125VDC; Close Coil: 7 - 125VDC; Open Coil: 7 - 125VDC; 2nd Open Coil: X - None (Dual Secondary Disconnect); Under Voltage: X - None (Dual Secondary Disconnect); Button Color: 0 - None; Button Protection: 0 - None; UL: 0 - None; Ground Contact: 0 - Ground pad stainless steel; Motor Truck: 0 - Manual Truck | EA | EA |  | FALSE |  | P | B/W | Dayton
134626 | 2 | 1 | States | Dayton | Hayley Fabian | TRUE | 2026-07-10T00:00:00 | 2026-10-12T00:00:00 |  | 21 | 0 | 21 | 20611.33 | 1174845.81 | 55369-6417 | USA | N45 | 1524 | ABB INC | 27511 | CBRL14221AY000 | ADVAC38; 4 - Model 4; B - Roll on Floor (ROF); Z1 - 40.5kV, 1200A, 40kA, 3 Cycle; CAP Switching: 1000A C2 20kA PEAK 4.3 kHz; Charge Motor: 7 - 125VDC; Close Coil: 7 - 125VDC; Open Coil: 7 - 125VDC; 2nd Open Product Type: CB - Breaker Compartment, Cell Interface: R - Roll On Floor, Types Rating: L - 38 kV, Bushing Type: 1 - 1200 A, Short Circuit Current: 4 - 40 kA, CTs Kits: 2 - 12 CTs per compartment, TOC Harness: 1 - 8 Contacts, Door Type: A - RH Door, Door Stop: Y - Yes, SmartRack: 0 - None | PUR | ADVAC38; 4 - Model 4; B - Roll on Floor (ROF); Z1 - 40.5kV, 1200A, 40kA, 3 Cycle; CAP Switching: 1000A C2 20kA PEAK 4.3 kHz; Charge Motor: 7 - 125VDC; Close Coil: 7 - 125VDC; Open Coil: 7 - 125VDC; 2nd Open Product Type: CB - Breaker Compartment, Cell Interface: R - Roll On Floor, Types Rating: L - 38 kV, Bushing Type: 1 - 1200 A, Short Circuit Current: 4 - 40 kA, CTs Kits: 2 - 12 CTs per compartment, TOC Harness: 1 - 8 Contacts, Door Type: A - RH Door, Door Stop: Y - Yes, SmartRack: 0 - None | EA | EA |  | FALSE |  | P | B/W | Dayton
134626 | 2 | 2 | States | Dayton | Hayley Fabian | TRUE | 2026-07-10T00:00:00 | 2026-10-19T00:00:00 |  | 36 | 0 | 36 | 20611.33 | 1174845.81 | 55369-6417 | USA | N45 | 1524 | ABB INC | 27511 | CBRL14221AY000 | ADVAC38; 4 - Model 4; B - Roll on Floor (ROF); Z1 - 40.5kV, 1200A, 40kA, 3 Cycle; CAP Switching: 1000A C2 20kA PEAK 4.3 kHz; Charge Motor: 7 - 125VDC; Close Coil: 7 - 125VDC; Open Coil: 7 - 125VDC; 2nd Open Product Type: CB - Breaker Compartment, Cell Interface: R - Roll On Floor, Types Rating: L - 38 kV, Bushing Type: 1 - 1200 A, Short Circuit Current: 4 - 40 kA, CTs Kits: 2 - 12 CTs per compartment, TOC Harness: 1 - 8 Contacts, Door Type: A - RH Door, Door Stop: Y - Yes, SmartRack: 0 - None | PUR | ADVAC38; 4 - Model 4; B - Roll on Floor (ROF); Z1 - 40.5kV, 1200A, 40kA, 3 Cycle; CAP Switching: 1000A C2 20kA PEAK 4.3 kHz; Charge Motor: 7 - 125VDC; Close Coil: 7 - 125VDC; Open Coil: 7 - 125VDC; 2nd Open Product Type: CB - Breaker Compartment, Cell Interface: R - Roll On Floor, Types Rating: L - 38 kV, Bushing Type: 1 - 1200 A, Short Circuit Current: 4 - 40 kA, CTs Kits: 2 - 12 CTs per compartment, TOC Harness: 1 - 8 Contacts, Door Type: A - RH Door, Door Stop: Y - Yes, SmartRack: 0 - None | EA | EA |  | FALSE |  | P | B/W | Dayton
134626 | 3 | 1 | States | Dayton | Hayley Fabian | TRUE | 2026-07-10T00:00:00 | 2026-10-12T00:00:00 |  | 8 | 0 | 8 | 36746.53 | 587944.48 | 55369-6417 | USA | N45 | 1524 | ABB INC | 27511 | AB4Z2777XX000000 | ADVAC38; 4 - Model 4; B - Roll on Floor (ROF); Z2 - 40.5kV, 2000A, 40kA, 3 Cycle; CAP Switching: 1000A C2 20kA PEAK 4.3 kHz; Charge Motor: 7 - 125VDC; Close Coil: 7 - 125VDC; Open Coil: 7 - 125VDC; 2nd Open Coil: X - None (Dual Secondary Disconnect); Under Voltage: X - None (Dual Secondary Disconnect); Button Color: 0 - None; Button Protection: 0 - None; UL: 0 - None; Ground Contact: 0 - Ground pad stainless steel; Motor Truck: 0 - Manual Truck | PUR | ADVAC38; 4 - Model 4; B - Roll on Floor (ROF); Z2 - 40.5kV, 2000A, 40kA, 3 Cycle; CAP Switching: 1000A C2 20kA PEAK 4.3 kHz; Charge Motor: 7 - 125VDC; Close Coil: 7 - 125VDC; Open Coil: 7 - 125VDC; 2nd Open Coil: X - None (Dual Secondary Disconnect); Under Voltage: X - None (Dual Secondary Disconnect); Button Color: 0 - None; Button Protection: 0 - None; UL: 0 - None; Ground Contact: 0 - Ground pad stainless steel; Motor Truck: 0 - Manual Truck | EA | EA |  | FALSE |  | P | B/W | DAYTON
134626 | 3 | 2 | States | Dayton | Hayley Fabian | TRUE | 2026-07-10T00:00:00 | 2026-10-19T00:00:00 |  | 8 | 0 | 8 | 36746.53 | 587944.48 | 55369-6417 | USA | N45 | 1524 | ABB INC | 27511 | AB4Z2777XX000000 | ADVAC38; 4 - Model 4; B - Roll on Floor (ROF); Z2 - 40.5kV, 2000A, 40kA, 3 Cycle; CAP Switching: 1000A C2 20kA PEAK 4.3 kHz; Charge Motor: 7 - 125VDC; Close Coil: 7 - 125VDC; Open Coil: 7 - 125VDC; 2nd Open Coil: X - None (Dual Secondary Disconnect); Under Voltage: X - None (Dual Secondary Disconnect); Button Color: 0 - None; Button Protection: 0 - None; UL: 0 - None; Ground Contact: 0 - Ground pad stainless steel; Motor Truck: 0 - Manual Truck | PUR | ADVAC38; 4 - Model 4; B - Roll on Floor (ROF); Z2 - 40.5kV, 2000A, 40kA, 3 Cycle; CAP Switching: 1000A C2 20kA PEAK 4.3 kHz; Charge Motor: 7 - 125VDC; Close Coil: 7 - 125VDC; Open Coil: 7 - 125VDC; 2nd Open Coil: X - None (Dual Secondary Disconnect); Under Voltage: X - None (Dual Secondary Disconnect); Button Color: 0 - None; Button Protection: 0 - None; UL: 0 - None; Ground Contact: 0 - Ground pad stainless steel; Motor Truck: 0 - Manual Truck | EA | EA |  | FALSE |  | P | B/W | DAYTON
134626 | 4 | 1 | States | Dayton | Hayley Fabian | TRUE | 2026-07-10T00:00:00 | 2026-10-12T00:00:00 |  | 8 | 0 | 8 | 20611.33 | 329781.28 | 55369-6417 | USA | N45 | 1524 | ABB INC | 27511 | CBRL24221AY000 | Product Type: CB - Breaker Compartment, Cell Interface: R - Roll On Floor, Types Rating: L - 38 kV, Bushing Type: 2 - 2000 A, Short Circuit Current: 4 - 40 kA, CTs Kits: 2 - 12 CTs per compartment, TOC Harness: 1 - 8 Contacts, Door Type: A - RH Door, Door Stop: Y - Yes, SmartRack: 0 - None | PUR | Product Type: CB - Breaker Compartment, Cell Interface: R - Roll On Floor, Types Rating: L - 38 kV, Bushing Type: 2 - 2000 A, Short Circuit Current: 4 - 40 kA, CTs Kits: 2 - 12 CTs per compartment, TOC Harness: 1 - 8 Contacts, Door Type: A - RH Door, Door Stop: Y - Yes, SmartRack: 0 - None | EA | EA |  | FALSE |  | P | B/W | DAYTON
134626 | 4 | 2 | States | Dayton | Hayley Fabian | TRUE | 2026-07-10T00:00:00 | 2026-10-19T00:00:00 |  | 8 | 0 | 8 | 20611.33 | 329781.28 | 55369-6417 | USA | N45 | 1524 | ABB INC | 27511 | CBRL24221AY000 | Product Type: CB - Breaker Compartment, Cell Interface: R - Roll On Floor, Types Rating: L - 38 kV, Bushing Type: 2 - 2000 A, Short Circuit Current: 4 - 40 kA, CTs Kits: 2 - 12 CTs per compartment, TOC Harness: 1 - 8 Contacts, Door Type: A - RH Door, Door Stop: Y - Yes, SmartRack: 0 - None | PUR | Product Type: CB - Breaker Compartment, Cell Interface: R - Roll On Floor, Types Rating: L - 38 kV, Bushing Type: 2 - 2000 A, Short Circuit Current: 4 - 40 kA, CTs Kits: 2 - 12 CTs per compartment, TOC Harness: 1 - 8 Contacts, Door Type: A - RH Door, Door Stop: Y - Yes, SmartRack: 0 - None | EA | EA |  | FALSE |  | P | B/W | DAYTON
134626 | 5 | 1 | States | Dayton | Hayley Fabian | TRUE | 2026-07-10T00:00:00 | 2026-10-12T00:00:00 |  | 132 | 0 | 132 | 898.49 | 210246.66 | 55369-6417 | USA | N45 | 1524 | ABB INC | 27511 | 1VL5400072V1202 | Current Sensors | PUR | Current Sensors | EA | EA |  | FALSE |  | P | B/W | DAYTON
134626 | 5 | 2 | States | Dayton | Hayley Fabian | TRUE | 2026-07-10T00:00:00 | 2026-10-19T00:00:00 |  | 102 | 0 | 102 | 898.49 | 210246.66 | 55369-6417 | USA | N45 | 1524 | ABB INC | 27511 | 1VL5400072V1202 | Current Sensors | PUR | Current Sensors | EA | EA |  | FALSE |  | P | B/W | DAYTON
134626 | 6 | 1 | States | Dayton | Hayley Fabian | TRUE | 2026-07-10T00:00:00 | 2026-10-12T00:00:00 |  | 156 | 0 | 156 | 2363.94 | 702090.18 | 55369-6417 | USA | N45 | 1524 | ABB INC | 27511 | 1VL5400086V1304 | Voltage Sensors | PUR | Voltage Sensors | EA | EA |  | FALSE |  | P | B/W | DAYTON
134626 | 6 | 2 | States | Dayton | Hayley Fabian | TRUE | 2026-07-10T00:00:00 | 2026-10-19T00:00:00 |  | 141 | 0 | 141 | 2363.94 | 702090.18 | 55369-6417 | USA | N45 | 1524 | ABB INC | 27511 | 1VL5400086V1304 | Voltage Sensors | PUR | Voltage Sensors | EA | EA |  | FALSE |  | P | B/W | DAYTON
134626 | 7 | 1 | States | Dayton | Hayley Fabian | TRUE | 2026-07-10T00:00:00 | 2026-10-19T00:00:00 |  | 192 | 0 | 192 | 114.7 | 28904.4 | 55369-6417 | USA | N45 | 1524 | ABB INC | 27511 | 2RKA024750A0001 | Adapter plate for KECA 80 current sensor | PUR | Adapter plate for KECA 80 current sensor | EA | EA |  | FALSE |  | P | B/W | DAYTON
134626 | 7 | 2 | States | Dayton | Hayley Fabian | TRUE | 2026-07-10T00:00:00 | 2026-10-26T00:00:00 |  | 60 | 0 | 60 | 114.7 | 28904.4 | 55369-6417 | USA | N45 | 1524 | ABB INC | 27511 | 2RKA024750A0001 | Adapter plate for KECA 80 current sensor | PUR | Adapter plate for KECA 80 current sensor | EA | EA |  | FALSE |  | P | B/W | DAYTON
134626 | 8 | 1 | States | Dayton | Hayley Fabian | TRUE | 2026-07-10T00:00:00 | 2026-10-12T00:00:00 |  | 42 | 0 | 42 | 273.4 | 22965.6 | 55369-6417 | USA | N45 | 1524 | ABB INC | 27511 | 1VL5300817R0102 | AR5 adapter 3x female RJ45 to 6x female RJ45 | PUR | AR5 adapter 3x female RJ45 to 6x female RJ45 | EA | EA |  | FALSE |  | P | B/W | DAYTON
134626 | 8 | 2 | States | Dayton | Hayley Fabian | TRUE | 2026-07-10T00:00:00 | 2026-10-19T00:00:00 |  | 42 | 0 | 42 | 273.4 | 22965.6 | 55369-6417 | USA | N45 | 1524 | ABB INC | 27511 | 1VL5300817R0102 | AR5 adapter 3x female RJ45 to 6x female RJ45 | PUR | AR5 adapter 3x female RJ45 to 6x female RJ45 | EA | EA |  | FALSE |  | P | B/W | DAYTON
134626 | 9 | 1 | States | Dayton | Hayley Fabian | TRUE | 2026-07-10T00:00:00 | 2026-10-12T00:00:00 |  | 8 | 0 | 8 | 2081.2 | 33299.2 | 55369-6417 | USA | N45 | 1524 | ABB INC | 27511 | 1VL5400180V1116 | Voltage sensor with red/black ferruled cable connections. 31.5/√3 kV, 2 MΩ/50 pF | PUR | Voltage sensor with red/black ferruled cable connections. 31.5/√3 kV, 2 MΩ/50 pF | EA | EA |  | FALSE |  | P | B/W | DAYTON
134626 | 9 | 2 | States | Dayton | Hayley Fabian | TRUE | 2026-07-10T00:00:00 | 2026-10-19T00:00:00 |  | 8 | 0 | 8 | 2081.2 | 33299.2 | 55369-6417 | USA | N45 | 1524 | ABB INC | 27511 | 1VL5400180V1116 | Voltage sensor with red/black ferruled cable connections. 31.5/√3 kV, 2 MΩ/50 pF | PUR | Voltage sensor with red/black ferruled cable connections. 31.5/√3 kV, 2 MΩ/50 pF | EA | EA |  | FALSE |  | P | B/W | DAYTON
134626 | 10 | 1 | States | Dayton | Hayley Fabian | TRUE | 2026-07-10T00:00:00 | 2026-10-12T00:00:00 |  | 120 | 0 | 120 | 114.7 | 27528 | 55369-6417 | USA | N45 | 1524 | ABB INC | 27511 | 1VL5300752R1102 | AR4 red adapter 2.2m, I+U with 2x female RJ45 to 1 male RJ45 | PUR | AR4 red adapter 2.2m, I+U with 2x female RJ45 to 1 male RJ45 | EA | EA |  | FALSE |  | P | B/W | DAYTON
134626 | 10 | 2 | States | Dayton | Hayley Fabian | TRUE | 2026-07-10T00:00:00 | 2026-10-19T00:00:00 |  | 120 | 0 | 120 | 114.7 | 27528 | 55369-6417 | USA | N45 | 1524 | ABB INC | 27511 | 1VL5300752R1102 | AR4 red adapter 2.2m, I+U with 2x female RJ45 to 1 male RJ45 | PUR | AR4 red adapter 2.2m, I+U with 2x female RJ45 to 1 male RJ45 | EA | EA |  | FALSE |  | P | B/W | DAYTON
131630 | 2 | 8 | States | Dayton | Hayley Fabian | TRUE | 2026-03-04T00:00:00 | 2026-08-12T00:00:00 | 2026-08-12T00:00:00 | 20 | 40 | -20 | 417.77 | 83554 | 55369-6417 | USA | N60 | 1524 | ABB INC | 27511 | 244006516 | Auxiliary switch, 6 contacts, for 4.76-27 kV | MVMS | Auxiliary switch, 6 contacts, for 4.76-27 kV | EA | EA |  | TRUE |  | P | B/W | Dayton
131630 | 1 | 8 | States | Dayton | Hayley Fabian | TRUE | 2026-03-04T00:00:00 | 2026-08-14T00:00:00 | 2026-08-14T00:00:00 | 20 | 0 | 20 | 2879.28 | 575856 | 55369-6417 | USA | N60 | 1524 | ABB INC | 27511 | VK3C1764U00CFR3000 | Types Rating: 1764 - 17kV, 600A, 40kA, Mech Type: K - K MECH, Mech Shaft Length: K3 - 3.77 inches (STANDARD), Qualification: U - UL Recognized, Shunt Trip: 0 - None, Aux Switch: 0 - None, Handle: CFR3 - Chain drive with mech interlock, right side, offset, spreader bar 39.625” to 44.0”, Motor: 000 - None | MVMS | Types Rating: 1764 - 17kV, 600A, 40kA, Mech Type: K - K MECH, Mech Shaft Length: K3 - 3.77 inches (STANDARD), Qualification: U - UL Recognized, Shunt Trip: 0 - None, Aux Switch: 0 - None, Handle: CFR3 - Chain drive with mech interlock, right side, offset, spreader bar 39.625” to 44.0”, Motor: 000 - None | EA | EA |  | TRUE |  | P | B/W | Dayton
131630 | 1 | 7 | States | Dayton | Hayley Fabian | TRUE | 2026-03-04T00:00:00 | 2026-08-14T00:00:00 | 2026-08-14T00:00:00 | 20 | 0 | 20 | 2879.28 | 575856 | 55369-6417 | USA | N60 | 1524 | ABB INC | 27511 | VK3C1764U00CFR3000 | Types Rating: 1764 - 17kV, 600A, 40kA, Mech Type: K - K MECH, Mech Shaft Length: K3 - 3.77 inches (STANDARD), Qualification: U - UL Recognized, Shunt Trip: 0 - None, Aux Switch: 0 - None, Handle: CFR3 - Chain drive with mech interlock, right side, offset, spreader bar 39.625” to 44.0”, Motor: 000 - None | MVMS | Types Rating: 1764 - 17kV, 600A, 40kA, Mech Type: K - K MECH, Mech Shaft Length: K3 - 3.77 inches (STANDARD), Qualification: U - UL Recognized, Shunt Trip: 0 - None, Aux Switch: 0 - None, Handle: CFR3 - Chain drive with mech interlock, right side, offset, spreader bar 39.625” to 44.0”, Motor: 000 - None | EA | EA |  | TRUE |  | P | B/W | Dayton
131630 | 1 | 6 | States | Dayton | Hayley Fabian | TRUE | 2026-03-04T00:00:00 | 2026-08-14T00:00:00 | 2026-08-14T00:00:00 | 20 | 0 | 20 | 2879.28 | 575856 | 55369-6417 | USA | N60 | 1524 | ABB INC | 27511 | VK3C1764U00CFR3000 | Types Rating: 1764 - 17kV, 600A, 40kA, Mech Type: K - K MECH, Mech Shaft Length: K3 - 3.77 inches (STANDARD), Qualification: U - UL Recognized, Shunt Trip: 0 - None, Aux Switch: 0 - None, Handle: CFR3 - Chain drive with mech interlock, right side, offset, spreader bar 39.625” to 44.0”, Motor: 000 - None | MVMS | Types Rating: 1764 - 17kV, 600A, 40kA, Mech Type: K - K MECH, Mech Shaft Length: K3 - 3.77 inches (STANDARD), Qualification: U - UL Recognized, Shunt Trip: 0 - None, Aux Switch: 0 - None, Handle: CFR3 - Chain drive with mech interlock, right side, offset, spreader bar 39.625” to 44.0”, Motor: 000 - None | EA | EA |  | TRUE |  | P | B/W | Dayton
132210 | 1 | 1 | States | Dayton | Hayley Fabian | TRUE | 2026-04-01T00:00:00 | 2026-11-19T00:00:00 |  | 10 | 0 | 10 | 5406.51 | 54065.1 | 55369-6417 | USA | N45 | 1524 | ABB INC | 27511 | BTO ATS 400A-600A | ZGDK3XX12-CX2XT4XX Automatic Transfer Switch, ZTG T-Series, 400 A-600 A "ZTG DT 400A3PH No Neu N1 General Purpose Commercial and Industrial Automatic Transfer Switch 400 A, 3 Phase (3 Pole), Delayed Transition NEMA 1 Enclosure 4 NO (Normally Open) and 4 NC (Normally Closed) Auxiliary Contacts No Neutral No Meters GB2 - (6)#8-1/0 Ground Bar Modbus TCP communications Additional 4 I/O, programmable T1-Panel Voltage agnostic, Rated for 200 to 480V line to line voltage Standard Application-Sources on Bottom UL 1008 listed up To 480VAC at 50/60Hz Seismic certified To IEEE-693-2005 at HIGH level With 2.5 amplification factor Seismic certified To IBC-2015 at Ip=1.5 For z/h less than Or equal To 1 Microprocessor activated Momentary test switch Programmable exerciser daily, 7-14-28-365 days user- selectable, with or without load Event log of last 250 events Adjustable over/under frequency sensor-Source 2-and Source 1 Frequency Indication - on the controller LED Source -2 - Position indication LED Source -1 - Position indication LED Source -2 - Source availability indication LED Source -1 - Source availability indication" "Engine start timer -adjustable up to 60sec Phase rotation sensing of Source 1 and Source 2 Under voltage sensing 3-phase Source 2 In Phase Monitor between Source 1 and Source 2 to allow transfer-with enable/disable Over voltage sensing-3 phase Source 2 Microprocessor activated Commit/no commit on transferring to Source 2-with enable/disable Time Delay from Neutral Position to Source 1 on Retransfer Time Delay from Neutral Position to Source 2 on Retransfer. Adjustable time delay on transfer to Source 1 Engine stop/cool adjustable cool down timer Voltage imbalance between phases-applies to 3-phase only Adjustable time delay on transfer to Source 2 Bypass transfer timer function-soft switch in controller Programmable Input Modules: (Must be configured by user upon installation) E-Stop Remote Control to S1 (R15 Load Shed) Remote Control to S2 Remote Control to OFF (R15D Load Shed) Inhibit Transfer Manual-Auto Mode Programmable Output Modules: (Must be configured by user upon installation) Alarm / Product Availability Load Connected to S1 Load Disconnected Load Connected to S2 Elevator Pre-transfer Signal (T3/W3)" | PUR | "Category: --- LV - Other --- Identifier: --- BTO ATS 400A-600A ---------------------------------- - Enclosure Rating: --- - System voltage: --- - Bus amperage: --- - Short Circuit Rating: --- - Sections: --- 0" | EA | EA |  | FALSE |  | P | B/W | Dayton
133425 | 1 | 1 | States | EE Reed | Hayley Fabian | TRUE | 2026-05-20T00:00:00 | 2027-09-30T00:00:00 | 2027-09-30T00:00:00 | 4 | 0 | 4 | 1504.2 | 6016.8 | 29847 | USA | N45 | 1524 | ABB INC | 27511 | 4NWA7000321568A | MegaFlex Seismic Bracket | PUR | MegaFlex Seismic Bracket | EA | EA |  | TRUE |  | P | B/W | 100
133425 | 2 | 1 | States | EE Reed | Hayley Fabian | TRUE | 2026-05-20T00:00:00 | 2027-09-30T00:00:00 | 2027-09-30T00:00:00 | 32 | 0 | 32 | 31695.62 | 1014259.84 | 29847 | USA | N45 | 1524 | ABB INC | 27511 | 4NWP104024R36U2, 8 LiBC/UPS | Samsung 136S Lithium Battery Cabinets/UPS: - High cycle / High Power Density - UL9540/UL9540A Listed - Top Cable Entry - DC Breaker in each battery cabinet - DIM/BC: 25.5 in W x 21 in D x 87 in H; - Approx Weight/BC: 1125 lbs - Battery runtime: 7 minn BOL / 5 min EOL for 1579 kWb battery loads | PUR | Samsung 136S Lithium Battery Cabinets/UPS: - High cycle / High Power Density - UL9540/UL9540A Listed - Top Cable Entry - DC Breaker in each battery cabinet - DIM/BC: 25.5 in W x 21 in D x 87 in H; - Approx Weight/BC: 1125 lbs - Battery runtime: 7 minn BOL / 5 min EOL for 1579 kWb battery loads | EA | EA |  | TRUE |  | P | B/W | 100
133425 | 3 | 1 | States | EE Reed | Hayley Fabian | TRUE | 2026-05-20T00:00:00 | 2027-09-30T00:00:00 | 2027-09-30T00:00:00 | 4 | 0 | 4 | 317079.24 | 1268316.96 | 29847 | USA | N45 | 1524 | ABB INC | 27511 | 4NWP106511R0002 | MegaFlex 1.5MW UPS 480V 60Hz: Static Bypass - 100% rated continuous duty; Cabinet color: RAL 9005 (black); Single or dual AC feed; Short circuit withstand rating: 100kAIC; Input Voltage: 480V 3-Phase + Gnd , +/- 15% voltage tolerance, Frequency: 60Hz +/- 10%, PF = 0.99; Output: 480V, 3W + Gnd, Frequency: 60Hz & PF = 1.0; Efficiency: Up to 97% Double Conversion (VFI) & Up to 99% eBoost mode (VFD); Compatible Battery Technologies: LiB, NiZn, VRLA | PUR | MegaFlex 1.5MW UPS 480V 60Hz: Static Bypass - 100% rated continuous duty; Cabinet color: RAL 9005 (black); Single or dual AC feed; Short circuit withstand rating: 100kAIC; Input Voltage: 480V 3-Phase + Gnd , +/- 15% voltage tolerance, Frequency: 60Hz +/- 10%, PF = 0.99; Output: 480V, 3W + Gnd, Frequency: 60Hz & PF = 1.0; Efficiency: Up to 97% Double Conversion (VFI) & Up to 99% eBoost mode (VFD); Compatible Battery Technologies: LiB, NiZn, VRLA | EA | EA |  | TRUE |  | P | B/W | 100
133425 | 4 | 1 | States | EE Reed | Hayley Fabian | TRUE | 2026-05-20T00:00:00 | 2027-09-30T00:00:00 | 2027-09-30T00:00:00 | 4 | 0 | 4 | 1864.75 | 7459 | 29847 | USA | N45 | 1524 | ABB INC | 27511 | 4NWPN7574R0001 | Data Logger (w/o top hat), provided by ABB to be installed by IntraPack in the Primary Top hat | PUR | Data Logger (w/o top hat), provided by ABB to be installed by IntraPack in the Primary Top hat | EA | EA |  | TRUE |  | P | B/W | 100
133425 | 5 | 1 | States | EE Reed | Hayley Fabian | TRUE | 2026-05-20T00:00:00 | 2027-09-30T00:00:00 | 2027-09-30T00:00:00 | 28 | 0 | 28 | 1653.75 | 46305 | 29847 | USA | N45 | 1524 | ABB INC | 27511 | 4NWR002204 | IntraPack Part No.: F012384-A02, Secondary top hat, Samsung Lithium-Ion UL9540A battery cabinet includes: - Cable management for Positive, Negative and Frame Ground Cables - Removable Front and Top Gland Plates - Paint color: Black | PUR | IntraPack Part No.: F012384-A02, Secondary top hat, Samsung Lithium-Ion UL9540A battery cabinet includes: - Cable management for Positive, Negative and Frame Ground Cables - Removable Front and Top Gland Plates - Paint color: Black | EA | EA |  | TRUE |  | P | B/W | 100
133425 | 6 | 1 | States | EE Reed | Hayley Fabian | TRUE | 2026-05-20T00:00:00 | 2027-09-30T00:00:00 | 2027-09-30T00:00:00 | 4 | 0 | 4 | 3252.38 | 13009.52 | 29847 | USA | N45 | 1524 | ABB INC | 27511 | 4NWR002253 | IntraPack Part No.: F012382-A02, Standard Primary top hat, Samsung Lithium-Ion UL9540A battery cabinet includes: - Cable management for Positive, Negative and Frame Ground Cables - Removable Front and Top Gland Plates - Paint color: Black - Data logger provided by ABB | PUR | IntraPack Part No.: F012382-A02, Standard Primary top hat, Samsung Lithium-Ion UL9540A battery cabinet includes: - Cable management for Positive, Negative and Frame Ground Cables - Removable Front and Top Gland Plates - Paint color: Black - Data logger provided by ABB | EA | EA |  | TRUE |  | P | B/W | 100
133425 | 7 | 1 | States | EE Reed | Hayley Fabian | TRUE | 2026-05-20T00:00:00 | 2027-09-30T00:00:00 | 2027-09-30T00:00:00 | 4 | 0 | 4 | 13880.48 | 55521.92 | 29847 | USA | N45 | 1524 | ABB INC | 27511 | 79-5000-00000047 | 4000A DC Junction Cabinet: - NEMA-1 enclosure - Dim: 30"W x 24"D x 87"H - Front access; - Installed end cap of battery lineup closer to UPS I/O section - Accommodates up to 10 DC battery cabinet landings - Installed by contractor - see ABB installation drawing; | PUR | 4000A DC Junction Cabinet: - NEMA-1 enclosure - Dim: 30"W x 24"D x 87"H - Front access; - Installed end cap of battery lineup closer to UPS I/O section - Accommodates up to 10 DC battery cabinet landings - Installed by contractor - see ABB installation drawing; | EA | EA |  | TRUE |  | P | B/W | 100
133425 | 8 | 1 | States | EE Reed | Hayley Fabian | TRUE | 2026-05-20T00:00:00 | 2027-09-30T00:00:00 | 2027-09-30T00:00:00 | 8 | 0 | 8 | 1750.5 | 14004 | 29847 | USA | N45 | 1524 | ABB INC | 27511 | 7GSP017351R0001 | CIC Communication Card | PUR | CIC Communication Card | EA | EA |  | TRUE |  | P | B/W | 100
133425 | 9 | 1 | States | EE Reed | Hayley Fabian | TRUE | 2026-05-20T00:00:00 | 2027-09-30T00:00:00 | 2027-09-30T00:00:00 | 4 | 0 | 4 | 4000 | 32000 | 29847 | USA | N45 | 1524 | ABB INC | 27511 | FREIGHT_RIC | Freight: Incoterm FCA Factory - Freight allowed | PUR | Freight: Incoterm FCA Factory - Freight allowed | EA | EA |  | TRUE |  | P | B/W | 100
133425 | 9 | 2 | States | EE Reed | Hayley Fabian | TRUE | 2026-05-20T00:00:00 | 2027-09-30T00:00:00 | 2027-09-30T00:00:00 | 4 | 0 | 4 | 4000 | 32000 | 29847 | USA | N45 | 1524 | ABB INC | 27511 | FREIGHT_RIC | Freight: Incoterm FCA Factory - Freight allowed | PUR | Freight: Incoterm FCA Factory - Freight allowed | EA | EA |  | TRUE |  | P | B/W | 100
133425 | 10 | 1 | States | EE Reed | Hayley Fabian | TRUE | 2026-05-20T00:00:00 | 2027-09-30T00:00:00 | 2027-09-30T00:00:00 | 4 | 0 | 4 | 9500 | 38000 | 29847 | USA | N45 | 1524 | ABB INC | 27511 | FSULITHI136X8P1 | Level-3 Startup of Lithium-Ion Batteries Note: Installation & connecting of batteries in the cabinets are by others (per adder above) | PUR | Level-3 Startup of Lithium-Ion Batteries Note: Installation & connecting of batteries in the cabinets are by others (per adder above) | EA | EA |  | TRUE |  | P | B/W | 100
133425 | 11 | 1 | States | EE Reed | Hayley Fabian | TRUE | 2026-05-20T00:00:00 | 2027-09-30T00:00:00 | 2027-09-30T00:00:00 | 4 | 0 | 4 | 14250 | 57000 | 29847 | USA | N45 | 1524 | ABB INC | 27511 | FSUMEG1600P1 | Level-3 Startup of MegaFlex UPS | PUR | Level-3 Startup of MegaFlex UPS | EA | EA |  | TRUE |  | P | B/W | 100
133425 | 12 | 1 | States | EE Reed | Hayley Fabian | TRUE | 2026-05-20T00:00:00 | 2027-09-30T00:00:00 | 2027-09-30T00:00:00 | 1 | 0 | 1 | 4750 | 4750 | 29847 | USA | N45 | 1524 | ABB INC | 27511 | MOBILIZATION_UPS | Mobilization for UPS Pkg (assume startup at same time for both UPS's) | PUR | Mobilization for UPS Pkg (assume startup at same time for both UPS's) | EA | EA |  | TRUE |  | P | B/W | 100
133425 | 13 | 1 | States | EE Reed | Hayley Fabian | TRUE | 2026-05-20T00:00:00 | 2027-09-30T00:00:00 | 2027-09-30T00:00:00 | 1 | 0 | 1 | 4750 | 4750 | 29847 | USA | N45 | 1524 | ABB INC | 27511 | MOBILIZATION_UPS PKG | Mobilization for UPS Pkg (for L4/L5/L6T Tasks) | PUR | Mobilization for UPS Pkg (for L4/L5/L6T Tasks) | EA | EA |  | TRUE |  | P | B/W | 100
133425 | 14 | 1 | States | EE Reed | Hayley Fabian | TRUE | 2026-05-20T00:00:00 | 2027-09-30T00:00:00 | 2027-09-30T00:00:00 | 8 | 0 | 8 | 4750 | 38000 | 29847 | USA | N45 | 1524 | ABB INC | 27511 | S-CM1_UPS 3.5.B | Spec 263353, Par 3.5.B Level-4 Performance Testing per system Par 3.5.B: 2 days onsite (Deviate from 10 to 2 days per Customer Request) | PUR | Spec 263353, Par 3.5.B Level-4 Performance Testing per system Par 3.5.B: 2 days onsite (Deviate from 10 to 2 days per Customer Request) | EA | EA |  | TRUE |  | P | B/W | 100
133425 | 15 | 1 | States | EE Reed | Hayley Fabian | TRUE | 2026-05-20T00:00:00 | 2027-09-30T00:00:00 | 2027-09-30T00:00:00 | 8 | 0 | 8 | 4750 | 38000 | 29847 | USA | N45 | 1524 | ABB INC | 27511 | S-CM1_UPS 3.5.D | (Customer to decide) Spec 263353, Par 3.5.D Level-4 Performance Testing per system Par 3.5.D: Exploratory period - 1st 2 days onsite Note: Customer to decide if this step is necessary | PUR | (Customer to decide) Spec 263353, Par 3.5.D Level-4 Performance Testing per system Par 3.5.D: Exploratory period - 1st 2 days onsite Note: Customer to decide if this step is necessary | EA | EA |  | TRUE |  | P | B/W | 100
133425 | 16 | 1 | States | EE Reed | Hayley Fabian | TRUE | 2026-05-20T00:00:00 | 2027-09-30T00:00:00 | 2027-09-30T00:00:00 | 2 | 0 | 2 | 4750 | 9500 | 29847 | USA | N45 | 1524 | ABB INC | 27511 | SERVICEFLATRATE | Level-3 Startup: Additional startup time - interfacing with and checking of Maintenance Bypass Switchboards (not actual SU of MBC or MBS) | PUR | Level-3 Startup: Additional startup time - interfacing with and checking of Maintenance Bypass Switchboards (not actual SU of MBC or MBS) | EA | EA |  | TRUE |  | P | B/W | 100
133425 | 17 | 1 | States | EE Reed | Hayley Fabian | TRUE | 2026-05-20T00:00:00 | 2027-09-30T00:00:00 | 2027-09-30T00:00:00 | 16 | 0 | 16 | 4750 | 76000 | 29847 | USA | N45 | 1524 | ABB INC | 27511 | SERVICEFLATRATE Spec | Spec 263353.1, Par 3.2.B - Battery installation by UPS Manufacturer | PUR | Spec 263353.1, Par 3.2.B - Battery installation by UPS Manufacturer | EA | EA |  | TRUE |  | P | B/W | 100
133425 | 18 | 1 | States | EE Reed | Hayley Fabian | TRUE | 2026-05-20T00:00:00 | 2027-09-30T00:00:00 | 2027-09-30T00:00:00 | 8 | 0 | 8 | 1300 | 10400 | 29847 | USA | N45 | 1524 | ABB INC | 27511 | SERVICEFLATRATE-8HR | Provide 8 hours response time ($1300/annual rate) | PUR | Provide 8 hours response time ($1300/annual rate) | EA | EA |  | TRUE |  | P | B/W | 100
133425 | 19 | 1 | States | EE Reed | Hayley Fabian | TRUE | 2026-05-20T00:00:00 | 2027-09-30T00:00:00 | 2027-09-30T00:00:00 | 4 | 0 | 4 | 4750 | 19000 | 29847 | USA | N45 | 1524 | ABB INC | 27511 | S-IST | (1 day/UPS is recommended) Spec 263353, Par 3.6A Level-5 Integration System Testing (IST) (1 day included + daily rate applied if exceeds) | PUR | (1 day/UPS is recommended) Spec 263353, Par 3.6A Level-5 Integration System Testing (IST) (1 day included + daily rate applied if exceeds) | EA | EA |  | TRUE |  | P | B/W | 100
133425 | 20 | 1 | States | EE Reed | Hayley Fabian | TRUE | 2026-05-20T00:00:00 | 2027-09-30T00:00:00 | 2027-09-30T00:00:00 | 1 | 0 | 1 | 4750 | 4750 | 29847 | USA | N45 | 1524 | ABB INC | 27511 | S-OST | Par 3.4.K - Onsite Training after startup/commissioning completion, contiguous US only (1 day / site + daily rate applied if exceeds) | PUR | Par 3.4.K - Onsite Training after startup/commissioning completion, contiguous US only (1 day / site + daily rate applied if exceeds) | EA | EA |  | TRUE |  | P | B/W | 100
133425 | 21 | 1 | States | EE Reed | Hayley Fabian | TRUE | 2026-05-20T00:00:00 | 2027-09-30T00:00:00 | 2027-09-30T00:00:00 | 4 | 0 | 4 | 6441.69 | 25766.76 | 29847 | USA | N45 | 1524 | ABB INC | 27511 | UPS-FOBDEST | FCA Destination Charges Included | PUR | FCA Destination Charges Included | EA | EA |  | TRUE |  | P | B/W | 100
133425 | 22 | 1 | States | EE Reed | Hayley Fabian | TRUE | 2026-05-20T00:00:00 | 2027-09-30T00:00:00 | 2027-09-30T00:00:00 | 4 | 0 | 4 | 5682.78 | 22731.12 | 29847 | USA | N45 | 1524 | ABB INC | 27511 | UPS-FOBDEST_ | FCA Destination Charges Included | PUR | FCA Destination Charges Included | EA | EA |  | TRUE |  | P | B/W | 100
133425 | 23 | 1 | States | EE Reed | Hayley Fabian | TRUE | 2026-05-20T00:00:00 | 2027-09-30T00:00:00 | 2027-09-30T00:00:00 | 4 | 0 | 4 | 34500 | 138000 | 29847 | USA | N45 | 1524 | ABB INC | 27511 | WARMEG-2.2 | Provide 2 year extended warranty with annual PM of UPS & batteries | PUR | Provide 2 year extended warranty with annual PM of UPS & batteries | EA | EA |  | TRUE |  | P | B/W | 100
133368 | 13 | 2 | States | Dayton | Hayley Fabian | TRUE | 2026-05-18T00:00:00 | 2026-10-12T00:00:00 | 2026-10-12T00:00:00 | 16 | 0 | 16 | 32030.92 | 672649.32 | 55369-6417 | USA | N45 | 1524 | ABB INC | 27511 | BA4JA777XX000U00 | ADVAC G; A - Drawout; J1 - 15kV, 1200A, 40kA; Charge Motor: 7 - 110-125VDC; Close Coil Voltage: 7 - 110-125VDC; Open Coil: 7 - 110-125VDC; Standard ABB Labels; Ground Contact: 0 – Lock Handle Kit; Motorized Truck: 0 – Manual Truck | PUR | ADVAC G; A - Drawout; J1 - 15kV, 1200A, 40kA; Charge Motor: 7 - 110-125VDC; Close Coil Voltage: 7 - 110-125VDC; Open Coil: 7 - 110-125VDC; Standard ABB Labels; Ground Contact: 0 – Lock Handle Kit; Motorized Truck: 0 – Manual Truck | EA | EA |  | TRUE |  | P | B/W | DAYTON
133368 | 13 | 1 | States | Dayton | Hayley Fabian | TRUE | 2026-05-18T00:00:00 | 2026-10-12T00:00:00 | 2026-10-12T00:00:00 | 5 | 0 | 5 | 32030.92 | 672649.32 | 55369-6417 | USA | N45 | 1524 | ABB INC | 27511 | BA4JA777XX000U00 | ADVAC G; A - Drawout; J1 - 15kV, 1200A, 40kA; Charge Motor: 7 - 110-125VDC; Close Coil Voltage: 7 - 110-125VDC; Open Coil: 7 - 110-125VDC; Standard ABB Labels; Ground Contact: 0 – Lock Handle Kit; Motorized Truck: 0 – Manual Truck | PUR | ADVAC G; A - Drawout; J1 - 15kV, 1200A, 40kA; Charge Motor: 7 - 110-125VDC; Close Coil Voltage: 7 - 110-125VDC; Open Coil: 7 - 110-125VDC; Standard ABB Labels; Ground Contact: 0 – Lock Handle Kit; Motorized Truck: 0 – Manual Truck | EA | EA |  | TRUE |  | P | B/W | DAYTON
133368 | 11 | 2 | States | Dayton | Hayley Fabian | TRUE | 2026-05-18T00:00:00 | 2026-12-28T00:00:00 | 2026-12-28T00:00:00 | 24 | 0 | 24 | 2272.49 | 122714.46 | 55369-6417 | USA | N45 | 1524 | ABB INC | 27511 | 9629A02G10 | VIZ-11, INDOOR application, 110 kV BIL, Nominal system voltage: 15 kV, Connection type: LINE-GROUND, Primary voltage: 14400/14400GY Volts, Secondary voltage: 120 & 120, Metering accuracy: 0.3Y & 0.3Y, RVF: 1.1, Thermal rating: 1500, Frequency: 60 | PUR | VIZ-11, INDOOR application, 110 kV BIL, Nominal system voltage: 15 kV, Connection type: LINE-GROUND, Primary voltage: 14400/14400GY Volts, Secondary voltage: 120 & 120, Metering accuracy: 0.3Y & 0.3Y, RVF: 1.1, Thermal rating: 1500, Frequency: 60 | EA | EA |  | TRUE |  | P | B/W | DAYTON
133368 | 11 | 1 | States | Dayton | Hayley Fabian | TRUE | 2026-05-18T00:00:00 | 2026-10-12T00:00:00 | 2026-10-12T00:00:00 | 30 | 0 | 30 | 2272.49 | 122714.46 | 55369-6417 | USA | N45 | 1524 | ABB INC | 27511 | 9629A02G10 | VIZ-11, INDOOR application, 110 kV BIL, Nominal system voltage: 15 kV, Connection type: LINE-GROUND, Primary voltage: 14400/14400GY Volts, Secondary voltage: 120 & 120, Metering accuracy: 0.3Y & 0.3Y, RVF: 1.1, Thermal rating: 1500, Frequency: 60 | PUR | VIZ-11, INDOOR application, 110 kV BIL, Nominal system voltage: 15 kV, Connection type: LINE-GROUND, Primary voltage: 14400/14400GY Volts, Secondary voltage: 120 & 120, Metering accuracy: 0.3Y & 0.3Y, RVF: 1.1, Thermal rating: 1500, Frequency: 60 | EA | EA |  | TRUE |  | P | B/W | DAYTON
133368 | 10 | 2 | States | Dayton | Hayley Fabian | TRUE | 2026-05-18T00:00:00 | 2026-12-28T00:00:00 | 2026-12-28T00:00:00 | 12 | 0 | 12 | 410.47 | 11082.69 | 55369-6417 | USA | N45 | 1524 | ABB INC | 27511 | 923A329G15-M | Feeder, Current Transformer, 2000:5A Single Ratio Donut type Class 200 | PUR | Feeder, Current Transformer, 2000:5A Single Ratio Donut type Class 200 | EA | EA |  | TRUE |  | P | B/W | Dayton
133368 | 10 | 1 | States | Dayton | Hayley Fabian | TRUE | 2026-05-18T00:00:00 | 2026-10-23T00:00:00 | 2026-10-23T00:00:00 | 15 | 0 | 15 | 410.47 | 11082.69 | 55369-6417 | USA | N45 | 1524 | ABB INC | 27511 | 923A329G15-M | Feeder, Current Transformer, 2000:5A Single Ratio Donut type Class 200 | PUR | Feeder, Current Transformer, 2000:5A Single Ratio Donut type Class 200 | EA | EA |  | TRUE |  | P | B/W | Dayton
133368 | 9 | 2 | States | Dayton | Hayley Fabian | TRUE | 2026-05-18T00:00:00 | 2026-10-23T00:00:00 | 2026-10-23T00:00:00 | 12 | 0 | 12 | 393.88 | 10634.76 | 55369-6417 | USA | N45 | 1524 | ABB INC | 27511 | 923A329G13-M | CURRENT TRANSFORMER SAB-1, INDOOR application, 10 kV BIL, Nominal system voltage: 0.6 kV, Primary current: 1200 Amps, Secondary current: 5 Amps, Rating factor: 1.33, Metering accuracy: 0.3B-1.8, Relay accuracy: C200, Frequency: 50-400 Hertz; | CTRA | CURRENT TRANSFORMER SAB-1, INDOOR application, 10 kV BIL, Nominal system voltage: 0.6 kV, Primary current: 1200 Amps, Secondary current: 5 Amps, Rating factor: 1.33, Metering accuracy: 0.3B-1.8, Relay accuracy: C200, Frequency: 50-400 Hertz; | EA | EA |  | TRUE |  | P | B/W | Dayton
133368 | 9 | 1 | States | Dayton | Hayley Fabian | TRUE | 2026-05-18T00:00:00 | 2026-10-23T00:00:00 | 2026-10-23T00:00:00 | 15 | 0 | 15 | 393.88 | 10634.76 | 55369-6417 | USA | N45 | 1524 | ABB INC | 27511 | 923A329G13-M | CURRENT TRANSFORMER SAB-1, INDOOR application, 10 kV BIL, Nominal system voltage: 0.6 kV, Primary current: 1200 Amps, Secondary current: 5 Amps, Rating factor: 1.33, Metering accuracy: 0.3B-1.8, Relay accuracy: C200, Frequency: 50-400 Hertz; | CTRA | CURRENT TRANSFORMER SAB-1, INDOOR application, 10 kV BIL, Nominal system voltage: 0.6 kV, Primary current: 1200 Amps, Secondary current: 5 Amps, Rating factor: 1.33, Metering accuracy: 0.3B-1.8, Relay accuracy: C200, Frequency: 50-400 Hertz; | EA | EA |  | TRUE |  | P | B/W | Dayton
133368 | 8 | 2 | States | Dayton | Hayley Fabian | TRUE | 2026-05-18T00:00:00 | 2026-10-23T00:00:00 | 2026-10-23T00:00:00 | 12 | 0 | 12 | 451.93 | 12202.11 | 55369-6417 | USA | N45 | 1524 | ABB INC | 27511 | 923A329G17-M | CURRENT TRANSFORMER SAB-1, INDOOR application, 10 kV BIL, Nominal system voltage: 0.6 kV, Primary current: 3000 Amps, Secondary current: 5 Amps, Rating factor: 1.33, Metering accuracy: 0.3B-1.8, Relay accuracy: C400, Frequency: 50-400 Hertz; | PUR | CURRENT TRANSFORMER SAB-1, INDOOR application, 10 kV BIL, Nominal system voltage: 0.6 kV, Primary current: 3000 Amps, Secondary current: 5 Amps, Rating factor: 1.33, Metering accuracy: 0.3B-1.8, Relay accuracy: C400, Frequency: 50-400 Hertz; | EA | EA |  | TRUE |  | P | B/W | Dayton
133368 | 7 | 2 | States | Dayton | Hayley Fabian | TRUE | 2026-05-18T00:00:00 | 2026-12-28T00:00:00 | 2026-12-28T00:00:00 | 4 | 0 | 4 | 414.72 | 6220.8 | 55369-6417 | USA | N45 | 1524 | ABB INC | 27511 | 14039G00 | ADVAC Breaker Accessory Kit - racking crank, manual charging handle, & lift yoke | PUR | ADVAC Breaker Accessory Kit - racking crank, manual charging handle, & lift yoke | EA | EA |  | TRUE |  | P | B/W | Dayton
133368 | 7 | 1 | States | Dayton | Hayley Fabian | TRUE | 2026-05-18T00:00:00 | 2026-10-12T00:00:00 | 2026-10-12T00:00:00 | 11 | 0 | 11 | 414.72 | 6220.8 | 55369-6417 | USA | N45 | 1524 | ABB INC | 27511 | 14039G00 | ADVAC Breaker Accessory Kit - racking crank, manual charging handle, & lift yoke | PUR | ADVAC Breaker Accessory Kit - racking crank, manual charging handle, & lift yoke | EA | EA |  | TRUE |  | P | B/W | Dayton
133368 | 6 | 2 | States | Dayton | Hayley Fabian | TRUE | 2026-05-18T00:00:00 | 2026-12-28T00:00:00 | 2026-12-28T00:00:00 | 4 | 0 | 4 | 1424.25 | 9969.75 | 55369-6417 | USA | N45 | 1524 | ABB INC | 27511 | CL1YBY0000000U | Product Type: C - LV Compartment, Compartment Height: 1 - 19 Inch, Bottom IT Pans: Y - Yes, Door Type: B - 38 Inch MPL Assembly, Door Stop: Y - Yes, Qualification: U - UL Recognized | PUR | Product Type: C - LV Compartment, Compartment Height: 1 - 19 Inch, Bottom IT Pans: Y - Yes, Door Type: B - 38 Inch MPL Assembly, Door Stop: Y - Yes, Qualification: U - UL Recognized | EA | EA |  | TRUE |  | P | B/W | dayton
133368 | 6 | 1 | States | Dayton | Hayley Fabian | TRUE | 2026-05-18T00:00:00 | 2026-10-12T00:00:00 | 2026-10-12T00:00:00 | 3 | 0 | 3 | 1424.25 | 9969.75 | 55369-6417 | USA | N45 | 1524 | ABB INC | 27511 | CL1YBY0000000U | Product Type: C - LV Compartment, Compartment Height: 1 - 19 Inch, Bottom IT Pans: Y - Yes, Door Type: B - 38 Inch MPL Assembly, Door Stop: Y - Yes, Qualification: U - UL Recognized | PUR | Product Type: C - LV Compartment, Compartment Height: 1 - 19 Inch, Bottom IT Pans: Y - Yes, Door Type: B - 38 Inch MPL Assembly, Door Stop: Y - Yes, Qualification: U - UL Recognized | EA | EA |  | TRUE |  | P | B/W | dayton
133368 | 5 | 2 | States | Dayton | Hayley Fabian | TRUE | 2026-05-18T00:00:00 | 2026-12-28T00:00:00 | 2026-12-28T00:00:00 | 8 | 0 | 8 | 320 | 5760 | 55369-6417 | USA | N45 | 1524 | ABB INC | 27511 | 965931T50 | PT drawer harness for dual secondary PT: Wye-Dela | PUR | PT drawer harness for dual secondary PT: Wye-Dela | EA | EA |  | TRUE |  | P | B/W | DAYTON
133368 | 5 | 1 | States | Dayton | Hayley Fabian | TRUE | 2026-05-18T00:00:00 | 2026-10-12T00:00:00 | 2026-10-12T00:00:00 | 10 | 0 | 10 | 320 | 5760 | 55369-6417 | USA | N45 | 1524 | ABB INC | 27511 | 965931T50 | PT drawer harness for dual secondary PT: Wye-Dela | PUR | PT drawer harness for dual secondary PT: Wye-Dela | EA | EA |  | TRUE |  | P | B/W | DAYTON
133368 | 4 | 2 | States | Dayton | Hayley Fabian | TRUE | 2026-05-18T00:00:00 | 2026-12-28T00:00:00 | 2026-12-08T00:00:00 | 8 | 0 | 8 | 3787.45 | 68174.1 | 55369-6417 | USA | N45 | 1524 | ABB INC | 27511 | CP8A1W1NBY000U | Product Type: C - PT Compartment, Max Voltage: 15kV, Rated Voltage: 8 - 14.4 kV, Compartment Position: A - Position A, D, or E, Insulation Type: 1 - Polyester, Transformer Arrangement: W - (3) 1-Fuse Wye, Secondary Disconnect: 1 - With Secondary, PT and Fuse Equipment: N - Without PT and Fuse, Door Type: C - MPL Assembly, Door Stop: Y - Yes, Qualification: U - UL Recognized | PUR | Product Type: C - PT Compartment, Max Voltage: 15kV, Rated Voltage: 8 - 14.4 kV, Compartment Position: A - Position A, D, or E, Insulation Type: 1 - Polyester, Transformer Arrangement: W - (3) 1-Fuse Wye, Secondary Disconnect: 1 - With Secondary, PT and Fuse Equipment: N - Without PT and Fuse, Door Type: C - MPL Assembly, Door Stop: Y - Yes, Qualification: U - UL Recognized | EA | EA |  | TRUE |  | P | B/W | DAYTON
133368 | 4 | 1 | States | Dayton | Hayley Fabian | TRUE | 2026-05-18T00:00:00 | 2026-10-12T00:00:00 | 2026-10-12T00:00:00 | 10 | 0 | 10 | 3787.45 | 68174.1 | 55369-6417 | USA | N45 | 1524 | ABB INC | 27511 | CP8A1W1NBY000U | Product Type: C - PT Compartment, Max Voltage: 15kV, Rated Voltage: 8 - 14.4 kV, Compartment Position: A - Position A, D, or E, Insulation Type: 1 - Polyester, Transformer Arrangement: W - (3) 1-Fuse Wye, Secondary Disconnect: 1 - With Secondary, PT and Fuse Equipment: N - Without PT and Fuse, Door Type: C - MPL Assembly, Door Stop: Y - Yes, Qualification: U - UL Recognized | PUR | Product Type: C - PT Compartment, Max Voltage: 15kV, Rated Voltage: 8 - 14.4 kV, Compartment Position: A - Position A, D, or E, Insulation Type: 1 - Polyester, Transformer Arrangement: W - (3) 1-Fuse Wye, Secondary Disconnect: 1 - With Secondary, PT and Fuse Equipment: N - Without PT and Fuse, Door Type: C - MPL Assembly, Door Stop: Y - Yes, Qualification: U - UL Recognized | EA | EA |  | TRUE |  | P | B/W | DAYTON
133368 | 1 | 2 | States | Dayton | Hayley Fabian | TRUE | 2026-05-18T00:00:00 | 2026-12-07T00:00:00 | 2026-12-07T00:00:00 | 5 | 0 | 5 | 5364.48 | 48280.32 | 55369-6417 | USA | N45 | 1524 | ABB INC | 27511 | 931868T01 | Breaker Lift Truck Assembly - manually operated | PUR | Breaker Lift Truck Assembly - manually operated | EA | EA |  | TRUE |  | P | B/W | DAYTON
133368 | 1 | 1 | States | Dayton | Hayley Fabian | TRUE | 2026-05-18T00:00:00 | 2026-11-30T00:00:00 | 2026-11-30T00:00:00 | 4 | 0 | 4 | 5364.48 | 48280.32 | 55369-6417 | USA | N45 | 1524 | ABB INC | 27511 | 931868T01 | Breaker Lift Truck Assembly - manually operated | PUR | Breaker Lift Truck Assembly - manually operated | EA | EA |  | TRUE |  | P | B/W | DAYTON
132140 | 4 | 2 | States | Dayton | Hayley Fabian | TRUE | 2026-03-30T00:00:00 | 2026-09-11T00:00:00 | 2026-06-25T00:00:00 | 6 | 0 | 6 | 18019.75 | 216237 | 55369-6417 | USA | N60 | 1524 | ABB INC | 27511 | MA4Q116000000U00 | AMVAC; 4 - Model 4; A - Drawout; Q1 - 27kV, 1200A, 25kA, 2.5 Cycle; Control Scheme: 1 - Dual secondary disconnect (Standard); Control Voltage: 6 - 48VDC; Application Card: 0 - Standard; Undervoltage: 0 - Undervoltage trip disabled; Button Color: 0 - Standard (ANSI); UL: U - UL Recognized; Ground Contact: 0 - Ground pad stainless steel; Racking Mechanism: 0 - Manual Truck | PUR | AMVAC; 4 - Model 4; A - Drawout; Q1 - 27kV, 1200A, 25kA, 2.5 Cycle; Control Scheme: 1 - Dual secondary disconnect (Standard); Control Voltage: 6 - 48VDC; Application Card: 0 - Standard; Undervoltage: 0 - Undervoltage trip disabled; Button Color: 0 - Standard (ANSI); UL: U - UL Recognized; Ground Contact: 0 - Ground pad stainless steel; Racking Mechanism: 0 - Manual Truck | EA | EA |  | TRUE |  | P | B/W | DAYTON
132140 | 4 | 1 | States | Dayton | Hayley Fabian | TRUE | 2026-03-30T00:00:00 | 2026-09-11T00:00:00 | 2026-06-25T00:00:00 | 6 | 0 | 6 | 18019.75 | 216237 | 55369-6417 | USA | N60 | 1524 | ABB INC | 27511 | MA4Q116000000U00 | AMVAC; 4 - Model 4; A - Drawout; Q1 - 27kV, 1200A, 25kA, 2.5 Cycle; Control Scheme: 1 - Dual secondary disconnect (Standard); Control Voltage: 6 - 48VDC; Application Card: 0 - Standard; Undervoltage: 0 - Undervoltage trip disabled; Button Color: 0 - Standard (ANSI); UL: U - UL Recognized; Ground Contact: 0 - Ground pad stainless steel; Racking Mechanism: 0 - Manual Truck | PUR | AMVAC; 4 - Model 4; A - Drawout; Q1 - 27kV, 1200A, 25kA, 2.5 Cycle; Control Scheme: 1 - Dual secondary disconnect (Standard); Control Voltage: 6 - 48VDC; Application Card: 0 - Standard; Undervoltage: 0 - Undervoltage trip disabled; Button Color: 0 - Standard (ANSI); UL: U - UL Recognized; Ground Contact: 0 - Ground pad stainless steel; Racking Mechanism: 0 - Manual Truck | EA | EA |  | TRUE |  | P | B/W | DAYTON
132140 | 3 | 3 | States | Dayton | Hayley Fabian | TRUE | 2026-03-30T00:00:00 | 2027-02-22T00:00:00 | 2027-02-22T00:00:00 | 68 | 0 | 68 | 2868.18 | 390072.48 | 55369-6417 | USA | N60 | 1524 | ABB INC | 27511 | VK3P2764N00CCR3000 | ABB 27kV VERSARUPTER - 600A,K MECH, VK3P2764N00CCR3000 | PUR | ABB 27kV VERSARUPTER - 600A,K MECH, VK3P2764N00CCR3000 | EA | EA |  | TRUE |  | P | B/W | DAYTON
132140 | 3 | 2 | States | Dayton | Hayley Fabian | TRUE | 2026-03-30T00:00:00 | 2026-07-24T00:00:00 | 2026-07-24T00:00:00 | 20 | 0 | 20 | 2868.18 | 390072.48 | 55369-6417 | USA | N60 | 1524 | ABB INC | 27511 | VK3P2764N00CCR3000 | ABB 27kV VERSARUPTER - 600A,K MECH, VK3P2764N00CCR3000 | PUR | ABB 27kV VERSARUPTER - 600A,K MECH, VK3P2764N00CCR3000 | EA | EA |  | TRUE |  | P | B/W | DAYTON
132140 | 2 | 3 | States | Dayton | Hayley Fabian | TRUE | 2026-03-30T00:00:00 | 2026-06-26T00:00:00 | 2026-06-26T00:00:00 | 2 | 0 | 2 | 1330.53 | 11974.77 | 55369-6417 | USA | N60 | 1524 | ABB INC | 27511 | CL1YBC0000000U | Product Type: C - LV Compartment, Compartment Height: 1 - 19 Inch, Bottom IT Pans: Y - Yes, Door Type: C - 19 Inch ODNWI Assembly, Door Stop: Y - Yes, Qualification: U - UL Recognized | PUR | Product Type: C - LV Compartment, Compartment Height: 1 - 19 Inch, Bottom IT Pans: Y - Yes, Door Type: C - 19 Inch ODNWI Assembly, Door Stop: Y - Yes, Qualification: U - UL Recognized | EA | EA |  | TRUE |  | P | B/W | DAYTON
132140 | 2 | 2 | States | Dayton | Hayley Fabian | TRUE | 2026-03-30T00:00:00 | 2026-06-26T00:00:00 | 2026-06-26T00:00:00 | 2 | 0 | 2 | 1330.53 | 11974.77 | 55369-6417 | USA | N60 | 1524 | ABB INC | 27511 | CL1YBC0000000U | Product Type: C - LV Compartment, Compartment Height: 1 - 19 Inch, Bottom IT Pans: Y - Yes, Door Type: C - 19 Inch ODNWI Assembly, Door Stop: Y - Yes, Qualification: U - UL Recognized | PUR | Product Type: C - LV Compartment, Compartment Height: 1 - 19 Inch, Bottom IT Pans: Y - Yes, Door Type: C - 19 Inch ODNWI Assembly, Door Stop: Y - Yes, Qualification: U - UL Recognized | EA | EA |  | TRUE |  | P | B/W | DAYTON
132140 | 2 | 1 | States | Dayton | Hayley Fabian | TRUE | 2026-03-30T00:00:00 | 2026-06-26T00:00:00 | 2026-06-26T00:00:00 | 5 | 1 | 4 | 1330.53 | 11974.77 | 55369-6417 | USA | N60 | 1524 | ABB INC | 27511 | CL1YBC0000000U | Product Type: C - LV Compartment, Compartment Height: 1 - 19 Inch, Bottom IT Pans: Y - Yes, Door Type: C - 19 Inch ODNWI Assembly, Door Stop: Y - Yes, Qualification: U - UL Recognized | PUR | Product Type: C - LV Compartment, Compartment Height: 1 - 19 Inch, Bottom IT Pans: Y - Yes, Door Type: C - 19 Inch ODNWI Assembly, Door Stop: Y - Yes, Qualification: U - UL Recognized | EA | EA |  | TRUE |  | P | B/W | DAYTON
132140 | 1 | 2 | States | Dayton | Hayley Fabian | TRUE | 2026-03-30T00:00:00 | 2026-07-13T00:00:00 | 2026-07-09T00:00:00 | 3 | 0 | 3 | 22615.93 | 113079.65 | 55369-6417 | USA | N60 | 1524 | ABB INC | 27511 | CBRL52222BY000 | Product Type: CB - Breaker Compartment, Cell Interface: R - Roll On Floor, Types Rating: L - 38 kV, Bushing Type: 5 - 3000 A, Short Circuit Current: 2 - 25 kA, CTs Kits: 2 - 12 CTs per compartment, TOC Harness: 2 - 16 Contacts, Door Type: B - LH Door, Door Stop: Y - Yes, SmartRack: 0 - None | PUR | Product Type: CB - Breaker Compartment, Cell Interface: R - Roll On Floor, Types Rating: L - 38 kV, Bushing Type: 5 - 3000 A, Short Circuit Current: 2 - 25 kA, CTs Kits: 2 - 12 CTs per compartment, TOC Harness: 2 - 16 Contacts, Door Type: B - LH Door, Door Stop: Y - Yes, SmartRack: 0 - None | EA | EA |  | TRUE |  | P | B/W | DAYTON
133430 | 1 | 1 | States | Gardner Builders | Hayley Fabian | TRUE | 2026-05-20T00:00:00 | 2027-06-30T00:00:00 | 2027-06-30T00:00:00 | 4 | 0 | 4 | 1504.2 | 6016.8 | 55123 | USA | N45 | 1524 | ABB INC | 27511 | 4NWA7000321568A | MegaFlex Seismic Bracket | PUR | MegaFlex Seismic Bracket | EA | EA |  | TRUE |  | P | B/W | 100
133430 | 2 | 1 | States | Gardner Builders | Hayley Fabian | TRUE | 2026-05-20T00:00:00 | 2027-06-30T00:00:00 | 2027-06-30T00:00:00 | 32 | 0 | 32 | 31695.62 | 1014259.84 | 55123 | USA | N45 | 1524 | ABB INC | 27511 | 4NWP104024R36U2, 8 LiBC/UPS | Samsung 136S Lithium Battery Cabinets/UPS: - High cycle / High Power Density - UL9540/UL9540A Listed - Top Cable Entry - DC Breaker in each battery cabinet - DIM/BC: 25.5 in W x 21 in D x 87 in H; - Approx Weight/BC: 1125 lbs - Battery runtime: 7 minn BOL / 5 min EOL for 1579 kWb battery loads | PUR | Samsung 136S Lithium Battery Cabinets/UPS: - High cycle / High Power Density - UL9540/UL9540A Listed - Top Cable Entry - DC Breaker in each battery cabinet - DIM/BC: 25.5 in W x 21 in D x 87 in H; - Approx Weight/BC: 1125 lbs - Battery runtime: 7 minn BOL / 5 min EOL for 1579 kWb battery loads | EA | EA |  | TRUE |  | P | B/W | 100
133430 | 3 | 1 | States | Gardner Builders | Hayley Fabian | TRUE | 2026-05-20T00:00:00 | 2027-06-30T00:00:00 | 2027-06-30T00:00:00 | 4 | 0 | 4 | 317079.24 | 1268316.96 | 55123 | USA | N45 | 1524 | ABB INC | 27511 | 4NWP106511R0002 | MegaFlex 1.5MW UPS 480V 60Hz: Static Bypass - 100% rated continuous duty; Cabinet color: RAL 9005 (black); Single or dual AC feed; Short circuit withstand rating: 100kAIC; Input Voltage: 480V 3-Phase + Gnd , +/- 15% voltage tolerance, Frequency: 60Hz +/- 10%, PF = 0.99; Output: 480V, 3W + Gnd, Frequency: 60Hz & PF = 1.0; Efficiency: Up to 97% Double Conversion (VFI) & Up to 99% eBoost mode (VFD); Compatible Battery Technologies: LiB, NiZn, VRLA | PUR | MegaFlex 1.5MW UPS 480V 60Hz: Static Bypass - 100% rated continuous duty; Cabinet color: RAL 9005 (black); Single or dual AC feed; Short circuit withstand rating: 100kAIC; Input Voltage: 480V 3-Phase + Gnd , +/- 15% voltage tolerance, Frequency: 60Hz +/- 10%, PF = 0.99; Output: 480V, 3W + Gnd, Frequency: 60Hz & PF = 1.0; Efficiency: Up to 97% Double Conversion (VFI) & Up to 99% eBoost mode (VFD); Compatible Battery Technologies: LiB, NiZn, VRLA | EA | EA |  | TRUE |  | P | B/W | 100
133430 | 5 | 1 | States | Gardner Builders | Hayley Fabian | TRUE | 2026-05-20T00:00:00 | 2027-06-30T00:00:00 | 2027-06-30T00:00:00 | 28 | 0 | 28 | 1653.75 | 46305 | 55123 | USA | N45 | 1524 | ABB INC | 27511 | 4NWR002204 | IntraPack Part No.: F012384-A02, Secondary top hat, Samsung Lithium-Ion UL9540A battery cabinet includes: - Cable management for Positive, Negative and Frame Ground Cables - Removable Front and Top Gland Plates - Paint color: Black | PUR | IntraPack Part No.: F012384-A02, Secondary top hat, Samsung Lithium-Ion UL9540A battery cabinet includes: - Cable management for Positive, Negative and Frame Ground Cables - Removable Front and Top Gland Plates - Paint color: Black | EA | EA |  | TRUE |  | P | B/W | 100
133430 | 6 | 1 | States | Gardner Builders | Hayley Fabian | TRUE | 2026-05-20T00:00:00 | 2027-06-30T00:00:00 | 2027-06-30T00:00:00 | 4 | 0 | 4 | 3252.38 | 13009.52 | 55123 | USA | N45 | 1524 | ABB INC | 27511 | 4NWR002253 | IntraPack Part No.: F012382-A02, Standard Primary top hat, Samsung Lithium-Ion UL9540A battery cabinet includes: - Cable management for Positive, Negative and Frame Ground Cables - Removable Front and Top Gland Plates - Paint color: Black - Data logger provided by ABB | PUR | IntraPack Part No.: F012382-A02, Standard Primary top hat, Samsung Lithium-Ion UL9540A battery cabinet includes: - Cable management for Positive, Negative and Frame Ground Cables - Removable Front and Top Gland Plates - Paint color: Black - Data logger provided by ABB | EA | EA |  | TRUE |  | P | B/W | 100
133430 | 7 | 1 | States | Gardner Builders | Hayley Fabian | TRUE | 2026-05-20T00:00:00 | 2027-06-30T00:00:00 | 2027-06-30T00:00:00 | 4 | 0 | 4 | 13880.48 | 55521.92 | 55123 | USA | N45 | 1524 | ABB INC | 27511 | 79-5000-00000047 | 4000A DC Junction Cabinet: - NEMA-1 enclosure - Dim: 30"W x 24"D x 87"H - Front access; - Installed end cap of battery lineup closer to UPS I/O section - Accommodates up to 10 DC battery cabinet landings - Installed by contractor - see ABB installation drawing; | PUR | 4000A DC Junction Cabinet: - NEMA-1 enclosure - Dim: 30"W x 24"D x 87"H - Front access; - Installed end cap of battery lineup closer to UPS I/O section - Accommodates up to 10 DC battery cabinet landings - Installed by contractor - see ABB installation drawing; | EA | EA |  | TRUE |  | P | B/W | 100
133430 | 8 | 1 | States | Gardner Builders | Hayley Fabian | TRUE | 2026-05-20T00:00:00 | 2027-06-30T00:00:00 | 2027-06-30T00:00:00 | 8 | 0 | 8 | 1750.5 | 14004 | 55123 | USA | N45 | 1524 | ABB INC | 27511 | 7GSP017351R0001 | CIC Communication Card | PUR | CIC Communication Card | EA | EA |  | TRUE |  | P | B/W | 100
133430 | 9 | 1 | States | Gardner Builders | Hayley Fabian | TRUE | 2026-05-20T00:00:00 | 2027-06-30T00:00:00 | 2027-06-30T00:00:00 | 4 | 0 | 4 | 4000 | 32000 | 55123 | USA | N45 | 1524 | ABB INC | 27511 | FREIGHT_RIC | Freight: Incoterm FCA Factory - Freight allowed | PUR | Freight: Incoterm FCA Factory - Freight allowed | EA | EA |  | TRUE |  | P | B/W | 100
133430 | 9 | 2 | States | Gardner Builders | Hayley Fabian | TRUE | 2026-05-20T00:00:00 | 2027-06-30T00:00:00 | 2027-06-30T00:00:00 | 4 | 0 | 4 | 4000 | 32000 | 55123 | USA | N45 | 1524 | ABB INC | 27511 | FREIGHT_RIC | Freight: Incoterm FCA Factory - Freight allowed | PUR | Freight: Incoterm FCA Factory - Freight allowed | EA | EA |  | TRUE |  | P | B/W | 100
133430 | 10 | 1 | States | Gardner Builders | Hayley Fabian | TRUE | 2026-05-20T00:00:00 | 2027-06-30T00:00:00 | 2027-06-30T00:00:00 | 4 | 0 | 4 | 9500 | 38000 | 55123 | USA | N45 | 1524 | ABB INC | 27511 | FSULITHI136X8P1 | Level-3 Startup of Lithium-Ion Batteries Note: Installation & connecting of batteries in the cabinets are by others (per adder above) | PUR | Level-3 Startup of Lithium-Ion Batteries Note: Installation & connecting of batteries in the cabinets are by others (per adder above) | EA | EA |  | TRUE |  | P | B/W | 100
133430 | 11 | 1 | States | Gardner Builders | Hayley Fabian | TRUE | 2026-05-20T00:00:00 | 2027-06-30T00:00:00 | 2027-06-30T00:00:00 | 4 | 0 | 4 | 14250 | 57000 | 55123 | USA | N45 | 1524 | ABB INC | 27511 | FSUMEG1600P1 | Level-3 Startup of MegaFlex UPS | PUR | Level-3 Startup of MegaFlex UPS | EA | EA |  | TRUE |  | P | B/W | 100
133430 | 12 | 1 | States | Gardner Builders | Hayley Fabian | TRUE | 2026-05-20T00:00:00 | 2027-06-30T00:00:00 | 2027-06-30T00:00:00 | 1 | 0 | 1 | 4750 | 4750 | 55123 | USA | N45 | 1524 | ABB INC | 27511 | MOBILIZATION_UPS | Mobilization for UPS Pkg (assume startup at same time for both UPS's) | PUR | Mobilization for UPS Pkg (assume startup at same time for both UPS's) | EA | EA |  | TRUE |  | P | B/W | 100
133430 | 13 | 1 | States | Gardner Builders | Hayley Fabian | TRUE | 2026-05-20T00:00:00 | 2027-06-30T00:00:00 | 2027-06-30T00:00:00 | 1 | 0 | 1 | 4750 | 4750 | 55123 | USA | N45 | 1524 | ABB INC | 27511 | MOBILIZATION_UPS PKG | Mobilization for UPS Pkg (for L4/L5/L6T Tasks) | PUR | Mobilization for UPS Pkg (for L4/L5/L6T Tasks) | EA | EA |  | TRUE |  | P | B/W | 100
133430 | 14 | 1 | States | Gardner Builders | Hayley Fabian | TRUE | 2026-05-20T00:00:00 | 2027-06-30T00:00:00 | 2027-06-30T00:00:00 | 8 | 0 | 8 | 4750 | 38000 | 55123 | USA | N45 | 1524 | ABB INC | 27511 | S-CM1_UPS 3.5.B | Spec 263353, Par 3.5.B Level-4 Performance Testing per system Par 3.5.B: 2 days onsite (Deviate from 10 to 2 days per Customer Request) | PUR | Spec 263353, Par 3.5.B Level-4 Performance Testing per system Par 3.5.B: 2 days onsite (Deviate from 10 to 2 days per Customer Request) | EA | EA |  | TRUE |  | P | B/W | 100
133430 | 15 | 1 | States | Gardner Builders | Hayley Fabian | TRUE | 2026-05-20T00:00:00 | 2027-06-30T00:00:00 | 2027-06-30T00:00:00 | 8 | 0 | 8 | 4750 | 38000 | 55123 | USA | N45 | 1524 | ABB INC | 27511 | S-CM1_UPS 3.5.D | (Customer to decide) Spec 263353, Par 3.5.D Level-4 Performance Testing per system Par 3.5.D: Exploratory period - 1st 2 days onsite Note: Customer to decide if this step is necessary | PUR | (Customer to decide) Spec 263353, Par 3.5.D Level-4 Performance Testing per system Par 3.5.D: Exploratory period - 1st 2 days onsite Note: Customer to decide if this step is necessary | EA | EA |  | TRUE |  | P | B/W | 100
133430 | 16 | 1 | States | Gardner Builders | Hayley Fabian | TRUE | 2026-05-20T00:00:00 | 2027-06-30T00:00:00 | 2027-06-30T00:00:00 | 2 | 0 | 2 | 4750 | 9500 | 55123 | USA | N45 | 1524 | ABB INC | 27511 | SERVICEFLATRATE | Level-3 Startup: Additional startup time - interfacing with and checking of Maintenance Bypass Switchboards (not actual SU of MBC or MBS) | PUR | Level-3 Startup: Additional startup time - interfacing with and checking of Maintenance Bypass Switchboards (not actual SU of MBC or MBS) | EA | EA |  | TRUE |  | P | B/W | 100
133430 | 17 | 1 | States | Gardner Builders | Hayley Fabian | TRUE | 2026-05-20T00:00:00 | 2027-06-30T00:00:00 | 2027-06-30T00:00:00 | 16 | 0 | 16 | 4750 | 76000 | 55123 | USA | N45 | 1524 | ABB INC | 27511 | SERVICEFLATRATE Spec | Spec 263353.1, Par 3.2.B - Battery installation by UPS Manufacturer | PUR | Spec 263353.1, Par 3.2.B - Battery installation by UPS Manufacturer | EA | EA |  | TRUE |  | P | B/W | 100
133430 | 18 | 1 | States | Gardner Builders | Hayley Fabian | TRUE | 2026-05-20T00:00:00 | 2027-06-30T00:00:00 | 2027-06-30T00:00:00 | 8 | 0 | 8 | 1300 | 10400 | 55123 | USA | N45 | 1524 | ABB INC | 27511 | SERVICEFLATRATE-8HR | Provide 8 hours response time ($1300/annual rate) | PUR | Provide 8 hours response time ($1300/annual rate) | EA | EA |  | TRUE |  | P | B/W | 100
133430 | 19 | 1 | States | Gardner Builders | Hayley Fabian | TRUE | 2026-05-20T00:00:00 | 2027-06-30T00:00:00 | 2027-06-30T00:00:00 | 4 | 0 | 4 | 4750 | 19000 | 55123 | USA | N45 | 1524 | ABB INC | 27511 | S-IST | (1 day/UPS is recommended) Spec 263353, Par 3.6A Level-5 Integration System Testing (IST) (1 day included + daily rate applied if exceeds) | PUR | (1 day/UPS is recommended) Spec 263353, Par 3.6A Level-5 Integration System Testing (IST) (1 day included + daily rate applied if exceeds) | EA | EA |  | TRUE |  | P | B/W | 100
133430 | 20 | 1 | States | Gardner Builders | Hayley Fabian | TRUE | 2026-05-20T00:00:00 | 2027-06-30T00:00:00 | 2027-06-30T00:00:00 | 1 | 0 | 1 | 4750 | 4750 | 55123 | USA | N45 | 1524 | ABB INC | 27511 | S-OST | Par 3.4.K - Onsite Training after startup/commissioning completion, contiguous US only (1 day / site + daily rate applied if exceeds) | PUR | Par 3.4.K - Onsite Training after startup/commissioning completion, contiguous US only (1 day / site + daily rate applied if exceeds) | EA | EA |  | TRUE |  | P | B/W | 100
133430 | 21 | 1 | States | Gardner Builders | Hayley Fabian | TRUE | 2026-05-20T00:00:00 | 2027-06-30T00:00:00 | 2027-06-30T00:00:00 | 4 | 0 | 4 | 6441.69 | 25766.76 | 55123 | USA | N45 | 1524 | ABB INC | 27511 | UPS-FOBDEST | FCA Destination Charges Included | PUR | FCA Destination Charges Included | EA | EA |  | TRUE |  | P | B/W | 100
133430 | 22 | 1 | States | Gardner Builders | Hayley Fabian | TRUE | 2026-05-20T00:00:00 | 2027-06-30T00:00:00 | 2027-06-30T00:00:00 | 4 | 0 | 4 | 5682.78 | 22731.12 | 55123 | USA | N45 | 1524 | ABB INC | 27511 | UPS-FOBDEST_ | FCA Destination Charges Included | PUR | FCA Destination Charges Included | EA | EA |  | TRUE |  | P | B/W | 100
133430 | 23 | 1 | States | Gardner Builders | Hayley Fabian | TRUE | 2026-05-20T00:00:00 | 2027-06-30T00:00:00 | 2027-06-30T00:00:00 | 4 | 0 | 4 | 34500 | 138000 | 55123 | USA | N45 | 1524 | ABB INC | 27511 | WARMEG-2.2 | Provide 2 year extended warranty with annual PM of UPS & batteries | PUR | Provide 2 year extended warranty with annual PM of UPS & batteries | EA | EA |  | TRUE |  | P | B/W | 100
133586 | 9 | 1 | States | Oppidan Ashland | Hayley Fabian | TRUE | 2026-05-22T00:00:00 | 2027-04-01T00:00:00 |  | 1 | 0 | 1 | 130100 | 130100 | 23005 | USA | N45 | 1524 | ABB INC | 27511 | Supplementary Item - Extended Warranty | 2 Year Extended Warranty w/1 PM QTY (6) 1200A STS Units | PUR | 2 Year Extended Warranty w/1 PM QTY (6) 1200A STS Units | EA | EA |  | FALSE |  | P | B/W | 100
133586 | 1 | 1 | States | Oppidan Ashland | Hayley Fabian | TRUE | 2026-05-22T00:00:00 | 2027-04-01T00:00:00 |  | 24 | 0 | 24 | 95892 | 2301408 | 23005 | USA | N45 | 1524 | ABB INC | 27511 | SuperSwitch 4 (DSTS) | 1200A, 480V, DSTS (SS4) | PUR | 1200A, 480V, DSTS (SS4) | EA | EA |  | FALSE |  | P | B/W | 100
133586 | 2 | 1 | States | Oppidan Ashland | Hayley Fabian | TRUE | 2026-05-22T00:00:00 | 2027-04-01T00:00:00 |  | 24 | 0 | 24 | 10243 | 245832 | 23005 | USA | N45 | 1524 | ABB INC | 27511 | 1200A 24" Front Access Sidecar | SuperSwitch 4 - 1200A 24" Front Access Sidecar | PUR | SuperSwitch 4 - 1200A 24" Front Access Sidecar | EA | EA |  | FALSE |  | P | B/W | 100
133586 | 3 | 1 | States | Oppidan Ashland | Hayley Fabian | TRUE | 2026-05-22T00:00:00 | 2027-04-01T00:00:00 |  | 24 | 0 | 24 | 390 | 9360 | 23005 | USA | N45 | 1524 | ABB INC | 27511 | 800A-1200A Vented Kickplates | SuperSwitch 4 - 800A-1200A Vented Kickplates | PUR | SuperSwitch 4 - 800A-1200A Vented Kickplates | EA | EA |  | FALSE |  | P | B/W | 100
133586 | 4 | 1 | States | Oppidan Ashland | Hayley Fabian | TRUE | 2026-05-22T00:00:00 | 2027-04-01T00:00:00 |  | 12 | 0 | 12 | 4450 | 53400 | 23005 | USA | N45 | 1524 | ABB INC | 27511 | Services - Start-up Service | On-site Service Per Day (not to exceed 3 days), M-F 8am-5pm | PUR | On-site Service Per Day (not to exceed 12 days), M-F 8am-5pm | EA | EA |  | FALSE |  | P | B/W | 100
133586 | 5 | 1 | States | Oppidan Ashland | Hayley Fabian | TRUE | 2026-05-22T00:00:00 | 2027-04-01T00:00:00 |  | 4 | 0 | 4 | 4255 | 17020 | 23005 | USA | N45 | 1524 | ABB INC | 27511 | Other Services - Level 4 | Level 4 Performancy Testing - (4) Days(s) | PUR | Level 4 Performancy Testing - (4) Days(s) | EA | EA |  | FALSE |  | P | B/W | 100
133586 | 6 | 1 | States | Oppidan Ashland | Hayley Fabian | TRUE | 2026-05-22T00:00:00 | 2027-04-01T00:00:00 |  | 1 | 0 | 1 | 4255 | 4255 | 23005 | USA | N45 | 1524 | ABB INC | 27511 | Other Services - Integration Testing | Integration Testing - (1) Day(s) | PUR | Integration Testing - (1) Day(s) | EA | EA |  | FALSE |  | P | B/W | 100
133586 | 7 | 1 | States | Oppidan Ashland | Hayley Fabian | TRUE | 2026-05-22T00:00:00 | 2027-04-01T00:00:00 |  | 3 | 0 | 3 | 4500 | 13500 | 23005 | USA | N45 | 1524 | ABB INC | 27511 | Other Services - Mobilization | Mobilization - (3) Visit(s) | PUR | Mobilization - (3) Visit(s) | EA | EA |  | FALSE |  | P | B/W | 100
133586 | 8 | 1 | States | Oppidan Ashland | Hayley Fabian | TRUE | 2026-05-22T00:00:00 | 2027-04-01T00:00:00 |  | 144 | 0 | 144 | 57 | 8208 | 23005 | USA | N45 | 1524 | ABB INC | 27511 | Supplementary Item - STS | STS Pedestals | PUR | STS Pedestals | EA | EA |  | FALSE |  | P | B/W | 100
134109 | 1 | 1 | States | Dayton | Hayley Fabian | TRUE | 2026-06-15T00:00:00 | 2026-09-01T00:00:00 | 2026-09-01T00:00:00 | 1 | 0 | 1 | 3155.58 | 3155.58 | 55369-6417 | USA | N45 | 1524 | ABB INC | 27511 | OXA60U3S4QB | Automatic Transfer Switch, TruONE Open Touch (L4), OXA160U3S4QB (1SCA153295R1001) Mission Critical Automatic Transfer Switch 60 A, 200-480 V, 3 Phase, Open Transition Level 4 (Touch) Controller, Switched Neutral, 4 Pole Bottom Cable Entry (Source on Bottom, Load on Top) UL 1008 listed up To 480VAC at 50/60HzOptions OZXA-24/4P - 14-2/O AWG 4 pcs (OZXA-24-4P)OZXA-24/4P OZXA-100/4P - 14-2/O AWG 4 pcs (OZXA-100-4P) OZXA-100/4P 1 Phase Barrier, UL400-1200 A, 4P, 6Pc (1SCA150202R1001)OXEB1600/6 1HMI Protective Cover, UL30-1200 A SCA147308R1001)OXEC21 2Auxiliary Contact, 1NC (1SCA022456R7410) OA3G01 2Auxiliary Contact, 1NO (1SCA022353R4970) OA1G10 1Ekip Com Ethernet/IP (1SDA074155R1) ZEAETHRNT 1 Ekip Com Modbus TCP-OX (1SDA074151R1) ZEAMODTCP 1 Auxiliary Power Module, 12-24 VDC (1SCA148926R1001) OXEA1 | PUR | Automatic Transfer Switch, TruONE Open Touch (L4), OXA160U3S4QB (1SCA153295R1001) Mission Critical Automatic Transfer Switch 60 A, 200-480 V, 3 Phase, Open Transition Level 4 (Touch) Controller, Switched Neutral, 4 Pole Bottom Cable Entry (Source on Bottom, Load on Top) UL 1008 listed up To 480VAC at 50/60HzOptions OZXA-24/4P - 14-2/O AWG 4 pcs (OZXA-24-4P)OZXA-24/4P OZXA-100/4P - 14-2/O AWG 4 pcs (OZXA-100-4P) OZXA-100/4P 1 Phase Barrier, UL400-1200 A, 4P, 6Pc (1SCA150202R1001)OXEB1600/6 1HMI Protective Cover, UL30-1200 A SCA147308R1001)OXEC21 2Auxiliary Contact, 1NC (1SCA022456R7410) OA3G01 2Auxiliary Contact, 1NO (1SCA022353R4970) OA1G10 1Ekip Com Ethernet/IP (1SDA074155R1) ZEAETHRNT 1 Ekip Com Modbus TCP-OX (1SDA074151R1) ZEAMODTCP 1 Auxiliary Power Module, 12-24 VDC (1SCA148926R1001) OXEA1 | EA | EA |  | TRUE |  | P | B/W | DAYTON
132285 | 1 | 1 | States | Dayton | Hayley Fabian | TRUE | 2026-04-07T00:00:00 | 2026-12-22T00:00:00 | 2026-12-22T00:00:00 | 1 | 0 | 1 | 22200 | 22200 | 55369-6417 | USA | N45 | 1524 | ABB INC | 27511 | Level 4 & 5 Onsite testing for ABB UPS & STS | Category: --- Identifier: --- Level 4 & 5 Onsite testing for ABB UPS & STS ---------------------------------- - Enclosure Rating: --- - System voltage: --- - Bus amperage: --- - Short Circuit Rating: --- - Sections: --- 0 | PUR | "Category: --- Identifier: --- Level 4 & 5 Onsite testing for ABB UPS & STS ---------------------------------- - Enclosure Rating: --- - System voltage: --- - Bus amperage: --- - Short Circuit Rating: --- - Sections: --- 0" | EA | EA |  | TRUE |  | P | B/W
132286 | 1 | 1 | States | Dayton | Hayley Fabian | TRUE | 2026-04-07T00:00:00 | 2026-12-22T00:00:00 | 2026-12-22T00:00:00 | 1 | 0 | 1 | 22200 | 22200 | 55369-6417 | USA | N45 | 1524 | ABB INC | 27511 | Level 4 & 5 Onsite testing for ABB UPS & STS | Category: --- Identifier: --- Level 4 & 5 Onsite testing for ABB UPS & STS ---------------------------------- - Enclosure Rating: --- - System voltage: --- - Bus amperage: --- - Short Circuit Rating: --- - Sections: --- 0 | PUR | "Category: --- Identifier: --- Level 4 & 5 Onsite testing for ABB UPS & STS ---------------------------------- - Enclosure Rating: --- - System voltage: --- - Bus amperage: --- - Short Circuit Rating: --- - Sections: --- 0" | EA | EA |  | TRUE |  | P | B/W
133073 | 1 | 1 | States | Dayton | Hayley Fabian | TRUE | 2026-05-07T00:00:00 | 2026-08-18T00:00:00 | 2026-08-18T00:00:00 | 34 | 0 | 34 | 1424.25 | 48424.5 | 55369-6417 | USA | N45 | 1524 | ABB INC | 27511 | CL1YBY0000000U | Product Type: C - LV Compartment, Compartment Height: 1 - 19 Inch, Bottom IT Pans: Y - Yes, Door Type: B - 38 Inch MPL Assembly, Door Stop: Y - Yes, Qualification: U - UL Recognized | PUR | Product Type: C - LV Compartment, Compartment Height: 1 - 19 Inch, Bottom IT Pans: Y - Yes, Door Type: B - 38 Inch MPL Assembly, Door Stop: Y - Yes, Qualification: U - UL Recognized | EA | EA |  | TRUE |  | P | B/W | dayton
133073 | 2 | 1 | States | Dayton | Hayley Fabian | TRUE | 2026-05-07T00:00:00 | 2026-08-18T00:00:00 | 2026-08-18T00:00:00 | 34 | 0 | 34 | 2405.4 | 81783.6 | 55369-6417 | USA | N45 | 1524 | ABB INC | 27511 | CL3YBY0000000U | Product Type: C - LV Compartment, Compartment Height: 3 - 57 Inch, Bottom IT Pans: Y - Yes, Door Type: B - 57 Inch MPL Assembly, Door Stop: Y - Yes, Qualification: U - UL Recognized | PUR | Product Type: C - LV Compartment, Compartment Height: 3 - 57 Inch, Bottom IT Pans: Y - Yes, Door Type: B - 57 Inch MPL Assembly, Door Stop: Y - Yes, Qualification: U - UL Recognized | EA | EA |  | TRUE |  | P | B/W | DAYTON
133073 | 4 | 1 | States | Dayton | Hayley Fabian | TRUE | 2026-05-07T00:00:00 | 2026-07-10T00:00:00 | 2026-07-10T00:00:00 | 3 | 0 | 3 | 111.95 | 335.85 | 55369-6417 | USA | N45 | 1524 | ABB INC | 27511 | 1VL5300752R1101 | AR4 red adapter 0.2m, I+U with 2x female RJ45 to 1 male RJ45 | PUR | AR4 red adapter 0.2m, I+U with 2x female RJ45 to 1 male RJ45 | EA | EA |  | TRUE |  | P | B/W | DAYTON
131112 | 2 | 1 | States | Dayton | Hayley Fabian | TRUE | 2026-02-05T00:00:00 | 2026-09-03T00:00:00 | 2026-09-03T00:00:00 | 16 | 0 | 16 | 4417.27 | 70676.32 | 55369 | USA | N45 | 1524 | ABB INC | 27511 | BTO ATS 30A-260A w/ DX Cooling | Category: --- LV - Other --- Identifier: --- BTO ATS 30A-260A w/ DX Cooling ---------------------------------- - Enclosure Rating: --- - System voltage: --- - Bus amperage: --- - Short Circuit Rating: --- - Sections: --- 0 | PUR | "Category: --- LV - Other --- Identifier: --- BTO ATS 30A-260A w/ DX Cooling ---------------------------------- - Enclosure Rating: --- - System voltage: --- - Bus amperage: --- - Short Circuit Rating: --- - Sections: --- 0" | EA | EA |  | TRUE |  | P | B/W | 100
131112 | 1 | 1 | States | Dayton | Hayley Fabian | TRUE | 2026-02-05T00:00:00 | 2026-09-03T00:00:00 | 2026-09-03T00:00:00 | 16 | 0 | 16 | 8036.62 | 128585.92 | 55369 | USA | N45 | 1524 | ABB INC | 27511 | BTO ATS 400A-600A w/ DX Cooling | Category: --- LV - Other --- Identifier: --- BTO ATS 400A-600A w/ DX Cooling ---------------------------------- - Enclosure Rating: --- - System voltage: --- - Bus amperage: --- - Short Circuit Rating: --- - Sections: --- 0 | PUR | "Category: --- LV - Other --- Identifier: --- BTO ATS 400A-600A w/ DX Cooling ---------------------------------- - Enclosure Rating: --- - System voltage: --- - Bus amperage: --- - Short Circuit Rating: --- - Sections: --- 0" | EA | EA |  | TRUE |  | P | B/W | 100
133983 | 1 | 1 | States | Dayton | Hayley Fabian | TRUE | 2026-06-10T00:00:00 | 2026-08-19T00:00:00 | 2026-08-19T00:00:00 | 2 | 0 | 2 | 211.65 | 423.3 | 55369-6417 | USA | N45 | 1524 | ABB INC | 27511 | 129A539G01 | 129A539G01 ABB TEST SWITCHES | PUR | 129A539G01 ABB TEST SWITCHES | EA | EA |  | TRUE |  | P | B/W | Dayton
133893 | 1 | 1 | States | Dayton | Hayley Fabian | TRUE | 2026-06-05T00:00:00 | 2026-08-07T00:00:00 | 2026-08-07T00:00:00 | 2 | 0 | 2 | 190.14 | 380.28 | 55369-6417 | USA | N45 | 1524 | ABB INC | 27511 | XT1SQ3090AFF000XXX | XT1S 125 TMF 90-900 3P F F UL/CSA100 | MEC | XT1S 125 TMF 90-900 3P F F UL/CSA100 | EA | EA |  | TRUE |  | P | B/W | DAYTON
133443 | 1 | 1 | States | EE Reed | Hayley Fabian | TRUE | 2026-05-20T00:00:00 | 2027-09-30T00:00:00 | 2027-09-30T00:00:00 | 16 | 0 | 16 | 10243 | 163888 | 29847 | USA | N45 | 1524 | ABB INC | 27511 | 1200A 24" Front Access Sidecar | SuperSwitch 4 - 1200A 24" Front Access Sidecar | PUR | SuperSwitch 4 - 1200A 24" Front Access Sidecar | EA | EA |  | TRUE |  | P | B/W | 100
133443 | 2 | 1 | States | EE Reed | Hayley Fabian | TRUE | 2026-05-20T00:00:00 | 2027-09-30T00:00:00 | 2027-09-30T00:00:00 | 16 | 0 | 16 | 390 | 6240 | 29847 | USA | N45 | 1524 | ABB INC | 27511 | 800A-1200A Vented Kickplates | SuperSwitch 4 - 800A-1200A Vented Kickplates | PUR | SuperSwitch 4 - 800A-1200A Vented Kickplates | EA | EA |  | TRUE |  | P | B/W | 100
133443 | 3 | 1 | States | EE Reed | Hayley Fabian | TRUE | 2026-05-20T00:00:00 | 2027-09-30T00:00:00 | 2027-09-30T00:00:00 | 1 | 0 | 1 | 4255 | 4255 | 29847 | USA | N45 | 1524 | ABB INC | 27511 | Other Services - Integration Testing | Integration Testing - (1) Day(s) | PUR | Integration Testing - (1) Day(s) | EA | EA |  | TRUE |  | P | B/W | 100
133443 | 4 | 1 | States | EE Reed | Hayley Fabian | TRUE | 2026-05-20T00:00:00 | 2027-09-30T00:00:00 | 2027-09-30T00:00:00 | 4 | 0 | 4 | 4255 | 17020 | 29847 | USA | N45 | 1524 | ABB INC | 27511 | Other Services - Level 4 | Level 4 Performancy Testing - (4) Days(s) | PUR | Level 4 Performancy Testing - (4) Days(s) | EA | EA |  | TRUE |  | P | B/W | 100
133443 | 5 | 1 | States | EE Reed | Hayley Fabian | TRUE | 2026-05-20T00:00:00 | 2027-09-30T00:00:00 | 2027-09-30T00:00:00 | 3 | 0 | 3 | 4500 | 13500 | 29847 | USA | N45 | 1524 | ABB INC | 27511 | Other Services - Mobilization | Mobilization - (3) Visit(s) | PUR | Mobilization - (3) Visit(s) | EA | EA |  | TRUE |  | P | B/W | 100
133443 | 6 | 1 | States | EE Reed | Hayley Fabian | TRUE | 2026-05-20T00:00:00 | 2027-09-30T00:00:00 | 2027-09-30T00:00:00 | 8 | 0 | 8 | 4450 | 35600 | 29847 | USA | N45 | 1524 | ABB INC | 27511 | Services - Start-up Service | On-site Service Per Day (not to exceed 3 days), M-F 8am-5pm | PUR | On-site Service Per Day (not to exceed 3 days), M-F 8am-5pm | EA | EA |  | TRUE |  | P | B/W | 100
133443 | 7 | 1 | States | EE Reed | Hayley Fabian | TRUE | 2026-05-20T00:00:00 | 2027-09-30T00:00:00 | 2027-09-30T00:00:00 | 16 | 0 | 16 | 95892 | 1534272 | 29847 | USA | N45 | 1524 | ABB INC | 27511 | SuperSwitch 4 (DSTS) | 1200A, 480V, DSTS (SS4) | PUR | 1200A, 480V, DSTS (SS4) | EA | EA |  | TRUE |  | P | B/W | 100
133443 | 8 | 1 | States | EE Reed | Hayley Fabian | TRUE | 2026-05-20T00:00:00 | 2027-09-30T00:00:00 | 2027-09-30T00:00:00 | 96 | 0 | 96 | 57 | 5472 | 29847 | USA | N45 | 1524 | ABB INC | 27511 | Supplementary Item - STS | STS Pedestals | PUR | STS Pedestals | EA | EA |  | TRUE |  | P | B/W | 100
133443 | 9 | 1 | States | EE Reed | Hayley Fabian | TRUE | 2026-05-20T00:00:00 | 2027-09-30T00:00:00 | 2027-09-30T00:00:00 | 1 | 0 | 1 | 86732 | 86732 | 29847 | USA | N45 | 1524 | ABB INC | 27511 | Supplementary Item - Extended Warranty | 2 Year Extended Warranty w/1 PM QTY (6) 1200A STS Units | PUR | 2 Year Extended Warranty w/1 PM QTY (16) 1200A STS Units | EA | EA |  | TRUE |  | P | B/W | 100
133446 | 1 | 1 | States | Gardner Builders | Hayley Fabian | TRUE | 2026-05-20T00:00:00 | 2027-06-30T00:00:00 | 2027-06-30T00:00:00 | 16 | 0 | 16 | 10243 | 163888 | 55123 | USA | N45 | 1524 | ABB INC | 27511 | 1200A 24" Front Access Sidecar | SuperSwitch 4 - 1200A 24" Front Access Sidecar | PUR | SuperSwitch 4 - 1200A 24" Front Access Sidecar | EA | EA |  | FALSE |  | P | B/W | 100
133446 | 2 | 1 | States | Gardner Builders | Hayley Fabian | TRUE | 2026-05-20T00:00:00 | 2027-06-30T00:00:00 | 2027-06-30T00:00:00 | 16 | 0 | 16 | 390 | 6240 | 55123 | USA | N45 | 1524 | ABB INC | 27511 | 800A-1200A Vented Kickplates | SuperSwitch 4 - 800A-1200A Vented Kickplates | PUR | SuperSwitch 4 - 800A-1200A Vented Kickplates | EA | EA |  | FALSE |  | P | B/W | 100
133446 | 3 | 1 | States | Gardner Builders | Hayley Fabian | TRUE | 2026-05-20T00:00:00 | 2027-06-30T00:00:00 | 2027-06-30T00:00:00 | 1 | 0 | 1 | 4255 | 4255 | 55123 | USA | N45 | 1524 | ABB INC | 27511 | Other Services - Integration Testing | Integration Testing - (1) Day(s) | PUR | Integration Testing - (1) Day(s) | EA | EA |  | FALSE |  | P | B/W | 100
133446 | 4 | 1 | States | Gardner Builders | Hayley Fabian | TRUE | 2026-05-20T00:00:00 | 2027-06-30T00:00:00 | 2027-06-30T00:00:00 | 4 | 0 | 4 | 4255 | 17020 | 55123 | USA | N45 | 1524 | ABB INC | 27511 | Other Services - Level 4 | Level 4 Performancy Testing - (4) Days(s) | PUR | Level 4 Performancy Testing - (4) Days(s) | EA | EA |  | FALSE |  | P | B/W | 100
133446 | 5 | 1 | States | Gardner Builders | Hayley Fabian | TRUE | 2026-05-20T00:00:00 | 2027-06-30T00:00:00 | 2027-06-30T00:00:00 | 3 | 0 | 3 | 4500 | 13500 | 55123 | USA | N45 | 1524 | ABB INC | 27511 | Other Services - Mobilization | Mobilization - (3) Visit(s) | PUR | Mobilization - (3) Visit(s) | EA | EA |  | FALSE |  | P | B/W | 100
133446 | 6 | 1 | States | Gardner Builders | Hayley Fabian | TRUE | 2026-05-20T00:00:00 | 2027-06-30T00:00:00 | 2027-06-30T00:00:00 | 8 | 0 | 8 | 4450 | 35600 | 55123 | USA | N45 | 1524 | ABB INC | 27511 | Services - Start-up Service | On-site Service Per Day (not to exceed 3 days), M-F 8am-5pm | PUR | On-site Service Per Day (not to exceed 3 days), M-F 8am-5pm | EA | EA |  | FALSE |  | P | B/W | 100
133446 | 7 | 1 | States | Gardner Builders | Hayley Fabian | TRUE | 2026-05-20T00:00:00 | 2027-06-30T00:00:00 | 2027-06-30T00:00:00 | 16 | 0 | 16 | 95892 | 1534272 | 55123 | USA | N45 | 1524 | ABB INC | 27511 | SuperSwitch 4 (DSTS) | 1200A, 480V, DSTS (SS4) | PUR | 1200A, 480V, DSTS (SS4) | EA | EA |  | FALSE |  | P | B/W | 100
133446 | 8 | 1 | States | Gardner Builders | Hayley Fabian | TRUE | 2026-05-20T00:00:00 | 2027-06-30T00:00:00 | 2027-06-30T00:00:00 | 96 | 0 | 96 | 57 | 5472 | 55123 | USA | N45 | 1524 | ABB INC | 27511 | Supplementary Item - STS | STS Pedestals | PUR | STS Pedestals | EA | EA |  | FALSE |  | P | B/W | 100
133446 | 9 | 1 | States | Gardner Builders | Hayley Fabian | TRUE | 2026-05-20T00:00:00 | 2027-06-30T00:00:00 | 2027-06-30T00:00:00 | 1 | 0 | 1 | 86732 | 86732 | 55123 | USA | N45 | 1524 | ABB INC | 27511 | Supplementary Item - Extended Warranty | 2 Year Extended Warranty w/1 PM QTY (6) 1200A STS Units | PUR | 2 Year Extended Warranty w/1 PM QTY (6) 1200A STS Units | EA | EA |  | FALSE |  | P | B/W | 100
133875 | 1 | 1 | States | Dayton | Hayley Fabian | TRUE | 2026-06-04T00:00:00 | 2026-08-12T00:00:00 | 2026-08-05T00:00:00 | 4 | 0 | 4 | 131.84 | 527.36 | 55369-6417 | USA | N45 | 1524 | ABB INC | 27511 | 272079T02 | CPT FUSE CLIPS | PUR | CPT FUSE CLIPS | EA | EA |  | TRUE |  | P | B/W | DAYTON
133875 | 2 | 1 | States | Dayton | Hayley Fabian | TRUE | 2026-06-04T00:00:00 | 2026-10-21T00:00:00 | 2026-10-21T00:00:00 | 2 | 0 | 2 | 20822.82 | 41645.64 | 55369-6417 | USA | N45 | 1524 | ABB INC | 27511 | MA4Q117000000U00 | AMVAC; 4 - Model 4; A - Drawout; Q1 - 27kV, 1200A, 25kA, 2.5 Cycle; Control Scheme: 1 - Dual secondary disconnect (Standard); Control Voltage: 7 - 125VDC; Application Card: 0 - Standard; Undervoltage: 0 - Undervoltage trip disabled; Button Color: 0 - Standard (ANSI); UL: U - UL Recognized; Ground Contact: 0 - Ground pad stainless steel; Racking Mechanism: 0 - Manual Truck | PUR | AMVAC; 4 - Model 4; A - Drawout; Q1 - 27kV, 1200A, 25kA, 2.5 Cycle; Control Scheme: 1 - Dual secondary disconnect (Standard); Control Voltage: 7 - 125VDC; Application Card: 0 - Standard; Undervoltage: 0 - Undervoltage trip disabled; Button Color: 0 - Standard (ANSI); UL: U - UL Recognized; Ground Contact: 0 - Ground pad stainless steel; Racking Mechanism: 0 - Manual Truck | EA | EA |  | TRUE |  | P | B/W | DAYTON
133875 | 3 | 1 | States | Dayton | Hayley Fabian | TRUE | 2026-06-04T00:00:00 | 2026-08-12T00:00:00 | 2026-08-05T00:00:00 | 2 | 0 | 2 | 61.44 | 122.88 | 55369-6417 | USA | N45 | 1524 | ABB INC | 27511 | 890577A00 | Interference Plate | PUR | Interference Plate | EA | EA |  | TRUE |  | P | B/W | Dayton
133875 | 6 | 1 | States | Dayton | Hayley Fabian | TRUE | 2026-06-04T00:00:00 | 2026-09-02T00:00:00 | 2026-09-02T00:00:00 | 6 | 0 | 6 | 690 | 4140 | 55369-6417 | USA | N45 | 1524 | ABB INC | 27511 | 965999T02 | 27 kV CT Mounting Assembly, fiberglass studs, lexan barriers, skirt boots | PUR | 27 kV CT Mounting Assembly, fiberglass studs, lexan barriers, skirt boots | EA | EA |  | TRUE |  | P | B/W | DAYTON
133875 | 7 | 1 | States | Dayton | Hayley Fabian | TRUE | 2026-06-04T00:00:00 | 2026-10-21T00:00:00 | 2026-10-21T00:00:00 | 2 | 0 | 2 | 10777.51 | 21555.02 | 55369-6417 | USA | N45 | 1524 | ABB INC | 27511 | MA4G117000000U00 | AMVAC; 4 - Model 4; A - Drawout; G1 - 15kV, 1200A, 25kA, 3 Cycle; Control Scheme: 1 - Dual secondary disconnect (Standard); Control Voltage: 7 - 125VDC; Application Card: 0 - Standard; Undervoltage: 0 - Undervoltage trip disabled; Button Color: 0 - Standard (ANSI); UL: U - UL Recognized; Ground Contact: 0 - Ground pad stainless steel; Racking Mechanism: 0 - Manual Truck | PUR | AMVAC; 4 - Model 4; A - Drawout; G1 - 15kV, 1200A, 25kA, 3 Cycle; Control Scheme: 1 - Dual secondary disconnect (Standard); Control Voltage: 7 - 125VDC; Application Card: 0 - Standard; Undervoltage: 0 - Undervoltage trip disabled; Button Color: 0 - Standard (ANSI); UL: U - UL Recognized; Ground Contact: 0 - Ground pad stainless steel; Racking Mechanism: 0 - Manual Truck | EA | EA |  | TRUE |  | P | B/W | DAYTON
133065 | 1 | 1 | States | Dayton | Hayley Fabian | TRUE | 2026-05-07T00:00:00 | 2026-10-16T00:00:00 | 2026-10-16T00:00:00 | 14 | 0 | 14 | 9463.52 | 132489.28 | 55369-6417 | USA | N45 | 1524 | ABB INC | 27511 | 1VCF549700R0580 | BREAKER LIFT TRUCK 38KV ADVAC | PUR | BREAKER LIFT TRUCK 38KV ADVAC | EA | EA |  | TRUE |  | P | B/W | DAYTON
133065 | 2 | 1 | States | Dayton | Hayley Fabian | TRUE | 2026-05-07T00:00:00 | 2026-07-08T00:00:00 | 2026-06-30T00:00:00 | 3 | 0 | 3 | 2556.84 | 7670.52 | 55369-6417 | USA | N45 | 1524 | ABB INC | 27511 | 1VL5400086V1304 | Voltage Sensors | PUR | Voltage Sensors | EA | EA |  | TRUE |  | P | B/W | DAYTON
133065 | 3 | 1 | States | Dayton | Hayley Fabian | TRUE | 2026-05-07T00:00:00 | 2026-08-18T00:00:00 | 2026-08-18T00:00:00 | 72 | 0 | 72 | 971.81 | 626817.45 | 55369-6417 | USA | N45 | 1524 | ABB INC | 27511 | 1VL5400072V1202 | Current Sensors | PUR | Current Sensors | EA | EA |  | TRUE |  | P | B/W | DAYTON
133065 | 3 | 2 | States | Dayton | Hayley Fabian | TRUE | 2026-05-07T00:00:00 | 2026-09-21T00:00:00 | 2026-09-21T00:00:00 | 153 | 0 | 153 | 971.81 | 626817.45 | 55369-6417 | USA | N45 | 1524 | ABB INC | 27511 | 1VL5400072V1202 | Current Sensors | PUR | Current Sensors | EA | EA |  | TRUE |  | P | B/W | DAYTON
133065 | 3 | 3 | States | Dayton | Hayley Fabian | TRUE | 2026-05-07T00:00:00 | 2026-10-19T00:00:00 | 2026-10-19T00:00:00 | 216 | 0 | 216 | 971.81 | 626817.45 | 55369-6417 | USA | N45 | 1524 | ABB INC | 27511 | 1VL5400072V1202 | Current Sensors | PUR | Current Sensors | EA | EA |  | TRUE |  | P | B/W | DAYTON
133065 | 3 | 4 | States | Dayton | Hayley Fabian | TRUE | 2026-05-07T00:00:00 | 2026-10-26T00:00:00 | 2026-10-26T00:00:00 | 204 | 0 | 204 | 971.81 | 626817.45 | 55369-6417 | USA | N45 | 1524 | ABB INC | 27511 | 1VL5400072V1202 | Current Sensors | PUR | Current Sensors | EA | EA |  | TRUE |  | P | B/W | DAYTON
133065 | 4 | 1 | States | Dayton | Hayley Fabian | TRUE | 2026-05-07T00:00:00 | 2026-10-19T00:00:00 | 2026-10-19T00:00:00 | 113 | 0 | 113 | 29821.31 | 3369808.03 | 55369-6417 | USA | N45 | 1524 | ABB INC | 27511 | AB4Z1777XX000000 | ADVAC38; 4 - Model 4; B - Roll on Floor (ROF); Z1 - 40.5kV, 1200A, 40kA, 3 Cycle; CAP Switching: 1000A C2 20kA PEAK 4.3 kHz; Charge Motor: 7 - 125VDC; Close Coil: 7 - 125VDC; Open Coil: 7 - 125VDC; 2nd Open Coil: X - None (Dual Secondary Disconnect); Under Voltage: X - None (Dual Secondary Disconnect); Button Color: 0 - None; Button Protection: 0 - None; UL: 0 - None; Ground Contact: 0 - Ground pad stainless steel; Motor Truck: 0 - Manual Truck | MVMS | ADVAC38; 4 - Model 4; B - Roll on Floor (ROF); Z1 - 40.5kV, 1200A, 40kA, 3 Cycle; CAP Switching: 1000A C2 20kA PEAK 4.3 kHz; Charge Motor: 7 - 125VDC; Close Coil: 7 - 125VDC; Open Coil: 7 - 125VDC; 2nd Open Coil: X - None (Dual Secondary Disconnect); Under Voltage: X - None (Dual Secondary Disconnect); Button Color: 0 - None; Button Protection: 0 - None; UL: 0 - None; Ground Contact: 0 - Ground pad stainless steel; Motor Truck: 0 - Manual Truck | EA | EA |  | TRUE |  | P | B/W | Dayton
133065 | 5 | 1 | States | Dayton | Hayley Fabian | TRUE | 2026-05-07T00:00:00 | 2026-10-19T00:00:00 | 2026-10-19T00:00:00 | 102 | 0 | 102 | 19580.76 | 1997237.52 | 55369-6417 | USA | N45 | 1524 | ABB INC | 27511 | CBRL14221AY000 | ADVAC38; 4 - Model 4; B - Roll on Floor (ROF); Z1 - 40.5kV, 1200A, 40kA, 3 Cycle; CAP Switching: 1000A C2 20kA PEAK 4.3 kHz; Charge Motor: 7 - 125VDC; Close Coil: 7 - 125VDC; Open Coil: 7 - 125VDC; 2nd Open Product Type: CB - Breaker Compartment, Cell Interface: R - Roll On Floor, Types Rating: L - 38 kV, Bushing Type: 1 - 1200 A, Short Circuit Current: 4 - 40 kA, CTs Kits: 2 - 12 CTs per compartment, TOC Harness: 1 - 8 Contacts, Door Type: A - RH Door, Door Stop: Y - Yes, SmartRack: 0 - None | PUR | ADVAC38; 4 - Model 4; B - Roll on Floor (ROF); Z1 - 40.5kV, 1200A, 40kA, 3 Cycle; CAP Switching: 1000A C2 20kA PEAK 4.3 kHz; Charge Motor: 7 - 125VDC; Close Coil: 7 - 125VDC; Open Coil: 7 - 125VDC; 2nd Open Product Type: CB - Breaker Compartment, Cell Interface: R - Roll On Floor, Types Rating: L - 38 kV, Bushing Type: 1 - 1200 A, Short Circuit Current: 4 - 40 kA, CTs Kits: 2 - 12 CTs per compartment, TOC Harness: 1 - 8 Contacts, Door Type: A - RH Door, Door Stop: Y - Yes, SmartRack: 0 - None | EA | EA |  | TRUE |  | P | B/W | Dayton
133065 | 6 | 1 | States | Dayton | Hayley Fabian | TRUE | 2026-05-07T00:00:00 | 2026-08-18T00:00:00 | 2026-08-18T00:00:00 | 29 | 0 | 29 | 1292.37 | 55571.91 | 55369-6417 | USA | N45 | 1524 | ABB INC | 27511 | 925320T03 | CB Test Station, dual secondary, single trip (wall mounted) | PUR | CB Test Station, dual secondary, single trip (wall mounted) | EA | EA |  | TRUE |  | P | B/W | DAYTON
133065 | 6 | 2 | States | Dayton | Hayley Fabian | TRUE | 2026-05-07T00:00:00 | 2026-10-19T00:00:00 | 2026-10-19T00:00:00 | 14 | 0 | 14 | 1292.37 | 55571.91 | 55369-6417 | USA | N45 | 1524 | ABB INC | 27511 | 925320T03 | CB Test Station, dual secondary, single trip (wall mounted) | PUR | CB Test Station, dual secondary, single trip (wall mounted) | EA | EA |  | TRUE |  | P | B/W | DAYTON
133065 | 7 | 1 | States | Dayton | Hayley Fabian | TRUE | 2026-05-07T00:00:00 | 2026-08-18T00:00:00 | 2026-08-18T00:00:00 | 51 | 0 | 51 | 8215.08 | 837938.16 | 55369-6417 | USA | N45 | 1524 | ABB INC | 27511 | AA4C1777XX000U00 | ADVAC; 4 - Model 4; A - Drawout; C1 - 4.76kV, 1200A, 40kA, 5 Cycle; CAP Switching: Rated Cable Charging Cur. 25A; Charge Motor: 7 - 125VDC; Close Coil: 7 - 125VDC; Open Coil: 7 - 125VDC; 2nd Open Coil: X - None (Dual Secondary Disconnect); Undervoltage: X - None (Dual Secondary Disconnect); Button Color: 0 - Standard (ANSI); Button Protection: 0 - None; UL: U - UL Recognized; Ground Contact: 0 - Ground pad stainless steel; Racking Mechanism: 0 - Manual Truck | PUR | ADVAC; 4 - Model 4; A - Drawout; C1 - 4.76kV, 1200A, 40kA, 5 Cycle; CAP Switching: Rated Cable Charging Cur. 25A; Charge Motor: 7 - 125VDC; Close Coil: 7 - 125VDC; Open Coil: 7 - 125VDC; 2nd Open Coil: X - None (Dual Secondary Disconnect); Undervoltage: X - None (Dual Secondary Disconnect); Button Color: 0 - Standard (ANSI); Button Protection: 0 - None; UL: U - UL Recognized; Ground Contact: 0 - Ground pad stainless steel; Racking Mechanism: 0 - Manual Truck | EA | EA |  | TRUE |  | P | B/W | DAYTON
133065 | 7 | 2 | States | Dayton | Hayley Fabian | TRUE | 2026-05-07T00:00:00 | 2026-09-21T00:00:00 | 2026-09-21T00:00:00 | 51 | 0 | 51 | 8215.08 | 837938.16 | 55369-6417 | USA | N45 | 1524 | ABB INC | 27511 | AA4C1777XX000U00 | ADVAC; 4 - Model 4; A - Drawout; C1 - 4.76kV, 1200A, 40kA, 5 Cycle; CAP Switching: Rated Cable Charging Cur. 25A; Charge Motor: 7 - 125VDC; Close Coil: 7 - 125VDC; Open Coil: 7 - 125VDC; 2nd Open Coil: X - None (Dual Secondary Disconnect); Undervoltage: X - None (Dual Secondary Disconnect); Button Color: 0 - Standard (ANSI); Button Protection: 0 - None; UL: U - UL Recognized; Ground Contact: 0 - Ground pad stainless steel; Racking Mechanism: 0 - Manual Truck | PUR | ADVAC; 4 - Model 4; A - Drawout; C1 - 4.76kV, 1200A, 40kA, 5 Cycle; CAP Switching: Rated Cable Charging Cur. 25A; Charge Motor: 7 - 125VDC; Close Coil: 7 - 125VDC; Open Coil: 7 - 125VDC; 2nd Open Coil: X - None (Dual Secondary Disconnect); Undervoltage: X - None (Dual Secondary Disconnect); Button Color: 0 - Standard (ANSI); Button Protection: 0 - None; UL: U - UL Recognized; Ground Contact: 0 - Ground pad stainless steel; Racking Mechanism: 0 - Manual Truck | EA | EA |  | TRUE |  | P | B/W | DAYTON
133065 | 9 | 1 | States | Dayton | Hayley Fabian | TRUE | 2026-05-07T00:00:00 | 2026-08-18T00:00:00 | 2026-08-18T00:00:00 | 51 | 0 | 51 | 64 | 6528 | 55369-6417 | USA | N45 | 1524 | ABB INC | 27511 | 890577D00 | Breaker Interference Plate | PUR | Breaker Interference Plate | EA | EA |  | TRUE |  | P | B/W | dayton
133065 | 9 | 2 | States | Dayton | Hayley Fabian | TRUE | 2026-05-07T00:00:00 | 2026-09-21T00:00:00 | 2026-09-21T00:00:00 | 51 | 0 | 51 | 64 | 6528 | 55369-6417 | USA | N45 | 1524 | ABB INC | 27511 | 890577D00 | Breaker Interference Plate | PUR | Breaker Interference Plate | EA | EA |  | TRUE |  | P | B/W | dayton
133065 | 10 | 1 | States | Dayton | Hayley Fabian | TRUE | 2026-05-07T00:00:00 | 2026-11-10T00:00:00 | 2026-11-10T00:00:00 | 5 | 0 | 5 | 2877 | 14385 | 55369-6417 | USA | N45 | 1524 | ABB INC | 27511 | 931868T01 | Breaker Lift Truck Assembly - manually operated | PUR | Breaker Lift Truck Assembly - manually operated | EA | EA |  | TRUE |  | P | B/W | DAYTON
133065 | 11 | 1 | States | Dayton | Hayley Fabian | TRUE | 2026-05-07T00:00:00 | 2026-10-16T00:00:00 | 2026-10-16T00:00:00 | 51 | 0 | 51 | 0 | 0 | 55369-6417 | USA | N45 | 1524 | ABB INC | 27511 | CB11L1212BY00U | Product Type: C - Breaker Compartment, Cell Interface: 1 - Standard Drawout, Types Rating: 1 - 5-15kV@50kA, Compartment Position: L - Lower, Bushing Type: 1 - Polyester - 1200A, Secondary Disconnect: 2 - Dual, Shutter Type: 1 - Grounded Metal, TOC Harness: 2 - 16 Contact, Door Type: B - MPL Assembly, Door Stop: Y - Yes, Qualification: U - UL Recognized | PUR | Product Type: C - Breaker Compartment, Cell Interface: 1 - Standard Drawout, Types Rating: 1 - 5-15kV@50kA, Compartment Position: L - Lower, Bushing Type: 1 - Polyester - 1200A, Secondary Disconnect: 2 - Dual, Shutter Type: 1 - Grounded Metal, TOC Harness: 2 - 16 Contact, Door Type: B - MPL Assembly, Door Stop: Y - Yes, Qualification: U - UL Recognized | EA | EA |  | TRUE |  | P | B/W | DAYTON
133065 | 11 | 2 | States | Dayton | Hayley Fabian | TRUE | 2026-05-07T00:00:00 | 2026-10-16T00:00:00 | 2026-10-16T00:00:00 | 51 | 0 | 51 | 0 | 0 | 55369-6417 | USA | N45 | 1524 | ABB INC | 27511 | CB11L1212BY00U | Product Type: C - Breaker Compartment, Cell Interface: 1 - Standard Drawout, Types Rating: 1 - 5-15kV@50kA, Compartment Position: L - Lower, Bushing Type: 1 - Polyester - 1200A, Secondary Disconnect: 2 - Dual, Shutter Type: 1 - Grounded Metal, TOC Harness: 2 - 16 Contact, Door Type: B - MPL Assembly, Door Stop: Y - Yes, Qualification: U - UL Recognized | PUR | Product Type: C - Breaker Compartment, Cell Interface: 1 - Standard Drawout, Types Rating: 1 - 5-15kV@50kA, Compartment Position: L - Lower, Bushing Type: 1 - Polyester - 1200A, Secondary Disconnect: 2 - Dual, Shutter Type: 1 - Grounded Metal, TOC Harness: 2 - 16 Contact, Door Type: B - MPL Assembly, Door Stop: Y - Yes, Qualification: U - UL Recognized | EA | EA |  | TRUE |  | P | B/W | DAYTON
132048 | 4 | 3 | States | Dayton | Hayley Fabian | TRUE | 2026-03-25T00:00:00 | 2027-03-08T00:00:00 | 2026-06-05T00:00:00 | 34 | 0 | 34 | 17307.83 | 1730783 | 55369-6417 | USA | N60 | 1524 | ABB INC | 27511 | MF4Q12600000001F | AMVAC; 4 - Model 4; F - Fixed mounted breaker; Q1 - 27kV, 1200A, 25kA, 2.5 Cycle; Control Scheme: 2 - Fixed mounted dual secondary disconnect; Control Voltage: 6 - 48VDC; Application Card: 0 - Standard; Undervoltage: 0 - Undervoltage trip disabled; Button Color: 0 - Standard (ANSI); UL: 0 - None; Ground Contact: 1 - Standard fixed mount; Racking Mechanism: F - No Truck | PUR | AMVAC; 4 - Model 4; F - Fixed mounted breaker; Q1 - 27kV, 1200A, 25kA, 2.5 Cycle; Control Scheme: 2 - Fixed mounted dual secondary disconnect; Control Voltage: 6 - 48VDC; Application Card: 0 - Standard; Undervoltage: 0 - Undervoltage trip disabled; Button Color: 0 - Standard (ANSI); UL: 0 - None; Ground Contact: 1 - Standard fixed mount; Racking Mechanism: F - No Truck | EA | EA |  | TRUE |  | P | B/W | DAYTON
132048 | 4 | 2 | States | Dayton | Hayley Fabian | TRUE | 2026-03-25T00:00:00 | 2026-08-14T00:00:00 | 2026-04-13T00:00:00 | 32 | 0 | 32 | 17307.83 | 1730783 | 55369-6417 | USA | N60 | 1524 | ABB INC | 27511 | MF4Q12600000001F | AMVAC; 4 - Model 4; F - Fixed mounted breaker; Q1 - 27kV, 1200A, 25kA, 2.5 Cycle; Control Scheme: 2 - Fixed mounted dual secondary disconnect; Control Voltage: 6 - 48VDC; Application Card: 0 - Standard; Undervoltage: 0 - Undervoltage trip disabled; Button Color: 0 - Standard (ANSI); UL: 0 - None; Ground Contact: 1 - Standard fixed mount; Racking Mechanism: F - No Truck | PUR | AMVAC; 4 - Model 4; F - Fixed mounted breaker; Q1 - 27kV, 1200A, 25kA, 2.5 Cycle; Control Scheme: 2 - Fixed mounted dual secondary disconnect; Control Voltage: 6 - 48VDC; Application Card: 0 - Standard; Undervoltage: 0 - Undervoltage trip disabled; Button Color: 0 - Standard (ANSI); UL: 0 - None; Ground Contact: 1 - Standard fixed mount; Racking Mechanism: F - No Truck | EA | EA |  | TRUE |  | P | B/W | DAYTON
132048 | 4 | 1 | States | Dayton | Hayley Fabian | TRUE | 2026-03-25T00:00:00 | 2026-08-07T00:00:00 | 2026-06-05T00:00:00 | 34 | 0 | 34 | 17307.83 | 1730783 | 55369-6417 | USA | N60 | 1524 | ABB INC | 27511 | MF4Q12600000001F | AMVAC; 4 - Model 4; F - Fixed mounted breaker; Q1 - 27kV, 1200A, 25kA, 2.5 Cycle; Control Scheme: 2 - Fixed mounted dual secondary disconnect; Control Voltage: 6 - 48VDC; Application Card: 0 - Standard; Undervoltage: 0 - Undervoltage trip disabled; Button Color: 0 - Standard (ANSI); UL: 0 - None; Ground Contact: 1 - Standard fixed mount; Racking Mechanism: F - No Truck | PUR | AMVAC; 4 - Model 4; F - Fixed mounted breaker; Q1 - 27kV, 1200A, 25kA, 2.5 Cycle; Control Scheme: 2 - Fixed mounted dual secondary disconnect; Control Voltage: 6 - 48VDC; Application Card: 0 - Standard; Undervoltage: 0 - Undervoltage trip disabled; Button Color: 0 - Standard (ANSI); UL: 0 - None; Ground Contact: 1 - Standard fixed mount; Racking Mechanism: F - No Truck | EA | EA |  | TRUE |  | P | B/W | DAYTON
132048 | 3 | 2 | States | Dayton | Hayley Fabian | TRUE | 2026-03-25T00:00:00 | 2026-07-22T00:00:00 | 2026-07-20T00:00:00 | 3 | 0 | 3 | 32554.72 | 162773.6 | 55369-6417 | USA | N60 | 1524 | ABB INC | 27511 | AB4X3666XX000000 | ADVAC38; 4 - Model 4; B - Roll on Floor (ROF); X3 - 40.5kV, 3000A F.C., 25kA, 3 Cycle; CAP Switching: None; Charge Motor: 6 - 48VDC; Close Coil: 6 - 48VDC; Open Coil: 6 - 48VDC; 2nd Open Coil: X - None (Dual Secondary Disconnect); Under Voltage: X - None (Dual Secondary Disconnect); Button Color: 0 - None; Button Protection: 0 - None; UL: 0 - None; Ground Contact: 0 - Ground pad stainless steel; Motor Truck: 0 - MANUAL TRUCK | PUR | ADVAC38; 4 - Model 4; B - Roll on Floor (ROF); X3 - 40.5kV, 3000A F.C., 25kA, 3 Cycle; CAP Switching: None; Charge Motor: 6 - 48VDC; Close Coil: 6 - 48VDC; Open Coil: 6 - 48VDC; 2nd Open Coil: X - None (Dual Secondary Disconnect); Under Voltage: X - None (Dual Secondary Disconnect); Button Color: 0 - None; Button Protection: 0 - None; UL: 0 - None; Ground Contact: 0 - Ground pad stainless steel; Motor Truck: 0 - MANUAL TRUCK | EA | EA |  | TRUE |  | P | B/W | DAYTON
132048 | 3 | 1 | States | Dayton | Hayley Fabian | TRUE | 2026-03-25T00:00:00 | 2026-07-22T00:00:00 | 2026-06-26T00:00:00 | 2 | 0 | 2 | 32554.72 | 162773.6 | 55369-6417 | USA | N60 | 1524 | ABB INC | 27511 | AB4X3666XX000000 | ADVAC38; 4 - Model 4; B - Roll on Floor (ROF); X3 - 40.5kV, 3000A F.C., 25kA, 3 Cycle; CAP Switching: None; Charge Motor: 6 - 48VDC; Close Coil: 6 - 48VDC; Open Coil: 6 - 48VDC; 2nd Open Coil: X - None (Dual Secondary Disconnect); Under Voltage: X - None (Dual Secondary Disconnect); Button Color: 0 - None; Button Protection: 0 - None; UL: 0 - None; Ground Contact: 0 - Ground pad stainless steel; Motor Truck: 0 - MANUAL TRUCK | PUR | ADVAC38; 4 - Model 4; B - Roll on Floor (ROF); X3 - 40.5kV, 3000A F.C., 25kA, 3 Cycle; CAP Switching: None; Charge Motor: 6 - 48VDC; Close Coil: 6 - 48VDC; Open Coil: 6 - 48VDC; 2nd Open Coil: X - None (Dual Secondary Disconnect); Under Voltage: X - None (Dual Secondary Disconnect); Button Color: 0 - None; Button Protection: 0 - None; UL: 0 - None; Ground Contact: 0 - Ground pad stainless steel; Motor Truck: 0 - MANUAL TRUCK | EA | EA |  | TRUE |  | P | B/W | DAYTON
132048 | 2 | 2 | States | Dayton | Hayley Fabian | TRUE | 2026-03-25T00:00:00 | 2026-07-20T00:00:00 | 2026-07-20T00:00:00 | 6 | 0 | 6 | 841.89 | 10102.68 | 55369-6417 | USA | N60 | 1524 | ABB INC | 27511 | 966224T01 | BREAKER DOOR ASSY ODNWI (1200A - 27KV) | PUR | BREAKER DOOR ASSY ODNWI (1200A - 27KV) | EA | EA |  | TRUE |  | P | B/W | DAYTON
132048 | 1 | 2 | States | Dayton | Hayley Fabian | TRUE | 2026-03-25T00:00:00 | 2026-07-20T00:00:00 | 2026-07-20T00:00:00 | 6 | 0 | 6 | 8619.35 | 103432.2 | 55369-6417 | USA | N60 | 1524 | ABB INC | 27511 | 1YEC241980Z001 | Breaker compartment, 27kV@25kA, Epoxy 27kV 1200A. Upper/Lower position | PUR | Breaker compartment, 27kV@25kA, Epoxy 27kV 1200A. Upper/Lower position | EA | EA |  | TRUE |  | P | B/W | DAYTON
132048 | 1 | 1 | States | Dayton | Hayley Fabian | TRUE | 2026-03-25T00:00:00 | 2026-07-13T00:00:00 | 2026-07-13T00:00:00 | 6 | 0 | 6 | 8619.35 | 103432.2 | 55369-6417 | USA | N60 | 1524 | ABB INC | 27511 | 1YEC241980Z001 | Breaker compartment, 27kV@25kA, Epoxy 27kV 1200A. Upper/Lower position | PUR | Breaker compartment, 27kV@25kA, Epoxy 27kV 1200A. Upper/Lower position | EA | EA |  | TRUE |  | P | B/W | DAYTON
131735 | 3 | 1 | States | Dayton | Hayley Fabian | TRUE | 2026-03-12T00:00:00 | 2026-08-26T00:00:00 | 2026-09-02T00:00:00 | 7 | 0 | 7 | 2877 | 20139 | 55369-6417 | USA | N60 | 1524 | ABB INC | 27511 | 931868T01 | Breaker Lift Truck Assembly - manually operated | PUR | Breaker Lift Truck Assembly - manually operated | EA | EA |  | TRUE |  | P | B/W | DAYTON
133840 | 1 | 1 | States | Dayton | Hayley Fabian | TRUE | 2026-06-03T00:00:00 | 2026-09-17T00:00:00 | 2026-09-17T00:00:00 | 1 | 0 | 1 | 3155.58 | 3155.58 | 55369-6417 | USA | N45 | 1524 | ABB INC | 27511 | OXA60U3S4QB | Automatic Transfer Switch, TruONE Open Touch (L4), OXA160U3S4QB (1SCA153295R1001) Mission Critical Automatic Transfer Switch 60 A, 200-480 V, 3 Phase, Open Transition Level 4 (Touch) Controller, Switched Neutral, 4 Pole Bottom Cable Entry (Source on Bottom, Load on Top) UL 1008 listed up To 480VAC at 50/60HzOptions OZXA-24/4P - 14-2/O AWG 4 pcs (OZXA-24-4P)OZXA-24/4P OZXA-100/4P - 14-2/O AWG 4 pcs (OZXA-100-4P) OZXA-100/4P 1 Phase Barrier, UL400-1200 A, 4P, 6Pc (1SCA150202R1001)OXEB1600/6 1HMI Protective Cover, UL30-1200 A SCA147308R1001)OXEC21 2Auxiliary Contact, 1NC (1SCA022456R7410) OA3G01 2Auxiliary Contact, 1NO (1SCA022353R4970) OA1G10 1Ekip Com Ethernet/IP (1SDA074155R1) ZEAETHRNT 1 Ekip Com Modbus TCP-OX (1SDA074151R1) ZEAMODTCP 1 Auxiliary Power Module, 12-24 VDC (1SCA148926R1001) OXEA1 | PUR | Automatic Transfer Switch, TruONE Open Touch (L4), OXA160U3S4QB (1SCA153295R1001) Mission Critical Automatic Transfer Switch 60 A, 200-480 V, 3 Phase, Open Transition Level 4 (Touch) Controller, Switched Neutral, 4 Pole Bottom Cable Entry (Source on Bottom, Load on Top) UL 1008 listed up To 480VAC at 50/60HzOptions OZXA-24/4P - 14-2/O AWG 4 pcs (OZXA-24-4P)OZXA-24/4P OZXA-100/4P - 14-2/O AWG 4 pcs (OZXA-100-4P) OZXA-100/4P 1 Phase Barrier, UL400-1200 A, 4P, 6Pc (1SCA150202R1001)OXEB1600/6 1HMI Protective Cover, UL30-1200 A SCA147308R1001)OXEC21 2Auxiliary Contact, 1NC (1SCA022456R7410) OA3G01 2Auxiliary Contact, 1NO (1SCA022353R4970) OA1G10 1Ekip Com Ethernet/IP (1SDA074155R1) ZEAETHRNT 1 Ekip Com Modbus TCP-OX (1SDA074151R1) ZEAMODTCP 1 Auxiliary Power Module, 12-24 VDC (1SCA148926R1001) OXEA1 | EA | EA |  | TRUE |  | P | B/W | DAYTON
133418 | 1 | 1 | States | Oppidan Prineville | Hayley Fabian | TRUE | 2026-05-20T00:00:00 | 2027-09-30T00:00:00 | 2027-09-30T00:00:00 | 4 | 0 | 4 | 1504.2 | 6016.8 | 97754 | USA | N45 | 1524 | ABB INC | 27511 | 4NWA7000321568A | MegaFlex Seismic Bracket | PUR | MegaFlex Seismic Bracket | EA | EA |  | TRUE |  | P | B/W | 100
133418 | 2 | 1 | States | Oppidan Prineville | Hayley Fabian | TRUE | 2026-05-20T00:00:00 | 2027-09-30T00:00:00 | 2027-09-30T00:00:00 | 32 | 0 | 32 | 31695.62 | 1014259.84 | 97754 | USA | N45 | 1524 | ABB INC | 27511 | 4NWP104024R36U2, 8 LiBC/UPS | Samsung 136S Lithium Battery Cabinets/UPS: - High cycle / High Power Density - UL9540/UL9540A Listed - Top Cable Entry - DC Breaker in each battery cabinet - DIM/BC: 25.5 in W x 21 in D x 87 in H; - Approx Weight/BC: 1125 lbs - Battery runtime: 7 minn BOL / 5 min EOL for 1579 kWb battery loads | PUR | Samsung 136S Lithium Battery Cabinets/UPS: - High cycle / High Power Density - UL9540/UL9540A Listed - Top Cable Entry - DC Breaker in each battery cabinet - DIM/BC: 25.5 in W x 21 in D x 87 in H; - Approx Weight/BC: 1125 lbs - Battery runtime: 7 minn BOL / 5 min EOL for 1579 kWb battery loads | EA | EA |  | TRUE |  | P | B/W | 100
133418 | 3 | 1 | States | Oppidan Prineville | Hayley Fabian | TRUE | 2026-05-20T00:00:00 | 2027-09-30T00:00:00 | 2027-09-30T00:00:00 | 4 | 0 | 4 | 317079.24 | 1268316.96 | 97754 | USA | N45 | 1524 | ABB INC | 27511 | 4NWP106511R0002 | MegaFlex 1.5MW UPS 480V 60Hz: Static Bypass - 100% rated continuous duty; Cabinet color: RAL 9005 (black); Single or dual AC feed; Short circuit withstand rating: 100kAIC; Input Voltage: 480V 3-Phase + Gnd , +/- 15% voltage tolerance, Frequency: 60Hz +/- 10%, PF = 0.99; Output: 480V, 3W + Gnd, Frequency: 60Hz & PF = 1.0; Efficiency: Up to 97% Double Conversion (VFI) & Up to 99% eBoost mode (VFD); Compatible Battery Technologies: LiB, NiZn, VRLA | PUR | MegaFlex 1.5MW UPS 480V 60Hz: Static Bypass - 100% rated continuous duty; Cabinet color: RAL 9005 (black); Single or dual AC feed; Short circuit withstand rating: 100kAIC; Input Voltage: 480V 3-Phase + Gnd , +/- 15% voltage tolerance, Frequency: 60Hz +/- 10%, PF = 0.99; Output: 480V, 3W + Gnd, Frequency: 60Hz & PF = 1.0; Efficiency: Up to 97% Double Conversion (VFI) & Up to 99% eBoost mode (VFD); Compatible Battery Technologies: LiB, NiZn, VRLA | EA | EA |  | TRUE |  | P | B/W | 100
133418 | 4 | 1 | States | Oppidan Prineville | Hayley Fabian | TRUE | 2026-05-20T00:00:00 | 2027-09-30T00:00:00 | 2027-09-30T00:00:00 | 4 | 0 | 4 | 1864.75 | 7459 | 97754 | USA | N45 | 1524 | ABB INC | 27511 | 4NWPN7574R0001 | Data Logger (w/o top hat), provided by ABB to be installed by IntraPack in the Primary Top hat | PUR | Data Logger (w/o top hat), provided by ABB to be installed by IntraPack in the Primary Top hat | EA | EA |  | TRUE |  | P | B/W | 100
133418 | 5 | 1 | States | Oppidan Prineville | Hayley Fabian | TRUE | 2026-05-20T00:00:00 | 2027-09-30T00:00:00 | 2027-09-30T00:00:00 | 28 | 0 | 28 | 1653.75 | 46305 | 97754 | USA | N45 | 1524 | ABB INC | 27511 | 4NWR002204 | IntraPack Part No.: F012384-A02, Secondary top hat, Samsung Lithium-Ion UL9540A battery cabinet includes: - Cable management for Positive, Negative and Frame Ground Cables - Removable Front and Top Gland Plates - Paint color: Black | PUR | IntraPack Part No.: F012384-A02, Secondary top hat, Samsung Lithium-Ion UL9540A battery cabinet includes: - Cable management for Positive, Negative and Frame Ground Cables - Removable Front and Top Gland Plates - Paint color: Black | EA | EA |  | TRUE |  | P | B/W | 100
133418 | 6 | 1 | States | Oppidan Prineville | Hayley Fabian | TRUE | 2026-05-20T00:00:00 | 2027-09-30T00:00:00 | 2027-09-30T00:00:00 | 4 | 0 | 4 | 3252.38 | 13009.52 | 97754 | USA | N45 | 1524 | ABB INC | 27511 | 4NWR002253 | IntraPack Part No.: F012382-A02, Standard Primary top hat, Samsung Lithium-Ion UL9540A battery cabinet includes: - Cable management for Positive, Negative and Frame Ground Cables - Removable Front and Top Gland Plates - Paint color: Black - Data logger provided by ABB | PUR | IntraPack Part No.: F012382-A02, Standard Primary top hat, Samsung Lithium-Ion UL9540A battery cabinet includes: - Cable management for Positive, Negative and Frame Ground Cables - Removable Front and Top Gland Plates - Paint color: Black - Data logger provided by ABB | EA | EA |  | TRUE |  | P | B/W | 100
133418 | 7 | 1 | States | Oppidan Prineville | Hayley Fabian | TRUE | 2026-05-20T00:00:00 | 2027-09-30T00:00:00 | 2027-09-30T00:00:00 | 4 | 0 | 4 | 13880.48 | 55521.92 | 97754 | USA | N45 | 1524 | ABB INC | 27511 | 79-5000-00000047 | 4000A DC Junction Cabinet: - NEMA-1 enclosure - Dim: 30"W x 24"D x 87"H - Front access; - Installed end cap of battery lineup closer to UPS I/O section - Accommodates up to 10 DC battery cabinet landings - Installed by contractor - see ABB installation drawing; | PUR | 4000A DC Junction Cabinet: - NEMA-1 enclosure - Dim: 30"W x 24"D x 87"H - Front access; - Installed end cap of battery lineup closer to UPS I/O section - Accommodates up to 10 DC battery cabinet landings - Installed by contractor - see ABB installation drawing; | EA | EA |  | TRUE |  | P | B/W | 100
133418 | 8 | 1 | States | Oppidan Prineville | Hayley Fabian | TRUE | 2026-05-20T00:00:00 | 2027-09-30T00:00:00 | 2027-09-30T00:00:00 | 8 | 0 | 8 | 1750.5 | 14004 | 97754 | USA | N45 | 1524 | ABB INC | 27511 | 7GSP017351R0001 | CIC Communication Card | PUR | CIC Communication Card | EA | EA |  | TRUE |  | P | B/W | 100
133418 | 9 | 1 | States | Oppidan Prineville | Hayley Fabian | TRUE | 2026-05-20T00:00:00 | 2027-09-30T00:00:00 | 2027-09-30T00:00:00 | 4 | 0 | 4 | 4000 | 32000 | 97754 | USA | N45 | 1524 | ABB INC | 27511 | FREIGHT_RIC | Freight: Incoterm FCA Factory - Freight allowed | PUR | Freight: Incoterm FCA Factory - Freight allowed | EA | EA |  | TRUE |  | P | B/W | 100
133418 | 9 | 2 | States | Oppidan Prineville | Hayley Fabian | TRUE | 2026-05-20T00:00:00 | 2027-09-30T00:00:00 | 2027-09-30T00:00:00 | 4 | 0 | 4 | 4000 | 32000 | 97754 | USA | N45 | 1524 | ABB INC | 27511 | FREIGHT_RIC | Freight: Incoterm FCA Factory - Freight allowed | PUR | Freight: Incoterm FCA Factory - Freight allowed | EA | EA |  | TRUE |  | P | B/W | 100
133418 | 10 | 1 | States | Oppidan Prineville | Hayley Fabian | TRUE | 2026-05-20T00:00:00 | 2027-09-30T00:00:00 | 2027-09-30T00:00:00 | 4 | 0 | 4 | 9500 | 38000 | 97754 | USA | N45 | 1524 | ABB INC | 27511 | FSULITHI136X8P1 | Level-3 Startup of Lithium-Ion Batteries Note: Installation & connecting of batteries in the cabinets are by others (per adder above) | PUR | Level-3 Startup of Lithium-Ion Batteries Note: Installation & connecting of batteries in the cabinets are by others (per adder above) | EA | EA |  | TRUE |  | P | B/W | 100
133418 | 11 | 1 | States | Oppidan Prineville | Hayley Fabian | TRUE | 2026-05-20T00:00:00 | 2027-09-30T00:00:00 | 2027-09-30T00:00:00 | 4 | 0 | 4 | 14250 | 57000 | 97754 | USA | N45 | 1524 | ABB INC | 27511 | FSUMEG1600P1 | Level-3 Startup of MegaFlex UPS | PUR | Level-3 Startup of MegaFlex UPS | EA | EA |  | TRUE |  | P | B/W | 100
133418 | 12 | 1 | States | Oppidan Prineville | Hayley Fabian | TRUE | 2026-05-20T00:00:00 | 2027-09-30T00:00:00 | 2027-09-30T00:00:00 | 1 | 0 | 1 | 4750 | 4750 | 97754 | USA | N45 | 1524 | ABB INC | 27511 | MOBILIZATION_UPS | Mobilization for UPS Pkg (assume startup at same time for both UPS's) | PUR | Mobilization for UPS Pkg (assume startup at same time for both UPS's) | EA | EA |  | TRUE |  | P | B/W | 100
133418 | 13 | 1 | States | Oppidan Prineville | Hayley Fabian | TRUE | 2026-05-20T00:00:00 | 2027-09-30T00:00:00 | 2027-09-30T00:00:00 | 1 | 0 | 1 | 4750 | 4750 | 97754 | USA | N45 | 1524 | ABB INC | 27511 | MOBILIZATION_UPS PKG | Mobilization for UPS Pkg (for L4/L5/L6T Tasks) | PUR | Mobilization for UPS Pkg (for L4/L5/L6T Tasks) | EA | EA |  | TRUE |  | P | B/W | 100
133418 | 14 | 1 | States | Oppidan Prineville | Hayley Fabian | TRUE | 2026-05-20T00:00:00 | 2027-09-30T00:00:00 | 2027-09-30T00:00:00 | 8 | 0 | 8 | 4750 | 38000 | 97754 | USA | N45 | 1524 | ABB INC | 27511 | S-CM1_UPS 3.5.B | Spec 263353, Par 3.5.B Level-4 Performance Testing per system Par 3.5.B: 2 days onsite (Deviate from 10 to 2 days per Customer Request) | PUR | Spec 263353, Par 3.5.B Level-4 Performance Testing per system Par 3.5.B: 2 days onsite (Deviate from 10 to 2 days per Customer Request) | EA | EA |  | TRUE |  | P | B/W | 100
133418 | 15 | 1 | States | Oppidan Prineville | Hayley Fabian | TRUE | 2026-05-20T00:00:00 | 2027-09-30T00:00:00 | 2027-09-30T00:00:00 | 8 | 0 | 8 | 4750 | 38000 | 97754 | USA | N45 | 1524 | ABB INC | 27511 | S-CM1_UPS 3.5.D | (Customer to decide) Spec 263353, Par 3.5.D Level-4 Performance Testing per system Par 3.5.D: Exploratory period - 1st 2 days onsite Note: Customer to decide if this step is necessary | PUR | (Customer to decide) Spec 263353, Par 3.5.D Level-4 Performance Testing per system Par 3.5.D: Exploratory period - 1st 2 days onsite Note: Customer to decide if this step is necessary | EA | EA |  | TRUE |  | P | B/W | 100
133418 | 16 | 1 | States | Oppidan Prineville | Hayley Fabian | TRUE | 2026-05-20T00:00:00 | 2027-09-30T00:00:00 | 2027-09-30T00:00:00 | 2 | 0 | 2 | 4750 | 9500 | 97754 | USA | N45 | 1524 | ABB INC | 27511 | SERVICEFLATRATE | Level-3 Startup: Additional startup time - interfacing with and checking of Maintenance Bypass Switchboards (not actual SU of MBC or MBS) | PUR | Level-3 Startup: Additional startup time - interfacing with and checking of Maintenance Bypass Switchboards (not actual SU of MBC or MBS) | EA | EA |  | TRUE |  | P | B/W | 100
133418 | 17 | 1 | States | Oppidan Prineville | Hayley Fabian | TRUE | 2026-05-20T00:00:00 | 2027-09-30T00:00:00 | 2027-09-30T00:00:00 | 16 | 0 | 16 | 4750 | 76000 | 97754 | USA | N45 | 1524 | ABB INC | 27511 | SERVICEFLATRATE Spec | Spec 263353.1, Par 3.2.B - Battery installation by UPS Manufacturer | PUR | Spec 263353.1, Par 3.2.B - Battery installation by UPS Manufacturer | EA | EA |  | TRUE |  | P | B/W | 100
133418 | 18 | 1 | States | Oppidan Prineville | Hayley Fabian | TRUE | 2026-05-20T00:00:00 | 2027-09-30T00:00:00 | 2027-09-30T00:00:00 | 8 | 0 | 8 | 1300 | 10400 | 97754 | USA | N45 | 1524 | ABB INC | 27511 | SERVICEFLATRATE-8HR | Provide 8 hours response time ($1300/annual rate) | PUR | Provide 8 hours response time ($1300/annual rate) | EA | EA |  | TRUE |  | P | B/W | 100
133418 | 19 | 1 | States | Oppidan Prineville | Hayley Fabian | TRUE | 2026-05-20T00:00:00 | 2027-09-30T00:00:00 | 2027-09-30T00:00:00 | 4 | 0 | 4 | 4750 | 19000 | 97754 | USA | N45 | 1524 | ABB INC | 27511 | S-IST | (1 day/UPS is recommended) Spec 263353, Par 3.6A Level-5 Integration System Testing (IST) (1 day included + daily rate applied if exceeds) | PUR | (1 day/UPS is recommended) Spec 263353, Par 3.6A Level-5 Integration System Testing (IST) (1 day included + daily rate applied if exceeds) | EA | EA |  | TRUE |  | P | B/W | 100
133418 | 20 | 1 | States | Oppidan Prineville | Hayley Fabian | TRUE | 2026-05-20T00:00:00 | 2027-09-30T00:00:00 | 2027-09-30T00:00:00 | 1 | 0 | 1 | 4750 | 4750 | 97754 | USA | N45 | 1524 | ABB INC | 27511 | S-OST | Par 3.4.K - Onsite Training after startup/commissioning completion, contiguous US only (1 day / site + daily rate applied if exceeds) | PUR | Par 3.4.K - Onsite Training after startup/commissioning completion, contiguous US only (1 day / site + daily rate applied if exceeds) | EA | EA |  | TRUE |  | P | B/W | 100
133418 | 21 | 1 | States | Oppidan Prineville | Hayley Fabian | TRUE | 2026-05-20T00:00:00 | 2027-09-30T00:00:00 | 2027-09-30T00:00:00 | 4 | 0 | 4 | 6441.69 | 25766.76 | 97754 | USA | N45 | 1524 | ABB INC | 27511 | UPS-FOBDEST | FCA Destination Charges Included | PUR | FCA Destination Charges Included | EA | EA |  | TRUE |  | P | B/W | 100
133418 | 22 | 1 | States | Oppidan Prineville | Hayley Fabian | TRUE | 2026-05-20T00:00:00 | 2027-09-30T00:00:00 | 2027-09-30T00:00:00 | 4 | 0 | 4 | 5682.78 | 22731.12 | 97754 | USA | N45 | 1524 | ABB INC | 27511 | UPS-FOBDEST_ | FCA Destination Charges Included | PUR | FCA Destination Charges Included | EA | EA |  | TRUE |  | P | B/W | 100
133418 | 23 | 1 | States | Oppidan Prineville | Hayley Fabian | TRUE | 2026-05-20T00:00:00 | 2027-09-30T00:00:00 | 2027-09-30T00:00:00 | 4 | 0 | 4 | 34500 | 138000 | 97754 | USA | N45 | 1524 | ABB INC | 27511 | WARMEG-2.2 | Provide 2 year extended warranty with annual PM of UPS & batteries | PUR | Provide 2 year extended warranty with annual PM of UPS & batteries | EA | EA |  | TRUE |  | P | B/W | 100
133432 | 1 | 1 | States | Caddell Construction | Hayley Fabian | TRUE | 2026-05-20T00:00:00 | 2027-06-30T00:00:00 | 2027-06-30T00:00:00 | 4 | 0 | 4 | 1504.2 | 6016.8 | 89506 | USA | N45 | 1524 | ABB INC | 27511 | 4NWA7000321568A | MegaFlex Seismic Bracket | PUR | MegaFlex Seismic Bracket | EA | EA |  | TRUE |  | P | B/W | 100
133432 | 2 | 1 | States | Caddell Construction | Hayley Fabian | TRUE | 2026-05-20T00:00:00 | 2027-06-30T00:00:00 | 2027-06-30T00:00:00 | 32 | 0 | 32 | 31695.62 | 1014259.84 | 89506 | USA | N45 | 1524 | ABB INC | 27511 | 4NWP104024R36U2, 8 LiBC/UPS | Samsung 136S Lithium Battery Cabinets/UPS: - High cycle / High Power Density - UL9540/UL9540A Listed - Top Cable Entry - DC Breaker in each battery cabinet - DIM/BC: 25.5 in W x 21 in D x 87 in H; - Approx Weight/BC: 1125 lbs - Battery runtime: 7 minn BOL / 5 min EOL for 1579 kWb battery loads | PUR | Samsung 136S Lithium Battery Cabinets/UPS: - High cycle / High Power Density - UL9540/UL9540A Listed - Top Cable Entry - DC Breaker in each battery cabinet - DIM/BC: 25.5 in W x 21 in D x 87 in H; - Approx Weight/BC: 1125 lbs - Battery runtime: 7 minn BOL / 5 min EOL for 1579 kWb battery loads | EA | EA |  | TRUE |  | P | B/W | 100
133432 | 3 | 1 | States | Caddell Construction | Hayley Fabian | TRUE | 2026-05-20T00:00:00 | 2027-06-30T00:00:00 | 2027-06-30T00:00:00 | 4 | 0 | 4 | 317079.24 | 1268316.96 | 89506 | USA | N45 | 1524 | ABB INC | 27511 | 4NWP106511R0002 | MegaFlex 1.5MW UPS 480V 60Hz: Static Bypass - 100% rated continuous duty; Cabinet color: RAL 9005 (black); Single or dual AC feed; Short circuit withstand rating: 100kAIC; Input Voltage: 480V 3-Phase + Gnd , +/- 15% voltage tolerance, Frequency: 60Hz +/- 10%, PF = 0.99; Output: 480V, 3W + Gnd, Frequency: 60Hz & PF = 1.0; Efficiency: Up to 97% Double Conversion (VFI) & Up to 99% eBoost mode (VFD); Compatible Battery Technologies: LiB, NiZn, VRLA | PUR | MegaFlex 1.5MW UPS 480V 60Hz: Static Bypass - 100% rated continuous duty; Cabinet color: RAL 9005 (black); Single or dual AC feed; Short circuit withstand rating: 100kAIC; Input Voltage: 480V 3-Phase + Gnd , +/- 15% voltage tolerance, Frequency: 60Hz +/- 10%, PF = 0.99; Output: 480V, 3W + Gnd, Frequency: 60Hz & PF = 1.0; Efficiency: Up to 97% Double Conversion (VFI) & Up to 99% eBoost mode (VFD); Compatible Battery Technologies: LiB, NiZn, VRLA | EA | EA |  | TRUE |  | P | B/W | 100
133432 | 4 | 1 | States | Caddell Construction | Hayley Fabian | TRUE | 2026-05-20T00:00:00 | 2027-06-30T00:00:00 | 2027-06-30T00:00:00 | 4 | 0 | 4 | 1864.75 | 7459 | 89506 | USA | N45 | 1524 | ABB INC | 27511 | 4NWPN7574R0001 | Data Logger (w/o top hat), provided by ABB to be installed by IntraPack in the Primary Top hat | PUR | Data Logger (w/o top hat), provided by ABB to be installed by IntraPack in the Primary Top hat | EA | EA |  | TRUE |  | P | B/W | 100
133432 | 5 | 1 | States | Caddell Construction | Hayley Fabian | TRUE | 2026-05-20T00:00:00 | 2027-06-30T00:00:00 | 2027-06-30T00:00:00 | 28 | 0 | 28 | 1653.75 | 46305 | 89506 | USA | N45 | 1524 | ABB INC | 27511 | 4NWR002204 | IntraPack Part No.: F012384-A02, Secondary top hat, Samsung Lithium-Ion UL9540A battery cabinet includes: - Cable management for Positive, Negative and Frame Ground Cables - Removable Front and Top Gland Plates - Paint color: Black | PUR | IntraPack Part No.: F012384-A02, Secondary top hat, Samsung Lithium-Ion UL9540A battery cabinet includes: - Cable management for Positive, Negative and Frame Ground Cables - Removable Front and Top Gland Plates - Paint color: Black | EA | EA |  | TRUE |  | P | B/W | 100
133432 | 6 | 1 | States | Caddell Construction | Hayley Fabian | TRUE | 2026-05-20T00:00:00 | 2027-06-30T00:00:00 | 2027-06-30T00:00:00 | 4 | 0 | 4 | 3252.38 | 13009.52 | 89506 | USA | N45 | 1524 | ABB INC | 27511 | 4NWR002253 | IntraPack Part No.: F012382-A02, Standard Primary top hat, Samsung Lithium-Ion UL9540A battery cabinet includes: - Cable management for Positive, Negative and Frame Ground Cables - Removable Front and Top Gland Plates - Paint color: Black - Data logger provided by ABB | PUR | IntraPack Part No.: F012382-A02, Standard Primary top hat, Samsung Lithium-Ion UL9540A battery cabinet includes: - Cable management for Positive, Negative and Frame Ground Cables - Removable Front and Top Gland Plates - Paint color: Black - Data logger provided by ABB | EA | EA |  | TRUE |  | P | B/W | 100
133432 | 7 | 1 | States | Caddell Construction | Hayley Fabian | TRUE | 2026-05-20T00:00:00 | 2027-06-30T00:00:00 | 2027-06-30T00:00:00 | 4 | 0 | 4 | 13880.48 | 55521.92 | 89506 | USA | N45 | 1524 | ABB INC | 27511 | 79-5000-00000047 | 4000A DC Junction Cabinet: - NEMA-1 enclosure - Dim: 30"W x 24"D x 87"H - Front access; - Installed end cap of battery lineup closer to UPS I/O section - Accommodates up to 10 DC battery cabinet landings - Installed by contractor - see ABB installation drawing; | PUR | 4000A DC Junction Cabinet: - NEMA-1 enclosure - Dim: 30"W x 24"D x 87"H - Front access; - Installed end cap of battery lineup closer to UPS I/O section - Accommodates up to 10 DC battery cabinet landings - Installed by contractor - see ABB installation drawing; | EA | EA |  | TRUE |  | P | B/W | 100
133432 | 8 | 1 | States | Caddell Construction | Hayley Fabian | TRUE | 2026-05-20T00:00:00 | 2027-06-30T00:00:00 | 2027-06-30T00:00:00 | 8 | 0 | 8 | 1750.5 | 14004 | 89506 | USA | N45 | 1524 | ABB INC | 27511 | 7GSP017351R0001 | CIC Communication Card | PUR | CIC Communication Card | EA | EA |  | TRUE |  | P | B/W | 100
133432 | 9 | 1 | States | Caddell Construction | Hayley Fabian | TRUE | 2026-05-20T00:00:00 | 2027-06-30T00:00:00 | 2027-06-30T00:00:00 | 4 | 0 | 4 | 4000 | 32000 | 89506 | USA | N45 | 1524 | ABB INC | 27511 | FREIGHT_RIC | Freight: Incoterm FCA Factory - Freight allowed | PUR | Freight: Incoterm FCA Factory - Freight allowed | EA | EA |  | TRUE |  | P | B/W | 100
133432 | 9 | 2 | States | Caddell Construction | Hayley Fabian | TRUE | 2026-05-20T00:00:00 | 2027-06-30T00:00:00 | 2027-06-30T00:00:00 | 4 | 0 | 4 | 4000 | 32000 | 89506 | USA | N45 | 1524 | ABB INC | 27511 | FREIGHT_RIC | Freight: Incoterm FCA Factory - Freight allowed | PUR | Freight: Incoterm FCA Factory - Freight allowed | EA | EA |  | TRUE |  | P | B/W | 100
133432 | 10 | 1 | States | Caddell Construction | Hayley Fabian | TRUE | 2026-05-20T00:00:00 | 2027-06-30T00:00:00 | 2027-06-30T00:00:00 | 4 | 0 | 4 | 9500 | 38000 | 89506 | USA | N45 | 1524 | ABB INC | 27511 | FSULITHI136X8P1 | Level-3 Startup of Lithium-Ion Batteries Note: Installation & connecting of batteries in the cabinets are by others (per adder above) | PUR | Level-3 Startup of Lithium-Ion Batteries Note: Installation & connecting of batteries in the cabinets are by others (per adder above) | EA | EA |  | TRUE |  | P | B/W | 100
133432 | 11 | 1 | States | Caddell Construction | Hayley Fabian | TRUE | 2026-05-20T00:00:00 | 2027-06-30T00:00:00 | 2027-06-30T00:00:00 | 4 | 0 | 4 | 14250 | 57000 | 89506 | USA | N45 | 1524 | ABB INC | 27511 | FSUMEG1600P1 | Level-3 Startup of MegaFlex UPS | PUR | Level-3 Startup of MegaFlex UPS | EA | EA |  | TRUE |  | P | B/W | 100
133432 | 12 | 1 | States | Caddell Construction | Hayley Fabian | TRUE | 2026-05-20T00:00:00 | 2027-06-30T00:00:00 | 2027-06-30T00:00:00 | 1 | 0 | 1 | 4750 | 4750 | 89506 | USA | N45 | 1524 | ABB INC | 27511 | MOBILIZATION_UPS | Mobilization for UPS Pkg (assume startup at same time for both UPS's) | PUR | Mobilization for UPS Pkg (assume startup at same time for both UPS's) | EA | EA |  | TRUE |  | P | B/W | 100
133432 | 13 | 1 | States | Caddell Construction | Hayley Fabian | TRUE | 2026-05-20T00:00:00 | 2027-06-30T00:00:00 | 2027-06-30T00:00:00 | 1 | 0 | 1 | 4750 | 4750 | 89506 | USA | N45 | 1524 | ABB INC | 27511 | MOBILIZATION_UPS PKG | Mobilization for UPS Pkg (for L4/L5/L6T Tasks) | PUR | Mobilization for UPS Pkg (for L4/L5/L6T Tasks) | EA | EA |  | TRUE |  | P | B/W | 100
133432 | 14 | 1 | States | Caddell Construction | Hayley Fabian | TRUE | 2026-05-20T00:00:00 | 2027-06-30T00:00:00 | 2027-06-30T00:00:00 | 8 | 0 | 8 | 4750 | 38000 | 89506 | USA | N45 | 1524 | ABB INC | 27511 | S-CM1_UPS 3.5.B | Spec 263353, Par 3.5.B Level-4 Performance Testing per system Par 3.5.B: 2 days onsite (Deviate from 10 to 2 days per Customer Request) | PUR | Spec 263353, Par 3.5.B Level-4 Performance Testing per system Par 3.5.B: 2 days onsite (Deviate from 10 to 2 days per Customer Request) | EA | EA |  | TRUE |  | P | B/W | 100
133432 | 15 | 1 | States | Caddell Construction | Hayley Fabian | TRUE | 2026-05-20T00:00:00 | 2027-06-30T00:00:00 | 2027-06-30T00:00:00 | 8 | 0 | 8 | 4750 | 38000 | 89506 | USA | N45 | 1524 | ABB INC | 27511 | S-CM1_UPS 3.5.D | (Customer to decide) Spec 263353, Par 3.5.D Level-4 Performance Testing per system Par 3.5.D: Exploratory period - 1st 2 days onsite Note: Customer to decide if this step is necessary | PUR | (Customer to decide) Spec 263353, Par 3.5.D Level-4 Performance Testing per system Par 3.5.D: Exploratory period - 1st 2 days onsite Note: Customer to decide if this step is necessary | EA | EA |  | TRUE |  | P | B/W | 100
133432 | 16 | 1 | States | Caddell Construction | Hayley Fabian | TRUE | 2026-05-20T00:00:00 | 2027-06-30T00:00:00 | 2027-06-30T00:00:00 | 2 | 0 | 2 | 4750 | 9500 | 89506 | USA | N45 | 1524 | ABB INC | 27511 | SERVICEFLATRATE | Level-3 Startup: Additional startup time - interfacing with and checking of Maintenance Bypass Switchboards (not actual SU of MBC or MBS) | PUR | Level-3 Startup: Additional startup time - interfacing with and checking of Maintenance Bypass Switchboards (not actual SU of MBC or MBS) | EA | EA |  | TRUE |  | P | B/W | 100
133432 | 17 | 1 | States | Caddell Construction | Hayley Fabian | TRUE | 2026-05-20T00:00:00 | 2027-06-30T00:00:00 | 2027-06-30T00:00:00 | 16 | 0 | 16 | 4750 | 76000 | 89506 | USA | N45 | 1524 | ABB INC | 27511 | SERVICEFLATRATE Spec | Spec 263353.1, Par 3.2.B - Battery installation by UPS Manufacturer | PUR | Spec 263353.1, Par 3.2.B - Battery installation by UPS Manufacturer | EA | EA |  | TRUE |  | P | B/W | 100
133432 | 18 | 1 | States | Caddell Construction | Hayley Fabian | TRUE | 2026-05-20T00:00:00 | 2027-06-30T00:00:00 | 2027-06-30T00:00:00 | 8 | 0 | 8 | 1300 | 10400 | 89506 | USA | N45 | 1524 | ABB INC | 27511 | SERVICEFLATRATE-8HR | Provide 8 hours response time ($1300/annual rate) | PUR | Provide 8 hours response time ($1300/annual rate) | EA | EA |  | TRUE |  | P | B/W | 100
133432 | 19 | 1 | States | Caddell Construction | Hayley Fabian | TRUE | 2026-05-20T00:00:00 | 2027-06-30T00:00:00 | 2027-06-30T00:00:00 | 4 | 0 | 4 | 4750 | 19000 | 89506 | USA | N45 | 1524 | ABB INC | 27511 | S-IST | (1 day/UPS is recommended) Spec 263353, Par 3.6A Level-5 Integration System Testing (IST) (1 day included + daily rate applied if exceeds) | PUR | (1 day/UPS is recommended) Spec 263353, Par 3.6A Level-5 Integration System Testing (IST) (1 day included + daily rate applied if exceeds) | EA | EA |  | TRUE |  | P | B/W | 100
133432 | 20 | 1 | States | Caddell Construction | Hayley Fabian | TRUE | 2026-05-20T00:00:00 | 2027-06-30T00:00:00 | 2027-06-30T00:00:00 | 1 | 0 | 1 | 4750 | 4750 | 89506 | USA | N45 | 1524 | ABB INC | 27511 | S-OST | Par 3.4.K - Onsite Training after startup/commissioning completion, contiguous US only (1 day / site + daily rate applied if exceeds) | PUR | Par 3.4.K - Onsite Training after startup/commissioning completion, contiguous US only (1 day / site + daily rate applied if exceeds) | EA | EA |  | TRUE |  | P | B/W | 100
133432 | 21 | 1 | States | Caddell Construction | Hayley Fabian | TRUE | 2026-05-20T00:00:00 | 2027-06-30T00:00:00 | 2027-06-30T00:00:00 | 4 | 0 | 4 | 6441.69 | 25766.76 | 89506 | USA | N45 | 1524 | ABB INC | 27511 | UPS-FOBDEST | FCA Destination Charges Included | PUR | FCA Destination Charges Included | EA | EA |  | TRUE |  | P | B/W | 100
133432 | 22 | 1 | States | Caddell Construction | Hayley Fabian | TRUE | 2026-05-20T00:00:00 | 2027-06-30T00:00:00 | 2027-06-30T00:00:00 | 4 | 0 | 4 | 5682.78 | 22731.12 | 89506 | USA | N45 | 1524 | ABB INC | 27511 | UPS-FOBDEST_ | FCA Destination Charges Included | PUR | FCA Destination Charges Included | EA | EA |  | TRUE |  | P | B/W | 100
133432 | 23 | 1 | States | Caddell Construction | Hayley Fabian | TRUE | 2026-05-20T00:00:00 | 2027-06-30T00:00:00 | 2027-06-30T00:00:00 | 4 | 0 | 4 | 34500 | 138000 | 89506 | USA | N45 | 1524 | ABB INC | 27511 | WARMEG-2.2 | Provide 2 year extended warranty with annual PM of UPS & batteries | PUR | Provide 2 year extended warranty with annual PM of UPS & batteries | EA | EA |  | TRUE |  | P | B/W | 100
132288 | 4 | 1 | States | Dayton | Hayley Fabian | TRUE | 2026-04-07T00:00:00 | 2026-11-19T00:00:00 |  | 2 | 0 | 2 | 4556.84 | 9113.68 | 55369-6417 | USA | N45 | 1524 | ABB INC | 27511 | BTO ATS 30A-260A | ZGDJ3XX12-CX2XT4XX - Automatic Transfer Switch, ZTG T-Series, 30 A-260 A "ZTG DT 260A3PH No Neu N1 General Purpose Commercial and Industrial Automatic Transfer Switch 260 A, 3 Phase (3 Pole), Delayed Transition NEMA 1 Enclosure 4 NO (Normally Open) and 4 NC (Normally Closed) Auxiliary Contacts No Neutral No Meters GB2 - (6)#8-1/0 Ground Bar Modbus TCP communications Additional 4 I/O, programmable T1-Panel Voltage agnostic, Rated for 200 to 480V line to line voltage Standard Application-Sources on Bottom UL 1008 listed up To 480VAC at 50/60Hz Seismic certified To IEEE-693-2005 at HIGH level With 2.5 amplification factor Seismic certified To IBC-2015 at Ip=1.5 For z/h less than Or equal To 1 Microprocessor activated Momentary test switch Programmable exerciser daily, 7-14-28-365 days user- selectable, with or without load Event log of last 250 events Adjustable over/under frequency sensor-Source 2-and Source 1 Frequency Indication - on the controller LED Source -2 - Position indication LED Source -1 - Position indication LED Source -2 - Source availability indication LED Source -1 - Source availability indication" "Engine start timer -adjustable up to 60sec Phase rotation sensing of Source 1 and Source 2 Under voltage sensing 3-phase Source 2 In Phase Monitor between Source 1 and Source 2 to allow transfer-with enable/disable Over voltage sensing-3 phase Source 2 Microprocessor activated Commit/no commit on transferring to Source 2-with enable/disable Time Delay from Neutral Position to Source 1 on Retransfer Time Delay from Neutral Position to Source 2 on Retransfer. Adjustable time delay on transfer to Source 1 Engine stop/cool adjustable cool down timer Voltage imbalance between phases-applies to 3-phase only Adjustable time delay on transfer to Source 2 Bypass transfer timer function-soft switch in controller Programmable Input Modules: (Must be configured by user upon installation) E-Stop Remote Control to S1 (R15 Load Shed) Remote Control to S2 Remote Control to OFF (R15D Load Shed) Inhibit Transfer Manual-Auto Mode Programmable Output Modules: (Must be configured by user upon installation) Alarm / Product Availability Load Connected to S1 Load Disconnected Load Connected to S2 Elevator Pre-transfer Signal (T3/W3)" | PUR | "Category: --- LV - Other --- Identifier: --- BTO ATS 30A-260A ---------------------------------- - Enclosure Rating: --- - System voltage: --- - Bus amperage: --- - Short Circuit Rating: --- - Sections: --- 0" | EA | EA |  | FALSE |  | P | B/W | Dayton
132288 | 3 | 1 | States | Dayton | Hayley Fabian | TRUE | 2026-04-07T00:00:00 | 2026-11-30T00:00:00 |  | 5 | 0 | 5 | 5406.51 | 27032.55 | 55369-6417 | USA | N45 | 1524 | ABB INC | 27511 | BTO ATS 400A-600A | ZGDK3XX12-CX2XT4XX Automatic Transfer Switch, ZTG T-Series, 400 A-600 A "ZTG DT 400A3PH No Neu N1 General Purpose Commercial and Industrial Automatic Transfer Switch 400 A, 3 Phase (3 Pole), Delayed Transition NEMA 1 Enclosure 4 NO (Normally Open) and 4 NC (Normally Closed) Auxiliary Contacts No Neutral No Meters GB2 - (6)#8-1/0 Ground Bar Modbus TCP communications Additional 4 I/O, programmable T1-Panel Voltage agnostic, Rated for 200 to 480V line to line voltage Standard Application-Sources on Bottom UL 1008 listed up To 480VAC at 50/60Hz Seismic certified To IEEE-693-2005 at HIGH level With 2.5 amplification factor Seismic certified To IBC-2015 at Ip=1.5 For z/h less than Or equal To 1 Microprocessor activated Momentary test switch Programmable exerciser daily, 7-14-28-365 days user- selectable, with or without load Event log of last 250 events Adjustable over/under frequency sensor-Source 2-and Source 1 Frequency Indication - on the controller LED Source -2 - Position indication LED Source -1 - Position indication LED Source -2 - Source availability indication LED Source -1 - Source availability indication" "Engine start timer -adjustable up to 60sec Phase rotation sensing of Source 1 and Source 2 Under voltage sensing 3-phase Source 2 In Phase Monitor between Source 1 and Source 2 to allow transfer-with enable/disable Over voltage sensing-3 phase Source 2 Microprocessor activated Commit/no commit on transferring to Source 2-with enable/disable Time Delay from Neutral Position to Source 1 on Retransfer Time Delay from Neutral Position to Source 2 on Retransfer. Adjustable time delay on transfer to Source 1 Engine stop/cool adjustable cool down timer Voltage imbalance between phases-applies to 3-phase only Adjustable time delay on transfer to Source 2 Bypass transfer timer function-soft switch in controller Programmable Input Modules: (Must be configured by user upon installation) E-Stop Remote Control to S1 (R15 Load Shed) Remote Control to S2 Remote Control to OFF (R15D Load Shed) Inhibit Transfer Manual-Auto Mode Programmable Output Modules: (Must be configured by user upon installation) Alarm / Product Availability Load Connected to S1 Load Disconnected Load Connected to S2 Elevator Pre-transfer Signal (T3/W3)" | PUR | ZGDK3XX12-CX2XT4XX Automatic Transfer Switch, ZTG T-Series, 400 A-600 A "ZTG DT 400A3PH No Neu N1 General Purpose Commercial and Industrial Automatic Transfer Switch 400 A, 3 Phase (3 Pole), Delayed Transition NEMA 1 Enclosure 4 NO (Normally Open) and 4 NC (Normally Closed) Auxiliary Contacts No Neutral No Meters GB2 - (6)#8-1/0 Ground Bar Modbus TCP communications Additional 4 I/O, programmable T1-Panel Voltage agnostic, Rated for 200 to 480V line to line voltage Standard Application-Sources on Bottom UL 1008 listed up To 480VAC at 50/60Hz Seismic certified To IEEE-693-2005 at HIGH level With 2.5 amplification factor Seismic certified To IBC-2015 at Ip=1.5 For z/h less than Or equal To 1 Microprocessor activated Momentary test switch Programmable exerciser daily, 7-14-28-365 days user- selectable, with or without load Event log of last 250 events Adjustable over/under frequency sensor-Source 2-and Source 1 Frequency Indication - on the controller LED Source -2 - Position indication LED Source -1 - Position indication LED Source -2 - Source availability indication LED Source -1 - Source availability indication" "Engine start timer -adjustable up to 60sec Phase rotation sensing of Source 1 and Source 2 Under voltage sensing 3-phase Source 2 In Phase Monitor between Source 1 and Source 2 to allow transfer-with enable/disable Over voltage sensing-3 phase Source 2 Microprocessor activated Commit/no commit on transferring to Source 2-with enable/disable Time Delay from Neutral Position to Source 1 on Retransfer Time Delay from Neutral Position to Source 2 on Retransfer. Adjustable time delay on transfer to Source 1 Engine stop/cool adjustable cool down timer Voltage imbalance between phases-applies to 3-phase only Adjustable time delay on transfer to Source 2 Bypass transfer timer function-soft switch in controller Programmable Input Modules: (Must be configured by user upon installation) E-Stop Remote Control to S1 (R15 Load Shed) Remote Control to S2 Remote Control to OFF (R15D Load Shed) Inhibit Transfer Manual-Auto Mode Programmable Output Modules: (Must be configured by user upon installation) Alarm / Product Availability Load Connected to S1 Load Disconnected Load Connected to S2 Elevator Pre-transfer Signal (T3/W3)" | EA | EA |  | FALSE |  | P | B/W | Dayton
132288 | 2 | 1 | States | Dayton | Hayley Fabian | TRUE | 2026-04-07T00:00:00 | 2026-11-19T00:00:00 |  | 2 | 0 | 2 | 5760.95 | 11521.9 | 55369-6417 | USA | N45 | 1524 | ABB INC | 27511 | BTO ATS 400A-600A | ZGDK3XX12-CX2XT4XX Automatic Transfer Switch, ZTG T-Series, 400 A-600 A "ZTG DT 400A3PH No Neu N1 General Purpose Commercial and Industrial Automatic Transfer Switch 400 A, 3 Phase (3 Pole), Delayed Transition NEMA 1 Enclosure 4 NO (Normally Open) and 4 NC (Normally Closed) Auxiliary Contacts No Neutral No Meters GB2 - (6)#8-1/0 Ground Bar Modbus TCP communications Additional 4 I/O, programmable T1-Panel Voltage agnostic, Rated for 200 to 480V line to line voltage Standard Application-Sources on Bottom UL 1008 listed up To 480VAC at 50/60Hz Seismic certified To IEEE-693-2005 at HIGH level With 2.5 amplification factor Seismic certified To IBC-2015 at Ip=1.5 For z/h less than Or equal To 1 Microprocessor activated Momentary test switch Programmable exerciser daily, 7-14-28-365 days user- selectable, with or without load Event log of last 250 events Adjustable over/under frequency sensor-Source 2-and Source 1 Frequency Indication - on the controller LED Source -2 - Position indication LED Source -1 - Position indication LED Source -2 - Source availability indication LED Source -1 - Source availability indication" "Engine start timer -adjustable up to 60sec Phase rotation sensing of Source 1 and Source 2 Under voltage sensing 3-phase Source 2 In Phase Monitor between Source 1 and Source 2 to allow transfer-with enable/disable Over voltage sensing-3 phase Source 2 Microprocessor activated Commit/no commit on transferring to Source 2-with enable/disable Time Delay from Neutral Position to Source 1 on Retransfer Time Delay from Neutral Position to Source 2 on Retransfer. Adjustable time delay on transfer to Source 1 Engine stop/cool adjustable cool down timer Voltage imbalance between phases-applies to 3-phase only Adjustable time delay on transfer to Source 2 Bypass transfer timer function-soft switch in controller Programmable Input Modules: (Must be configured by user upon installation) E-Stop Remote Control to S1 (R15 Load Shed) Remote Control to S2 Remote Control to OFF (R15D Load Shed) Inhibit Transfer Manual-Auto Mode Programmable Output Modules: (Must be configured by user upon installation) Alarm / Product Availability Load Connected to S1 Load Disconnected Load Connected to S2 Elevator Pre-transfer Signal (T3/W3)" | PUR | "Category: --- LV - Other --- Identifier: --- BTO ATS 400A-600A ---------------------------------- - Enclosure Rating: --- - System voltage: --- - Bus amperage: --- - Short Circuit Rating: --- - Sections: --- 0" | EA | EA |  | FALSE |  | P | B/W | Dayton
133942 | 1 | 1 | States | Champlin | Hayley Fabian | TRUE | 2026-06-08T00:00:00 | 2026-12-02T00:00:00 | 2026-12-02T00:00:00 | 1 | 0 | 1 | 4838.4 | 4838.4 | 55316-3157 | USA | N45 | 1524 | ABB INC | 27511 | GE-1000 | Lift Truck | PUR | Lift Truck | EA | EA |  | TRUE |  | P | B/W | 100
132415 | 23 | 1 | States | Oppidan | Hayley Fabian | TRUE | 2026-04-10T00:00:00 | 2027-05-06T00:00:00 | 2027-05-06T00:00:00 | 4 | 0 | 4 | 5682.78 | 22731.12 | 53916 | USA | N45 | 1524 | ABB INC | 27511 | UPS-FOBDEST_ | FCA Destination Charges Included | PUR | FCA Destination Charges Included | EA | EA |  | TRUE |  | P | B/W | 100
132415 | 24 | 1 | States | Oppidan | Hayley Fabian | TRUE | 2026-04-10T00:00:00 | 2027-05-06T00:00:00 | 2027-05-06T00:00:00 | 4 | 0 | 4 | 34500 | 138000 | 53916 | USA | N45 | 1524 | ABB INC | 27511 | WARMEG-2.2 | Provide 2 year extended warranty with annual PM of UPS & batteries |  | Provide 2 year extended warranty with annual PM of UPS & batteries | EA | EA |  | TRUE |  | P | B/W | 100
132415 | 25 | 1 | States | Oppidan | Hayley Fabian | TRUE | 2026-04-10T00:00:00 | 2027-05-06T00:00:00 | 2027-05-06T00:00:00 | 8 | 0 | 8 | 1300 | 10400 | 53916 | USA | N45 | 1524 | ABB INC | 27511 | SERVICEFLATRATE | Level-3 Startup: Additional startup time - interfacing with and checking of Maintenance Bypass Switchboards (not actual SU of MBC or MBS) | PUR | Provide 8 hours response time ($1300/annual rate) | EA | EA |  | TRUE |  | P | B/W | 100
132415 | 26 | 1 | States | Oppidan | Hayley Fabian | TRUE | 2026-04-10T00:00:00 | 2027-05-06T00:00:00 | 2027-05-06T00:00:00 | 4 | 0 | 4 | 0 | 0 | 53916 | USA | N45 | 1524 | ABB INC | 27511 | 4NWP107801R0001 | ANC-L Network Communication Card | PUR | ANC-L Network Communication Card | EA | EA |  | TRUE |  | P | B/W | 100
132415 | 1 | 1 | States | Oppidan | Hayley Fabian | TRUE | 2026-04-10T00:00:00 | 2027-05-06T00:00:00 | 2027-05-06T00:00:00 | 4 | 0 | 4 | 1504.2 | 6016.8 | 53916 | USA | N45 | 1524 | ABB INC | 27511 | 4NWA7000321568A | MegaFlex Seismic Bracket | PUR | MegaFlex Seismic Bracket | EA | EA |  | TRUE |  | P | B/W | 100
132415 | 2 | 1 | States | Oppidan | Hayley Fabian | TRUE | 2026-04-10T00:00:00 | 2027-05-06T00:00:00 | 2027-05-06T00:00:00 | 32 | 0 | 32 | 31695.62 | 1014259.84 | 53916 | USA | N45 | 1524 | ABB INC | 27511 | 4NWP104024R36U2, 8 LiBC/UPS | Samsung 136S Lithium Battery Cabinets/UPS: - High cycle / High Power Density - UL9540/UL9540A Listed - Top Cable Entry - DC Breaker in each battery cabinet - DIM/BC: 25.5 in W x 21 in D x 87 in H; - Approx Weight/BC: 1125 lbs - Battery runtime: 7 minn BOL / 5 min EOL for 1579 kWb battery loads | PUR | Samsung 136S Lithium Battery Cabinets/UPS: - High cycle / High Power Density - UL9540/UL9540A Listed - Top Cable Entry - DC Breaker in each battery cabinet - DIM/BC: 25.5 in W x 21 in D x 87 in H; - Approx Weight/BC: 1125 lbs - Battery runtime: 7 minn BOL / 5 min EOL for 1579 kWb battery loads | EA | EA |  | TRUE |  | P | B/W | 100
132415 | 3 | 1 | States | Oppidan | Hayley Fabian | TRUE | 2026-04-10T00:00:00 | 2027-05-06T00:00:00 | 2027-05-06T00:00:00 | 4 | 0 | 4 | 317094.24 | 1268376.96 | 53916 | USA | N45 | 1524 | ABB INC | 27511 | 4NWP106511R0002 | MegaFlex 1.5MW UPS 480V 60Hz: Static Bypass - 100% rated continuous duty; Cabinet color: RAL 9005 (black); Single or dual AC feed; Short circuit withstand rating: 100kAIC; Input Voltage: 480V 3-Phase + Gnd , +/- 15% voltage tolerance, Frequency: 60Hz +/- 10%, PF = 0.99; Output: 480V, 3W + Gnd, Frequency: 60Hz & PF = 1.0; Efficiency: Up to 97% Double Conversion (VFI) & Up to 99% eBoost mode (VFD); Compatible Battery Technologies: LiB, NiZn, VRLA | PUR | MegaFlex 1.5MW UPS 480V 60Hz: Static Bypass - 100% rated continuous duty; Cabinet color: RAL 9005 (black); Single or dual AC feed; Short circuit withstand rating: 100kAIC; Input Voltage: 480V 3-Phase + Gnd , +/- 15% voltage tolerance, Frequency: 60Hz +/- 10%, PF = 0.99; Output: 480V, 3W + Gnd, Frequency: 60Hz & PF = 1.0; Efficiency: Up to 97% Double Conversion (VFI) & Up to 99% eBoost mode (VFD); Compatible Battery Technologies: LiB, NiZn, VRLA | EA | EA |  | TRUE |  | P | B/W | 100
132415 | 5 | 1 | States | Oppidan | Hayley Fabian | TRUE | 2026-04-10T00:00:00 | 2027-05-06T00:00:00 | 2027-05-06T00:00:00 | 4 | 0 | 4 | 1864.75 | 7459 | 53916 | USA | N45 | 1524 | ABB INC | 27511 | 4NWPN7574R0001 | Data Logger (w/o top hat), provided by ABB to be installed by IntraPack in the Primary Top hat | PUR | Data Logger (w/o top hat), provided by ABB to be installed by IntraPack in the Primary Top hat | EA | EA |  | TRUE |  | P | B/W | 100
132415 | 6 | 1 | States | Oppidan | Hayley Fabian | TRUE | 2026-04-10T00:00:00 | 2027-05-06T00:00:00 | 2027-05-06T00:00:00 | 28 | 0 | 28 | 1653.75 | 46305 | 53916 | USA | N45 | 1524 | ABB INC | 27511 | 4NWR002204 | IntraPack Part No.: F012384-A02, Secondary top hat, Samsung Lithium-Ion UL9540A battery cabinet includes: - Cable management for Positive, Negative and Frame Ground Cables - Removable Front and Top Gland Plates - Paint color: Black | PUR | IntraPack Part No.: F012384-A02, Secondary top hat, Samsung Lithium-Ion UL9540A battery cabinet includes: - Cable management for Positive, Negative and Frame Ground Cables - Removable Front and Top Gland Plates - Paint color: Black | EA | EA |  | TRUE |  | P | B/W | 100
132415 | 7 | 1 | States | Oppidan | Hayley Fabian | TRUE | 2026-04-10T00:00:00 | 2027-05-06T00:00:00 | 2027-05-06T00:00:00 | 4 | 0 | 4 | 3252.38 | 13009.52 | 53916 | USA | N45 | 1524 | ABB INC | 27511 | 4NWR002253 | IntraPack Part No.: F012382-A02, Standard Primary top hat, Samsung Lithium-Ion UL9540A battery cabinet includes: - Cable management for Positive, Negative and Frame Ground Cables - Removable Front and Top Gland Plates - Paint color: Black - Data logger provided by ABB | PUR | IntraPack Part No.: F012382-A02, Standard Primary top hat, Samsung Lithium-Ion UL9540A battery cabinet includes: - Cable management for Positive, Negative and Frame Ground Cables - Removable Front and Top Gland Plates - Paint color: Black - Data logger provided by ABB | EA | EA |  | TRUE |  | P | B/W | 100
132415 | 8 | 1 | States | Oppidan | Hayley Fabian | TRUE | 2026-04-10T00:00:00 | 2027-05-06T00:00:00 | 2027-05-06T00:00:00 | 4 | 0 | 4 | 13880.48 | 55521.92 | 53916 | USA | N45 | 1524 | ABB INC | 27511 | 79-5000-00000047 | 4000A DC Junction Cabinet: - NEMA-1 enclosure - Dim: 30"W x 24"D x 87"H - Front access; - Installed end cap of battery lineup closer to UPS I/O section - Accommodates up to 10 DC battery cabinet landings - Installed by contractor - see ABB installation drawing; | PUR | 4000A DC Junction Cabinet: - NEMA-1 enclosure - Dim: 30"W x 24"D x 87"H - Front access; - Installed end cap of battery lineup closer to UPS I/O section - Accommodates up to 10 DC battery cabinet landings - Installed by contractor - see ABB installation drawing; | EA | EA |  | TRUE |  | P | B/W | 100
132415 | 9 | 1 | States | Oppidan | Hayley Fabian | TRUE | 2026-04-10T00:00:00 | 2027-05-06T00:00:00 | 2027-05-06T00:00:00 | 8 | 0 | 8 | 1750.5 | 14004 | 53916 | USA | N45 | 1524 | ABB INC | 27511 | 7GSP017351R0001 | CIC Communication Card | PUR | CIC Communication Card | EA | EA |  | TRUE |  | P | B/W | 100
132415 | 10 | 1 | States | Oppidan | Hayley Fabian | TRUE | 2026-04-10T00:00:00 | 2027-05-06T00:00:00 | 2027-05-06T00:00:00 | 4 | 0 | 4 | 4000 | 32000 | 53916 | USA | N45 | 1524 | ABB INC | 27511 | FREIGHT_RIC | Freight: Incoterm FCA Factory - Freight allowed | PUR | Freight: Incoterm FCA Factory - Freight allowed | EA | EA |  | TRUE |  | P | B/W | 100
132415 | 10 | 2 | States | Oppidan | Hayley Fabian | TRUE | 2026-04-10T00:00:00 | 2027-05-06T00:00:00 | 2027-05-06T00:00:00 | 4 | 0 | 4 | 4000 | 32000 | 53916 | USA | N45 | 1524 | ABB INC | 27511 | FREIGHT_RIC | Freight: Incoterm FCA Factory - Freight allowed | PUR | Freight: Incoterm FCA Factory - Freight allowed | EA | EA |  | TRUE |  | P | B/W | 100
132415 | 11 | 1 | States | Oppidan | Hayley Fabian | TRUE | 2026-04-10T00:00:00 | 2027-05-06T00:00:00 | 2027-05-06T00:00:00 | 4 | 0 | 4 | 9500 | 38000 | 53916 | USA | N45 | 1524 | ABB INC | 27511 | FSULITHI136X8P1 | Level-3 Startup of Lithium-Ion Batteries Note: Installation & connecting of batteries in the cabinets are by others (per adder above) | PUR | Level-3 Startup of Lithium-Ion Batteries Note: Installation & connecting of batteries in the cabinets are by others (per adder above) | EA | EA |  | TRUE |  | P | B/W | 100
132415 | 12 | 1 | States | Oppidan | Hayley Fabian | TRUE | 2026-04-10T00:00:00 | 2027-05-06T00:00:00 | 2027-05-06T00:00:00 | 4 | 0 | 4 | 14250 | 57000 | 53916 | USA | N45 | 1524 | ABB INC | 27511 | FSUMEG1600P1 | Level-3 Startup of MegaFlex UPS | PUR | Level-3 Startup of MegaFlex UPS | EA | EA |  | TRUE |  | P | B/W | 100
132415 | 13 | 1 | States | Oppidan | Hayley Fabian | TRUE | 2026-04-10T00:00:00 | 2027-05-06T00:00:00 | 2027-05-06T00:00:00 | 1 | 0 | 1 | 4750 | 4750 | 53916 | USA | N45 | 1524 | ABB INC | 27511 | MOBILIZATION_UPS | Mobilization for UPS Pkg (assume startup at same time for both UPS's) | PUR | Mobilization for UPS Pkg (assume startup at same time for both UPS's) | EA | EA |  | TRUE |  | P | B/W | 100
132415 | 14 | 1 | States | Oppidan | Hayley Fabian | TRUE | 2026-04-10T00:00:00 | 2027-05-06T00:00:00 | 2027-05-06T00:00:00 | 1 | 0 | 1 | 4750 | 4750 | 53916 | USA | N45 | 1524 | ABB INC | 27511 | MOBILIZATION_UPS PKG | Mobilization for UPS Pkg (for L4/L5/L6T Tasks) | PUR | Mobilization for UPS Pkg (for L4/L5/L6T Tasks) | EA | EA |  | TRUE |  | P | B/W | 100
132415 | 15 | 1 | States | Oppidan | Hayley Fabian | TRUE | 2026-04-10T00:00:00 | 2027-05-06T00:00:00 | 2027-05-06T00:00:00 | 8 | 0 | 8 | 4750 | 38000 | 53916 | USA | N45 | 1524 | ABB INC | 27511 | S-CM1_UPS 3.5.B | Spec 263353, Par 3.5.B Level-4 Performance Testing per system Par 3.5.B: 2 days onsite (Deviate from 10 to 2 days per Customer Request) | PUR | Spec 263353, Par 3.5.B Level-4 Performance Testing per system Par 3.5.B: 2 days onsite (Deviate from 10 to 2 days per Customer Request) | EA | EA |  | TRUE |  | P | B/W | 100
132415 | 16 | 1 | States | Oppidan | Hayley Fabian | TRUE | 2026-04-10T00:00:00 | 2027-05-06T00:00:00 | 2027-05-06T00:00:00 | 8 | 0 | 8 | 4750 | 38000 | 53916 | USA | N45 | 1524 | ABB INC | 27511 | S-CM1_UPS 3.5.D | (Customer to decide) Spec 263353, Par 3.5.D Level-4 Performance Testing per system Par 3.5.D: Exploratory period - 1st 2 days onsite Note: Customer to decide if this step is necessary | PUR | (Customer to decide) Spec 263353, Par 3.5.D Level-4 Performance Testing per system Par 3.5.D: Exploratory period - 1st 2 days onsite Note: Customer to decide if this step is necessary | EA | EA |  | TRUE |  | P | B/W | 100
132415 | 17 | 1 | States | Oppidan | Hayley Fabian | TRUE | 2026-04-10T00:00:00 | 2027-05-06T00:00:00 | 2027-05-06T00:00:00 | 2 | 0 | 2 | 4750 | 9500 | 53916 | USA | N45 | 1524 | ABB INC | 27511 | SERVICEFLATRATE | Level-3 Startup: Additional startup time - interfacing with and checking of Maintenance Bypass Switchboards (not actual SU of MBC or MBS) | PUR | Level-3 Startup: Additional startup time - interfacing with and checking of Maintenance Bypass Switchboards (not actual SU of MBC or MBS) | EA | EA |  | TRUE |  | P | B/W | 100
132415 | 18 | 1 | States | Oppidan | Hayley Fabian | TRUE | 2026-04-10T00:00:00 | 2027-05-06T00:00:00 | 2027-05-06T00:00:00 | 16 | 0 | 16 | 4750 | 76000 | 53916 | USA | N45 | 1524 | ABB INC | 27511 | SERVICEFLATRATE Spec | Spec 263353.1, Par 3.2.B - Battery installation by UPS Manufacturer | PUR | Spec 263353.1, Par 3.2.B - Battery installation by UPS Manufacturer | EA | EA |  | TRUE |  | P | B/W | 100
132415 | 19 | 1 | States | Oppidan | Hayley Fabian | TRUE | 2026-04-10T00:00:00 | 2027-05-06T00:00:00 | 2027-05-06T00:00:00 | 4 | 0 | 4 | 4750 | 19000 | 53916 | USA | N45 | 1524 | ABB INC | 27511 | S-IST | (1 day/UPS is recommended) Spec 263353, Par 3.6A Level-5 Integration System Testing (IST) (1 day included + daily rate applied if exceeds) | PUR | (1 day/UPS is recommended) Spec 263353, Par 3.6A Level-5 Integration System Testing (IST) (1 day included + daily rate applied if exceeds) | EA | EA |  | TRUE |  | P | B/W | 100
132415 | 20 | 1 | States | Oppidan | Hayley Fabian | TRUE | 2026-04-10T00:00:00 | 2027-05-06T00:00:00 | 2027-05-06T00:00:00 | 1 | 0 | 1 | 4750 | 4750 | 53916 | USA | N45 | 1524 | ABB INC | 27511 | S-OST | Par 3.4.K - Onsite Training after startup/commissioning completion, contiguous US only (1 day / site + daily rate applied if exceeds) | PUR | Par 3.4.K - Onsite Training after startup/commissioning completion, contiguous US only (1 day / site + daily rate applied if exceeds) | EA | EA |  | TRUE |  | P | B/W | 100
132415 | 22 | 1 | States | Oppidan | Hayley Fabian | TRUE | 2026-04-10T00:00:00 | 2027-05-06T00:00:00 | 2027-05-06T00:00:00 | 4 | 0 | 4 | 6441.69 | 25766.76 | 53916 | USA | N45 | 1524 | ABB INC | 27511 | UPS-FOBDEST | FCA Destination Charges Included | PUR | FCA Destination Charges Included | EA | EA |  | TRUE |  | P | B/W | 100
133995 | 1 | 1 | States | Dayton | Hayley Fabian | TRUE | 2026-06-10T00:00:00 | 2026-10-19T00:00:00 | 2026-10-19T00:00:00 | 12 | 0 | 12 | 3126.4 | 37516.8 | 55369-6417 | USA | N45 | 1524 | ABB INC | 27511 | VK3P2764N00CFR3000 | Types Rating: 2764 - 27kV, 600A, 32kA, Mech Type: K - K MECH, Mech Shaft Length: K3 - 3.77 inches (STANDARD), Qualification: N - None, Shunt Trip: 0 - None, Aux Switch: 0 - None, Handle: CFR3 - Chain drive with mech interlock, right side, offset, spreader bar 39.625” to 44.0”, Motor: 000 - None | PUR | Types Rating: 2764 - 27kV, 600A, 32kA, Mech Type: K - K MECH, Mech Shaft Length: K3 - 3.77 inches (STANDARD), Qualification: N - None, Shunt Trip: 0 - None, Aux Switch: 0 - None, Handle: CFR3 - Chain drive with mech interlock, right side, offset, spreader bar 39.625” to 44.0”, Motor: 000 - None | EA | EA |  | TRUE |  | P | B/W | DAYTON
134204 | 1 | 1 | States | Egan Company | Hayley Fabian | TRUE | 2026-06-18T00:00:00 | 2026-12-02T00:00:00 | 2026-12-02T00:00:00 | 4 | 0 | 4 | 3957.89 | 15831.56 | 55944 | USA | N45 | 1524 | ABB INC | 27511 | ZGOJ3XX12-BX2XT2XX | Automatic Transfer Switch, ZTG T-Series, 30 A-260 A, ZGOJ3XX12-BX2XT2XX | PUR | Automatic Transfer Switch, ZTG T-Series, 30 A-260 A, ZGOJ3XX12-BX2XT2XX | EA | EA |  | TRUE |  | P | B/W | DAYTON
131834 | 5 | 1 | States | Dayton | Hayley Fabian | TRUE | 2026-03-17T00:00:00 | 2026-09-17T00:00:00 | 2026-09-17T00:00:00 | 1 | 0 | 1 | 2877 | 2877 | 55369-6417 | USA | N60 | 1524 | ABB INC | 27511 | 931868T01 | Breaker Lift Truck Assembly - manually operated | PUR | Breaker Lift Truck Assembly - manually operated | EA | EA |  | TRUE |  | P | B/W | DAYTON
132620 | 1 | 1 | States | Oppidan | Hayley Fabian | TRUE | 2026-04-20T00:00:00 | 2027-01-27T00:00:00 |  | 6 | 0 | 6 | 10243 | 61458 | 53916 | USA | N45 | 1524 | ABB INC | 27511 | 1200A 24" Front Access Sidecar | SuperSwitch 4 - 1200A 24" Front Access Sidecar | PUR | SuperSwitch 4 - 1200A 24" Front Access Sidecar | EA | EA |  | FALSE |  | P | B/W | 100
132620 | 3 | 1 | States | Oppidan | Hayley Fabian | TRUE | 2026-04-20T00:00:00 | 2027-01-27T00:00:00 |  | 6 | 0 | 6 | 390 | 2340 | 53916 | USA | N45 | 1524 | ABB INC | 27511 | 800A-1200A Vented Kickplates | SuperSwitch 4 - 800A-1200A Vented Kickplates | PUR | SuperSwitch 4 - 800A-1200A Vented Kickplates | EA | EA |  | FALSE |  | P | B/W | 100
132620 | 4 | 1 | States | Oppidan | Hayley Fabian | TRUE | 2026-04-20T00:00:00 | 2027-01-27T00:00:00 |  | 4 | 0 | 4 | 4255 | 17020 | 53916 | USA | N45 | 1524 | ABB INC | 27511 | Other Services - Level 4 | Level 4 Performancy Testing - (4) Days(s) | PUR | Level 4 Performancy Testing - (4) Days(s) | EA | EA |  | FALSE |  | P | B/W | 100
132620 | 5 | 1 | States | Oppidan | Hayley Fabian | TRUE | 2026-04-20T00:00:00 | 2027-01-27T00:00:00 |  | 3 | 0 | 3 | 4500 | 13500 | 53916 | USA | N45 | 1524 | ABB INC | 27511 | Other Services - Mobilization | Mobilization - (3) Visit(s) | PUR | Mobilization - (3) Visit(s) | EA | EA |  | FALSE |  | P | B/W | 100
132620 | 6 | 1 | States | Oppidan | Hayley Fabian | TRUE | 2026-04-20T00:00:00 | 2027-01-27T00:00:00 |  | 4 | 0 | 4 | 4450 | 17800 | 53916 | USA | N45 | 1524 | ABB INC | 27511 | Services - Start-up Service | On-site Service Per Day (not to exceed 3 days), M-F 8am-5pm | PUR | On-site Service Per Day (not to exceed 3 days), M-F 8am-5pm | EA | EA |  | FALSE |  | P | B/W | 100
132620 | 7 | 1 | States | Oppidan | Hayley Fabian | TRUE | 2026-04-20T00:00:00 | 2027-01-27T00:00:00 |  | 6 | 0 | 6 | 95892 | 575352 | 53916 | USA | N45 | 1524 | ABB INC | 27511 | SuperSwitch 4 (DSTS) | 1200A, 480V, DSTS (SS4) | PUR | 1200A, 480V, DSTS (SS4) | EA | EA |  | FALSE |  | P | B/W | 100
132620 | 8 | 1 | States | Oppidan | Hayley Fabian | TRUE | 2026-04-20T00:00:00 | 2027-01-27T00:00:00 |  | 36 | 0 | 36 | 57 | 2052 | 53916 | USA | N45 | 1524 | ABB INC | 27511 | Supplementary Item - STS | STS Pedestals | PUR | STS Pedestals | EA | EA |  | FALSE |  | P | B/W | 100
132620 | 10 | 1 | States | Oppidan | Hayley Fabian | TRUE | 2026-04-20T00:00:00 | 2027-01-27T00:00:00 |  | 1 | 0 | 1 | 48358 | 48358 | 53916 | USA | N45 | 1524 | ABB INC | 27511 | BTO 250A STS | Category: --- LV - Other --- Identifier: --- BTO 250A STS ---------------------------------- - Enclosure Rating: --- - System voltage: --- - Bus amperage: --- - Short Circuit Rating: --- - Sections: --- 0 | PUR | Category: --- LV - Other --- Identifier: --- BTO 250A STS ---------------------------------- - Enclosure Rating: --- - System voltage: --- - Bus amperage: --- - Short Circuit Rating: --- - Sections: --- 0 | EA | EA |  | FALSE |  | P | B/W | Dayton
129578 | 14 | 1 | States | Oppidan | Hayley Fabian | TRUE | 2025-10-24T00:00:00 | 2026-09-28T00:00:00 | 2026-09-28T00:00:00 | 1 | 0 | 1 | 4450 | 4450 | 66061 | USA | N45 | 1524 | ABB INC | 27511 | MOBILIZATION_UPS | Mobilization for UPS Pkg (assume startup at same time for both UPS's) |  | Mobilization for UPS Pkg (assume startup at same time for both UPS's) | EA | EA |  | TRUE |  | P | B/W | 100
129578 | 15 | 1 | States | Oppidan | Hayley Fabian | TRUE | 2025-10-24T00:00:00 | 2029-12-31T00:00:00 | 2029-12-31T00:00:00 | 2 | 0 | 2 | 11060 | 22120 | 66061 | USA | N45 | 1524 | ABB INC | 27511 | FSUMEG1600P1 | Level-3 Startup of MegaFlex UPS |  | Level-3 Startup of MegaFlex UPS | EA | EA |  | TRUE |  | P | B/W | 100
129578 | 16 | 1 | States | Oppidan | Hayley Fabian | TRUE | 2025-10-24T00:00:00 | 2026-09-28T00:00:00 | 2026-09-28T00:00:00 | 1 | 0 | 1 | 4450 | 4450 | 66061 | USA | N45 | 1524 | ABB INC | 27511 | SERVICEFLATRATE | Level-3 Startup: Additional startup time - interfacing with and checking of Maintenance Bypass Switchboards (not actual SU of MBC or MBS) |  | Level-3 Startup: Additional startup time - interfacing with and checking of Maintenance Bypass Switchboards (not actual SU of MBC or MBS) | EA | EA |  | TRUE |  | P | B/W | 100
129578 | 17 | 1 | States | Oppidan | Hayley Fabian | TRUE | 2025-10-24T00:00:00 | 2026-09-28T00:00:00 | 2026-09-28T00:00:00 | 2 | 0 | 2 | 8900 | 17800 | 66061 | USA | N45 | 1524 | ABB INC | 27511 | FSULITHI136X8P1 | Level-3 Startup of Lithium-Ion Batteries Note: Installation & connecting of batteries in the cabinets are by others (per adder above) |  | Level-3 Startup of Lithium-Ion BatteriesNote: Installation & connecting of batteries in the cabinets are by others | EA | EA |  | TRUE |  | P | B/W | 100
129578 | 18 | 1 | States | Oppidan | Hayley Fabian | TRUE | 2025-10-24T00:00:00 | 2026-09-28T00:00:00 | 2026-09-28T00:00:00 | 1 | 0 | 1 | 13350 | 13350 | 66061 | USA | N45 | 1524 | ABB INC | 27511 | S-CM1_UPS | (Customer to decide) Spec 263353, Par 3.5.D Level-4 Performance Testing per system Par 3.5.D: Exploratory period - 1st 2 days onsite Note: Customer to decide if this step is necessary |  | Spec 263353, Par 3.5 Level-4 Performance Testing for BOTH systemPar 3.5.B: 2 days onsite + 1 day mobilization | EA | EA |  | TRUE |  | P | B/W | 100
129578 | 19 | 1 | States | Oppidan | Hayley Fabian | TRUE | 2025-10-24T00:00:00 | 2026-09-28T00:00:00 | 2026-09-28T00:00:00 | 1 | 0 | 1 | 4450 | 4450 | 66061 | USA | N45 | 1524 | ABB INC | 27511 | S-CM1_UPS | (Customer to decide) Spec 263353, Par 3.5.D Level-4 Performance Testing per system Par 3.5.D: Exploratory period - 1st 2 days onsite Note: Customer to decide if this step is necessary |  | Spec 263353, Par 3.6A Level-5 Integration System Testing (IST)(1 day included + daily rate applied if exceeds) | EA | EA |  | TRUE |  | P | B/W | 100
129578 | 20 | 1 | States | Oppidan | Hayley Fabian | TRUE | 2025-10-24T00:00:00 | 2026-09-25T00:00:00 | 2026-09-25T00:00:00 | 1 | 0 | 1 | 4450 | 4450 | 66061 | USA | N45 | 1524 | ABB INC | 27511 | S-OST | Par 3.4.K - Onsite Training after startup/commissioning completion, contiguous US only (1 day / site + daily rate applied if exceeds) |  | Par 3.7 - Onsite Training after startup/commissioning completion, contiguous US only(1 day / site + daily rate applied if exceeds) | EA | EA |  | TRUE |  | P | B/W | 100
133776 | 11 | 1 | States | Dayton | Hayley Fabian | TRUE | 2026-06-01T00:00:00 | 2026-08-04T00:00:00 | 2026-08-04T00:00:00 | 2 | 0 | 2 | 66.56 | 133.12 | 55369-6417 | USA | N45 | 1524 | ABB INC | 27511 | 890577B00 | Breaker Interference Plate | PUR | Breaker Interference Plate | EA | EA |  | TRUE |  | P | B/W | DAYTON
133776 | 10 | 1 | States | Dayton | Hayley Fabian | TRUE | 2026-06-01T00:00:00 | 2026-08-11T00:00:00 | 2026-08-11T00:00:00 | 6 | 0 | 6 | 2437.05 | 14622.3 | 55369-6417 | USA | N45 | 1524 | ABB INC | 27511 | CL3YCY0000000U | Product Type: C - LV Compartment, Compartment Height: 3 - 57 Inch, Bottom IT Pans: Y - Yes, Door Type: C - ODNWI Assembly, Door Stop: Y - Yes, Qualification: U - UL Recognized | PUR | Product Type: C - LV Compartment, Compartment Height: 3 - 57 Inch, Bottom IT Pans: Y - Yes, Door Type: C - ODNWI Assembly, Door Stop: Y - Yes, Qualification: U - UL Recognized | EA | EA |  | TRUE |  | P | B/W | DAYTON
133776 | 9 | 1 | States | Dayton | Hayley Fabian | TRUE | 2026-06-01T00:00:00 | 2026-10-21T00:00:00 | 2026-10-21T00:00:00 | 6 | 0 | 6 | 369 | 2214 | 55369-6417 | USA | N45 | 1524 | ABB INC | 27511 | 923A329G09-M | SAB-1, INDOOR application, 10 kV BIL, Nominal system voltage: 0.6 kV, Primary current: 500 Amps, Secondary current: 5 Amps, Rating factor: 1.33, Metering accuracy: 0.3B-1.8, Relay accuracy: C100, Frequency: 50-400 Hertz, Single-ratio; MYLAR INSERT | PUR | SAB-1, INDOOR application, 10 kV BIL, Nominal system voltage: 0.6 kV, Primary current: 500 Amps, Secondary current: 5 Amps, Rating factor: 1.33, Metering accuracy: 0.3B-1.8, Relay accuracy: C100, Frequency: 50-400 Hertz, Single-ratio; MYLAR INSERT | EA | EA |  | TRUE |  | P | B/W | DAYTON
133776 | 8 | 1 | States | Dayton | Hayley Fabian | TRUE | 2026-06-01T00:00:00 | 2026-10-28T00:00:00 | 2026-10-28T00:00:00 | 2 | 0 | 2 | 5622.96 | 11245.92 | 55369-6417 | USA | N45 | 1524 | ABB INC | 27511 | CPTB951513200D151 | Control Power Transformer: 95 kV BIL, 15 kVA, 15 kV NSV, Primary voltage: 13200, Secondary voltage, 120/240 | PUR | Control Power Transformer: 95 kV BIL, 15 kVA, 15 kV NSV, Primary voltage: 13200, Secondary voltage, 120/240 | EA | EA |  | TRUE |  | P | B/W | DAYTON
133776 | 7 | 1 | States | Dayton | Hayley Fabian | TRUE | 2026-06-01T00:00:00 | 2026-08-11T00:00:00 | 2026-08-11T00:00:00 | 2 | 0 | 2 | 3998.45 | 7996.9 | 55369-6417 | USA | N45 | 1524 | ABB INC | 27511 | CP8A1W1NCY000U | Product Type: C - PT Compartment, Max Voltage: 15kV, Rated Voltage: 8 - 14.4 kV, Compartment Position: A - Positions A, D and E, Insulation Type: 1 - Polyester, Transformer Arrangement: W - Wye, Secondary Disconnect: 1 - With Secondary, PT and Fuse Equipment: N - Without PT and Fuse, Types Rating: 15 / 14.4 - Wye - PT and Fuse Not Included, Door Type: C - ODNWI Assembly, Door Stop: Y - Yes, Qualification: U - UL Recognized | PUR | Product Type: C - PT Compartment, Max Voltage: 15kV, Rated Voltage: 8 - 14.4 kV, Compartment Position: A - Positions A, D and E, Insulation Type: 1 - Polyester, Transformer Arrangement: W - Wye, Secondary Disconnect: 1 - With Secondary, PT and Fuse Equipment: N - Without PT and Fuse, Types Rating: 15 / 14.4 - Wye - PT and Fuse Not Included, Door Type: C - ODNWI Assembly, Door Stop: Y - Yes, Qualification: U - UL Recognized | EA | EA |  | TRUE |  | P | B/W | DAYTON
133776 | 6 | 1 | States | Dayton | Hayley Fabian | TRUE | 2026-06-01T00:00:00 | 2026-08-11T00:00:00 | 2026-08-11T00:00:00 | 2 | 0 | 2 | 10128 | 20256 | 55369-6417 | USA | N45 | 1524 | ABB INC | 27511 | CC1U83NCY0000U | Product Type: C - CPT Compartment, Max Voltage: 15kV, Rated Voltage: 8 - 13.2 kV, Stab Position: U - Upper, Insulation Type: 1 - Polyester, CPT Rating: 3 - 15 kVA 1-phase, Line-to-Line, CPT Equipment: N - Without CPT and Fuse, Types Rating: 15 / 13.2 kV - 15 kVA - CPT and Fuse Not Included, Door Type: C - ODNWI Assembly, Door Stop: Y - Yes, Qualification: U - UL Recognized | PUR | Product Type: C - CPT Compartment, Max Voltage: 15kV, Rated Voltage: 8 - 13.2 kV, Stab Position: U - Upper, Insulation Type: 1 - Polyester, CPT Rating: 3 - 15 kVA 1-phase, Line-to-Line, CPT Equipment: N - Without CPT and Fuse, Types Rating: 15 / 13.2 kV - 15 kVA - CPT and Fuse Not Included, Door Type: C - ODNWI Assembly, Door Stop: Y - Yes, Qualification: U - UL Recognized | EA | EA |  | TRUE |  | P | B/W | DAYTON
133776 | 5 | 1 | States | Dayton | Hayley Fabian | TRUE | 2026-06-01T00:00:00 | 2026-12-02T00:00:00 | 2026-12-02T00:00:00 | 2 | 0 | 2 | 11615.55 | 23231.1 | 55369-6417 | USA | N45 | 1524 | ABB INC | 27511 | CB12L6221CY00U | Product Type: C - Breaker Compartment, Cell Interface: 1 - Standard Drawout, Types Rating: 2 - 27kV@25kA, Compartment Position: L - Lower, Bushing Type: 6 - Porcelain - 27kV 1200A, Secondary Disconnect: 2 - Dual, Shutter Type: 2 - Lexan, TOC Harness: 1 - 8 Contacts, Door Type: C - ODNWI Assembly, Door Stop: Y - Yes, Qualification: U - UL Recognized | PUR | Product Type: C - Breaker Compartment, Cell Interface: 1 - Standard Drawout, Types Rating: 2 - 27kV@25kA, Compartment Position: L - Lower, Bushing Type: 6 - Porcelain - 27kV 1200A, Secondary Disconnect: 2 - Dual, Shutter Type: 2 - Lexan, TOC Harness: 1 - 8 Contacts, Door Type: C - ODNWI Assembly, Door Stop: Y - Yes, Qualification: U - UL Recognized | EA | EA |  | TRUE |  | P | B/W | DAYTON
133776 | 3 | 1 | States | Dayton | Hayley Fabian | TRUE | 2026-06-01T00:00:00 | 2026-09-23T00:00:00 | 2026-09-23T00:00:00 | 6 | 0 | 6 | 1247.72 | 7486.32 | 55369-6417 | USA | N45 | 1524 | ABB INC | 27511 | 7525A52G02 | Fused (indicating) Volatage Transformer VIY-60, INDOOR application, 60 kV BIL, Nominal system voltage: 5 kV, Connection type: LINE-GROUND, Primary voltage: 4200/4200GY Volts, Secondary voltage: 120/69.3 Volts, Metering accuracy: 0.3Y, RVF: 1.1, Thermal rating: 1000, Frequency: 60; One fuse, Ratio: 35:1 | PUR | Fused (indicating) Volatage Transformer VIY-60, INDOOR application, 60 kV BIL, Nominal system voltage: 5 kV, Connection type: LINE-GROUND, Primary voltage: 4200/4200GY Volts, Secondary voltage: 120/69.3 Volts, Metering accuracy: 0.3Y, RVF: 1.1, Thermal rating: 1000, Frequency: 60; One fuse, Ratio: 35:1 | EA | EA |  | TRUE |  | P | B/W | dayton
133776 | 2 | 1 | States | Dayton | Hayley Fabian | TRUE | 2026-06-01T00:00:00 | 2026-09-15T00:00:00 | 2026-09-15T00:00:00 | 1 | 0 | 1 | 17935 | 17935 | 55369-6417 | USA | N45 | 1524 | ABB INC | 27511 | 2RGA015186A0001 | Electric Racking Device, ABB SmartRack, 120 V AC w/ 25ft cord, C-UL-US | PUR | Electric Racking Device, ABB SmartRack, 120 V AC w/ 25ft cord, C-UL-US | EA | EA |  | TRUE |  | P | B/W | dayton
133776 | 1 | 1 | States | Dayton | Hayley Fabian | TRUE | 2026-06-01T00:00:00 | 2026-09-01T00:00:00 | 2026-09-01T00:00:00 | 4 | 0 | 4 | 567.04 | 2268.16 | 55369-6417 | USA | N45 | 1524 | ABB INC | 27511 | 14039G10 | AMVAC Breaker Accessory Kit - racking crank, manual opening handle, & lift yoke | PUR | AMVAC Breaker Accessory Kit - racking crank, manual opening handle, & lift yoke | EA | EA |  | TRUE |  | P | B/W | dayton
133583 | 1 | 1 | States | Oppidan Ashland | Hayley Fabian | TRUE | 2026-05-22T00:00:00 | 2027-09-30T00:00:00 | 2027-09-30T00:00:00 | 8 | 0 | 8 | 317079.24 | 2536633.92 | 23005 | USA | N45 | 1524 | ABB INC | 27511 | 4NWP106511R0002 | MegaFlex 1.5MW UPS 480V 60Hz: Static Bypass - 100% rated continuous duty; Cabinet color: RAL 9005 (black); Single or dual AC feed; Short circuit withstand rating: 100kAIC; Input Voltage: 480V 3-Phase + Gnd , +/- 15% voltage tolerance, Frequency: 60Hz +/- 10%, PF = 0.99; Output: 480V, 3W + Gnd, Frequency: 60Hz & PF = 1.0; Efficiency: Up to 97% Double Conversion (VFI) & Up to 99% eBoost mode (VFD); Compatible Battery Technologies: LiB, NiZn, VRLA | PUR | MegaFlex 1.5MW UPS 480V 60Hz: Static Bypass - 100% rated continuous duty; Cabinet color: RAL 9005 (black); Single or dual AC feed; Short circuit withstand rating: 100kAIC; Input Voltage: 480V 3-Phase + Gnd , +/- 15% voltage tolerance, Frequency: 60Hz +/- 10%, PF = 0.99; Output: 480V, 3W + Gnd, Frequency: 60Hz & PF = 1.0; Efficiency: Up to 97% Double Conversion (VFI) & Up to 99% eBoost mode (VFD); Compatible Battery Technologies: LiB, NiZn, VRLA | EA | EA |  | TRUE |  | P | B/W | 100
133583 | 2 | 1 | States | Oppidan Ashland | Hayley Fabian | TRUE | 2026-05-22T00:00:00 | 2027-09-30T00:00:00 | 2027-09-30T00:00:00 | 16 | 0 | 16 | 1750.5 | 28008 | 23005 | USA | N45 | 1524 | ABB INC | 27511 | 7GSP017351R0001 | CIC Communication Card | PUR | CIC Communication Card | EA | EA |  | TRUE |  | P | B/W | 100
133583 | 3 | 1 | States | Oppidan Ashland | Hayley Fabian | TRUE | 2026-05-22T00:00:00 | 2027-09-30T00:00:00 | 2027-09-30T00:00:00 | 8 | 0 | 8 | 1504.2 | 12033.6 | 23005 | USA | N45 | 1524 | ABB INC | 27511 | 4NWA7000321568A | MegaFlex Seismic Bracket | PUR | MegaFlex Seismic Bracket | EA | EA |  | TRUE |  | P | B/W | 100
133583 | 4 | 1 | States | Oppidan Ashland | Hayley Fabian | TRUE | 2026-05-22T00:00:00 | 2027-09-30T00:00:00 | 2027-09-30T00:00:00 | 8 | 0 | 8 | 4000 | 32000 | 23005 | USA | N45 | 1524 | ABB INC | 27511 | FREIGHT_RIC | Freight: Incoterm FCA Factory - Freight allowed | PUR | Freight: Incoterm FCA Factory - Freight allowed | EA | EA |  | TRUE |  | P | B/W | 100
133583 | 5 | 1 | States | Oppidan Ashland | Hayley Fabian | TRUE | 2026-05-22T00:00:00 | 2027-09-30T00:00:00 | 2027-09-30T00:00:00 | 8 | 0 | 8 | 6441.69 | 51533.52 | 23005 | USA | N45 | 1524 | ABB INC | 27511 | UPS-FOBDEST | FCA Destination Charges Included | PUR | FCA Destination Charges Included | EA | EA |  | TRUE |  | P | B/W | 100
133583 | 6 | 1 | States | Oppidan Ashland | Hayley Fabian | TRUE | 2026-05-22T00:00:00 | 2027-09-30T00:00:00 | 2027-09-30T00:00:00 | 64 | 0 | 64 | 31695.62 | 2028519.68 | 23005 | USA | N45 | 1524 | ABB INC | 27511 | 4NWP104024R36U2, 8 LiBC/UPS | Samsung 136S Lithium Battery Cabinets/UPS: - High cycle / High Power Density - UL9540/UL9540A Listed - Top Cable Entry - DC Breaker in each battery cabinet - DIM/BC: 25.5 in W x 21 in D x 87 in H; - Approx Weight/BC: 1125 lbs - Battery runtime: 7 minn BOL / 5 min EOL for 1579 kWb battery loads | PUR | Samsung 136S Lithium Battery Cabinets/UPS: - High cycle / High Power Density - UL9540/UL9540A Listed - Top Cable Entry - DC Breaker in each battery cabinet - DIM/BC: 25.5 in W x 21 in D x 87 in H; - Approx Weight/BC: 1125 lbs - Battery runtime: 7 minn BOL / 5 min EOL for 1579 kWb battery loads | EA | EA |  | TRUE |  | P | B/W | 100
133583 | 7 | 1 | States | Oppidan Ashland | Hayley Fabian | TRUE | 2026-05-22T00:00:00 | 2027-09-30T00:00:00 | 2027-09-30T00:00:00 | 8 | 0 | 8 | 3252.38 | 26019.04 | 23005 | USA | N45 | 1524 | ABB INC | 27511 | 4NWR002253 | IntraPack Part No.: F012382-A02, Standard Primary top hat, Samsung Lithium-Ion UL9540A battery cabinet includes: - Cable management for Positive, Negative and Frame Ground Cables - Removable Front and Top Gland Plates - Paint color: Black - Data logger provided by ABB | PUR | IntraPack Part No.: F012382-A02, Standard Primary top hat, Samsung Lithium-Ion UL9540A battery cabinet includes: - Cable management for Positive, Negative and Frame Ground Cables - Removable Front and Top Gland Plates - Paint color: Black - Data logger provided by ABB | EA | EA |  | TRUE |  | P | B/W | 100
133583 | 8 | 1 | States | Oppidan Ashland | Hayley Fabian | TRUE | 2026-05-22T00:00:00 | 2027-09-30T00:00:00 | 2027-09-30T00:00:00 | 56 | 0 | 56 | 1653.75 | 92610 | 23005 | USA | N45 | 1524 | ABB INC | 27511 | 4NWR002204 | IntraPack Part No.: F012384-A02, Secondary top hat, Samsung Lithium-Ion UL9540A battery cabinet includes: - Cable management for Positive, Negative and Frame Ground Cables - Removable Front and Top Gland Plates - Paint color: Black | PUR | IntraPack Part No.: F012384-A02, Secondary top hat, Samsung Lithium-Ion UL9540A battery cabinet includes: - Cable management for Positive, Negative and Frame Ground Cables - Removable Front and Top Gland Plates - Paint color: Black | EA | EA |  | TRUE |  | P | B/W | 100
133583 | 9 | 1 | States | Oppidan Ashland | Hayley Fabian | TRUE | 2026-05-22T00:00:00 | 2027-09-30T00:00:00 | 2027-09-30T00:00:00 | 8 | 0 | 8 | 1864.75 | 14918 | 23005 | USA | N45 | 1524 | ABB INC | 27511 | 4NWPN7574R0001 | Data Logger (w/o top hat), provided by ABB to be installed by IntraPack in the Primary Top hat | PUR | Data Logger (w/o top hat), provided by ABB to be installed by IntraPack in the Primary Top hat | EA | EA |  | TRUE |  | P | B/W | 100
133583 | 10 | 1 | States | Oppidan Ashland | Hayley Fabian | TRUE | 2026-05-22T00:00:00 | 2027-09-30T00:00:00 | 2027-09-30T00:00:00 | 8 | 0 | 8 | 13880.48 | 111043.84 | 23005 | USA | N45 | 1524 | ABB INC | 27511 | 79-5000-00000047 | 4000A DC Junction Cabinet: - NEMA-1 enclosure - Dim: 30"W x 24"D x 87"H - Front access; - Installed end cap of battery lineup closer to UPS I/O section - Accommodates up to 10 DC battery cabinet landings - Installed by contractor - see ABB installation drawing; | PUR | 4000A DC Junction Cabinet: - NEMA-1 enclosure - Dim: 30"W x 24"D x 87"H - Front access; - Installed end cap of battery lineup closer to UPS I/O section - Accommodates up to 10 DC battery cabinet landings - Installed by contractor - see ABB installation drawing; | EA | EA |  | TRUE |  | P | B/W | 100
133583 | 11 | 1 | States | Oppidan Ashland | Hayley Fabian | TRUE | 2026-05-22T00:00:00 | 2027-09-30T00:00:00 | 2027-09-30T00:00:00 | 8 | 0 | 8 | 4000 | 32000 | 23005 | USA | N45 | 1524 | ABB INC | 27511 | FREIGHT_RIC | Freight: Incoterm FCA Factory - Freight allowed | PUR | Freight: Incoterm FCA Factory - Freight allowed | EA | EA |  | TRUE |  | P | B/W | 100
133583 | 12 | 1 | States | Oppidan Ashland | Hayley Fabian | TRUE | 2026-05-22T00:00:00 | 2027-09-30T00:00:00 | 2027-09-30T00:00:00 | 8 | 0 | 8 | 5682.78 | 45462.24 | 23005 | USA | N45 | 1524 | ABB INC | 27511 | UPS-FOBDEST_ | FCA Destination Charges Included | PUR | FCA Destination Charges Included | EA | EA |  | TRUE |  | P | B/W | 100
133583 | 13 | 1 | States | Oppidan Ashland | Hayley Fabian | TRUE | 2026-05-22T00:00:00 | 2027-09-30T00:00:00 | 2027-09-30T00:00:00 | 1 | 0 | 1 | 4750 | 4750 | 23005 | USA | N45 | 1524 | ABB INC | 27511 | MOBILIZATION_UPS | Mobilization for UPS Pkg (assume startup at same time for both UPS's) | PUR | Mobilization for UPS Pkg (assume startup at same time for both UPS's) | EA | EA |  | TRUE |  | P | B/W | 100
133583 | 14 | 1 | States | Oppidan Ashland | Hayley Fabian | TRUE | 2026-05-22T00:00:00 | 2027-09-30T00:00:00 | 2027-09-30T00:00:00 | 8 | 0 | 8 | 14250 | 114000 | 23005 | USA | N45 | 1524 | ABB INC | 27511 | FSUMEG1600P1 | Level-3 Startup of MegaFlex UPS | PUR | Level-3 Startup of MegaFlex UPS | EA | EA |  | TRUE |  | P | B/W | 100
133583 | 15 | 1 | States | Oppidan Ashland | Hayley Fabian | TRUE | 2026-05-22T00:00:00 | 2027-09-30T00:00:00 | 2027-09-30T00:00:00 | 4 | 0 | 4 | 4750 | 19000 | 23005 | USA | N45 | 1524 | ABB INC | 27511 | SERVICEFLATRATE | Level-3 Startup: Additional startup time - interfacing with and checking of Maintenance Bypass Switchboards (not actual SU of MBC or MBS) | PUR | Level-3 Startup: Additional startup time - interfacing with and checking of Maintenance Bypass Switchboards (not actual SU of MBC or MBS) | EA | EA |  | TRUE |  | P | B/W | 100
133583 | 16 | 1 | States | Oppidan Ashland | Hayley Fabian | TRUE | 2026-05-22T00:00:00 | 2027-09-30T00:00:00 | 2027-09-30T00:00:00 | 32 | 0 | 32 | 4750 | 152000 | 23005 | USA | N45 | 1524 | ABB INC | 27511 | SERVICEFLATRATE Spec | Spec 263353.1, Par 3.2.B - Battery installation by UPS Manufacturer | PUR | Spec 263353.1, Par 3.2.B - Battery installation by UPS Manufacturer | EA | EA |  | TRUE |  | P | B/W | 100
133583 | 17 | 1 | States | Oppidan Ashland | Hayley Fabian | TRUE | 2026-05-22T00:00:00 | 2027-09-30T00:00:00 | 2027-09-30T00:00:00 | 8 | 0 | 8 | 9500 | 76000 | 23005 | USA | N45 | 1524 | ABB INC | 27511 | FSULITHI136X8P1 | Level-3 Startup of Lithium-Ion Batteries Note: Installation & connecting of batteries in the cabinets are by others (per adder above) | PUR | Level-3 Startup of Lithium-Ion Batteries Note: Installation & connecting of batteries in the cabinets are by others (per adder above) | EA | EA |  | TRUE |  | P | B/W | 100
133583 | 18 | 1 | States | Oppidan Ashland | Hayley Fabian | TRUE | 2026-05-22T00:00:00 | 2027-09-30T00:00:00 | 2027-09-30T00:00:00 | 1 | 0 | 1 | 4750 | 4750 | 23005 | USA | N45 | 1524 | ABB INC | 27511 | MOBILIZATION_UPS PKG | Mobilization for UPS Pkg (for L4/L5/L6T Tasks) | PUR | Mobilization for UPS Pkg (for L4/L5/L6T Tasks) | EA | EA |  | TRUE |  | P | B/W | 100
133583 | 19 | 1 | States | Oppidan Ashland | Hayley Fabian | TRUE | 2026-05-22T00:00:00 | 2027-09-30T00:00:00 | 2027-09-30T00:00:00 | 16 | 0 | 16 | 4750 | 76000 | 23005 | USA | N45 | 1524 | ABB INC | 27511 | S-CM1_UPS 3.5.D | (Customer to decide) Spec 263353, Par 3.5.D Level-4 Performance Testing per system Par 3.5.D: Exploratory period - 1st 2 days onsite Note: Customer to decide if this step is necessary | PUR | (Customer to decide) Spec 263353, Par 3.5.D Level-4 Performance Testing per system Par 3.5.D: Exploratory period - 1st 2 days onsite Note: Customer to decide if this step is necessary | EA | EA |  | TRUE |  | P | B/W | 100
133583 | 20 | 1 | States | Oppidan Ashland | Hayley Fabian | TRUE | 2026-05-22T00:00:00 | 2027-09-30T00:00:00 | 2027-09-30T00:00:00 | 16 | 0 | 16 | 4750 | 76000 | 23005 | USA | N45 | 1524 | ABB INC | 27511 | S-CM1_UPS 3.5.B | Spec 263353, Par 3.5.B Level-4 Performance Testing per system Par 3.5.B: 2 days onsite (Deviate from 10 to 2 days per Customer Request) | PUR | Spec 263353, Par 3.5.B Level-4 Performance Testing per system Par 3.5.B: 2 days onsite (Deviate from 10 to 2 days per Customer Request) | EA | EA |  | TRUE |  | P | B/W | 100
133583 | 21 | 1 | States | Oppidan Ashland | Hayley Fabian | TRUE | 2026-05-22T00:00:00 | 2027-09-30T00:00:00 | 2027-09-30T00:00:00 | 8 | 0 | 8 | 4750 | 38000 | 23005 | USA | N45 | 1524 | ABB INC | 27511 | S-IST | (1 day/UPS is recommended) Spec 263353, Par 3.6A Level-5 Integration System Testing (IST) (1 day included + daily rate applied if exceeds) | PUR | (1 day/UPS is recommended) Spec 263353, Par 3.6A Level-5 Integration System Testing (IST) (1 day included + daily rate applied if exceeds) | EA | EA |  | TRUE |  | P | B/W | 100
133583 | 22 | 1 | States | Oppidan Ashland | Hayley Fabian | TRUE | 2026-05-22T00:00:00 | 2027-09-30T00:00:00 | 2027-09-30T00:00:00 | 1 | 0 | 1 | 4750 | 4750 | 23005 | USA | N45 | 1524 | ABB INC | 27511 | S-OST | Par 3.4.K - Onsite Training after startup/commissioning completion, contiguous US only (1 day / site + daily rate applied if exceeds) | PUR | Par 3.4.K - Onsite Training after startup/commissioning completion, contiguous US only (1 day / site + daily rate applied if exceeds) | EA | EA |  | TRUE |  | P | B/W | 100
133583 | 23 | 1 | States | Oppidan Ashland | Hayley Fabian | TRUE | 2026-05-22T00:00:00 | 2027-09-30T00:00:00 | 2027-09-30T00:00:00 | 8 | 0 | 8 | 34500 | 276000 | 23005 | USA | N45 | 1524 | ABB INC | 27511 | WARMEG-2.2 | Provide 2 year extended warranty with annual PM of UPS & batteries | PUR | Provide 2 year extended warranty with annual PM of UPS & batteries | EA | EA |  | TRUE |  | P | B/W | 100
133583 | 24 | 1 | States | Oppidan Ashland | Hayley Fabian | TRUE | 2026-05-22T00:00:00 | 2027-09-30T00:00:00 | 2027-09-30T00:00:00 | 16 | 0 | 16 | 1300 | 20800 | 23005 | USA | N45 | 1524 | ABB INC | 27511 | SERVICEFLATRATE-8HR | Provide 8 hours response time ($1300/annual rate) | PUR | Provide 8 hours response time ($1300/annual rate) | EA | EA |  | TRUE |  | P | B/W | 100
133981 | 2 | 2 | States | Dayton | Hayley Fabian | TRUE | 2026-06-10T00:00:00 | 2026-09-25T00:00:00 | 2026-09-25T00:00:00 | 16 | 0 | 16 | 5296.1 | 169475.2 | 55369-6417 | USA | N45 | 1524 | ABB INC | 27511 | CB11U1211BY00U | Product Type: C - Breaker Compartment, Cell Interface: 1 - Standard Drawout, Types Rating: 1 - 5-15kV@50kA, Compartment Position: U - Upper, Bushing Type: 1 - Polyester - 1200A, Secondary Disconnect: 2 - Dual, Shutter Type: 1 - Grounded Metal, TOC Harness: 1 - 8 Contacts, Door Type: B - MPL Assembly, Door Stop: Y - Yes, Qualification: U - UL Recognized | PUR | Product Type: C - Breaker Compartment, Cell Interface: 1 - Standard Drawout, Types Rating: 1 - 5-15kV@50kA, Compartment Position: U - Upper, Bushing Type: 1 - Polyester - 1200A, Secondary Disconnect: 2 - Dual, Shutter Type: 1 - Grounded Metal, TOC Harness: 1 - 8 Contacts, Door Type: B - MPL Assembly, Door Stop: Y - Yes, Qualification: U - UL Recognized | EA | EA |  | TRUE |  | P | B/W | DAYTON
133981 | 2 | 1 | States | Dayton | Hayley Fabian | TRUE | 2026-06-10T00:00:00 | 2026-09-25T00:00:00 | 2026-09-25T00:00:00 | 16 | 0 | 16 | 5296.1 | 169475.2 | 55369-6417 | USA | N45 | 1524 | ABB INC | 27511 | CB11U1211BY00U | Product Type: C - Breaker Compartment, Cell Interface: 1 - Standard Drawout, Types Rating: 1 - 5-15kV@50kA, Compartment Position: U - Upper, Bushing Type: 1 - Polyester - 1200A, Secondary Disconnect: 2 - Dual, Shutter Type: 1 - Grounded Metal, TOC Harness: 1 - 8 Contacts, Door Type: B - MPL Assembly, Door Stop: Y - Yes, Qualification: U - UL Recognized | PUR | Product Type: C - Breaker Compartment, Cell Interface: 1 - Standard Drawout, Types Rating: 1 - 5-15kV@50kA, Compartment Position: U - Upper, Bushing Type: 1 - Polyester - 1200A, Secondary Disconnect: 2 - Dual, Shutter Type: 1 - Grounded Metal, TOC Harness: 1 - 8 Contacts, Door Type: B - MPL Assembly, Door Stop: Y - Yes, Qualification: U - UL Recognized | EA | EA |  | TRUE |  | P | B/W | DAYTON
133981 | 1 | 2 | States | Dayton | Hayley Fabian | TRUE | 2026-06-10T00:00:00 | 2026-09-25T00:00:00 | 2026-09-25T00:00:00 | 32 | 0 | 32 | 5296.1 | 312469.9 | 55369-6417 | USA | N45 | 1524 | ABB INC | 27511 | CB11L1211BY00U | Product Type: C - Breaker Compartment, Cell Interface: 1 - Standard Drawout, Types Rating: 1 - 5-15kV@50kA, Compartment Position: L - Lower, Bushing Type: 1 - Polyester - 1200A, Secondary Disconnect: 2 - Dual, Shutter Type: 1 - Grounded Metal, TOC Harness: 1 - 8 Contacts, Door Type: B - MPL Assembly, Door Stop: Y - Yes, Qualification: U - UL Recognized | PUR | Product Type: C - Breaker Compartment, Cell Interface: 1 - Standard Drawout, Types Rating: 1 - 5-15kV@50kA, Compartment Position: L - Lower, Bushing Type: 1 - Polyester - 1200A, Secondary Disconnect: 2 - Dual, Shutter Type: 1 - Grounded Metal, TOC Harness: 1 - 8 Contacts, Door Type: B - MPL Assembly, Door Stop: Y - Yes, Qualification: U - UL Recognized | EA | EA |  | TRUE |  | P | B/W | dayton
133981 | 1 | 1 | States | Dayton | Hayley Fabian | TRUE | 2026-06-10T00:00:00 | 2026-09-25T00:00:00 | 2026-09-25T00:00:00 | 27 | 0 | 27 | 5296.1 | 312469.9 | 55369-6417 | USA | N45 | 1524 | ABB INC | 27511 | CB11L1211BY00U | Product Type: C - Breaker Compartment, Cell Interface: 1 - Standard Drawout, Types Rating: 1 - 5-15kV@50kA, Compartment Position: L - Lower, Bushing Type: 1 - Polyester - 1200A, Secondary Disconnect: 2 - Dual, Shutter Type: 1 - Grounded Metal, TOC Harness: 1 - 8 Contacts, Door Type: B - MPL Assembly, Door Stop: Y - Yes, Qualification: U - UL Recognized | PUR | Product Type: C - Breaker Compartment, Cell Interface: 1 - Standard Drawout, Types Rating: 1 - 5-15kV@50kA, Compartment Position: L - Lower, Bushing Type: 1 - Polyester - 1200A, Secondary Disconnect: 2 - Dual, Shutter Type: 1 - Grounded Metal, TOC Harness: 1 - 8 Contacts, Door Type: B - MPL Assembly, Door Stop: Y - Yes, Qualification: U - UL Recognized | EA | EA |  | TRUE |  | P | B/W | dayton
131640 | 4 | 1 | States | Dayton | Hayley Fabian | TRUE | 2026-03-05T00:00:00 | 2026-06-26T00:00:00 | 2026-10-22T00:00:00 | 72 | 66 | 6 | 2104.16 | 151499.52 | 55369-6417 | USA | N60 | 1524 | ABB INC | 27511 | 9629A02G10 | VIZ-11, INDOOR application, 110 kV BIL, Nominal system voltage: 15 kV, Connection type: LINE-GROUND, Primary voltage: 14400/14400GY Volts, Secondary voltage: 120 & 120, Metering accuracy: 0.3Y & 0.3Y, RVF: 1.1, Thermal rating: 1500, Frequency: 60 | PUR | VIZ-11, INDOOR application, 110 kV BIL, Nominal system voltage: 15 kV, Connection type: LINE-GROUND, Primary voltage: 14400/14400GY Volts, Secondary voltage: 120 & 120, Metering accuracy: 0.3Y & 0.3Y, RVF: 1.1, Thermal rating: 1500, Frequency: 60 | EA | EA |  | TRUE |  | P | B/W | DAYTON
132111 | 1 | 1 | States | Dayton | Hayley Fabian | TRUE | 2026-03-29T00:00:00 | 2026-09-25T00:00:00 | 2026-09-25T00:00:00 | 12 | 0 | 12 | 325.4 | 3904.8 | 55369-6417 | USA | N60 | 1524 | ABB INC | 27511 | 923A329G10-M | CURRENT TRANSFORMER SAB-1, INDOOR application, 10 kV BIL, Nominal system voltage: 0.6 kV, Primary current: 600 Amps, Secondary current: 5 Amps, Rating factor: 1.33, Metering accuracy: 0.3B-1.8, Relay accuracy: C100, Frequency: 50-400 Hertz; | CTRA | CURRENT TRANSFORMER SAB-1, INDOOR application, 10 kV BIL, Nominal system voltage: 0.6 kV, Primary current: 600 Amps, Secondary current: 5 Amps, Rating factor: 1.33, Metering accuracy: 0.3B-1.8, Relay accuracy: C100, Frequency: 50-400 Hertz; | EA | EA |  | TRUE |  | P | B/W | Dayton
132011 | 3 | 1 | States | Dayton | Hayley Fabian | TRUE | 2026-03-24T00:00:00 | 2026-09-25T00:00:00 | 2026-09-25T00:00:00 | 20 | 0 | 20 | 2877 | 57540 | 55369-6417 | USA | N60 | 1524 | ABB INC | 27511 | 931868T01 | Breaker Lift Truck Assembly - manually operated | PUR | Breaker Lift Truck Assembly - manually operated | EA | EA |  | TRUE |  | P | B/W | DAYTON
132011 | 2 | 1 | States | Dayton | Hayley Fabian | TRUE | 2026-03-24T00:00:00 | 2027-02-22T00:00:00 | 2027-02-22T00:00:00 | 121 | 0 | 121 | 216.75 | 26226.75 | 55369-6417 | USA | N60 | 1524 | ABB INC | 27511 | 498A010G01 | Test Switch: 10 pole, 4-potential (red handle), 6-current (black handle), FT1 (T T T T C-C C-C C-C) Screw Terminals | PUR | Test Switch: 10 pole, 4-potential (red handle), 6-current (black handle), FT1 (T T T T C-C C-C C-C) Screw Terminals | EA | EA |  | TRUE |  | P | B/W | DAYTON
134161 | 1 | 1 | States | Champlin | Hayley Fabian | TRUE | 2026-06-22T00:00:00 | 2026-07-30T00:00:00 | 2026-07-30T00:00:00 | 3 | 0 | 3 | 215.9 | 647.7 | 55316-3157 | USA | N45 | 1524 | ABB INC | 27511 | 991A235G01 | TEST SWITCH, 10 POLE, 8 P, 2 C-C | PUR | TEST SWITCH, 10 POLE, 8 P, 2 C-C | EA | EA |  | TRUE |  | P | B/W | 100
132584 | 1 | 1 | States | Oppidan | Hayley Fabian | TRUE | 2026-04-17T00:00:00 | 2027-05-17T00:00:00 | 2027-05-17T00:00:00 | 4 | 0 | 4 | 1504.2 | 6016.8 | 53916 | USA | N45 | 1524 | ABB INC | 27511 | 4NWA7000321568A | MegaFlex Seismic Bracket | PUR | MegaFlex Seismic Bracket | EA | EA |  | TRUE |  | P | B/W | 100
132584 | 2 | 1 | States | Oppidan | Hayley Fabian | TRUE | 2026-04-17T00:00:00 | 2027-05-17T00:00:00 | 2027-05-17T00:00:00 | 32 | 0 | 32 | 31695.62 | 1014259.84 | 53916 | USA | N45 | 1524 | ABB INC | 27511 | 4NWP104024R36U2, 8 LiBC/UPS | Samsung 136S Lithium Battery Cabinets/UPS: - High cycle / High Power Density - UL9540/UL9540A Listed - Top Cable Entry - DC Breaker in each battery cabinet - DIM/BC: 25.5 in W x 21 in D x 87 in H; - Approx Weight/BC: 1125 lbs - Battery runtime: 7 minn BOL / 5 min EOL for 1579 kWb battery loads | PUR | Samsung 136S Lithium Battery Cabinets/UPS: - High cycle / High Power Density - UL9540/UL9540A Listed - Top Cable Entry - DC Breaker in each battery cabinet - DIM/BC: 25.5 in W x 21 in D x 87 in H; - Approx Weight/BC: 1125 lbs - Battery runtime: 7 minn BOL / 5 min EOL for 1579 kWb battery loads | EA | EA |  | TRUE |  | P | B/W | 100
132584 | 3 | 1 | States | Oppidan | Hayley Fabian | TRUE | 2026-04-17T00:00:00 | 2027-05-17T00:00:00 | 2027-05-17T00:00:00 | 4 | 0 | 4 | 317079.24 | 1268316.96 | 53916 | USA | N45 | 1524 | ABB INC | 27511 | 4NWP106511R0002 | MegaFlex 1.5MW UPS 480V 60Hz: Static Bypass - 100% rated continuous duty; Cabinet color: RAL 9005 (black); Single or dual AC feed; Short circuit withstand rating: 100kAIC; Input Voltage: 480V 3-Phase + Gnd , +/- 15% voltage tolerance, Frequency: 60Hz +/- 10%, PF = 0.99; Output: 480V, 3W + Gnd, Frequency: 60Hz & PF = 1.0; Efficiency: Up to 97% Double Conversion (VFI) & Up to 99% eBoost mode (VFD); Compatible Battery Technologies: LiB, NiZn, VRLA | PUR | MegaFlex 1.5MW UPS 480V 60Hz: Static Bypass - 100% rated continuous duty; Cabinet color: RAL 9005 (black); Single or dual AC feed; Short circuit withstand rating: 100kAIC; Input Voltage: 480V 3-Phase + Gnd , +/- 15% voltage tolerance, Frequency: 60Hz +/- 10%, PF = 0.99; Output: 480V, 3W + Gnd, Frequency: 60Hz & PF = 1.0; Efficiency: Up to 97% Double Conversion (VFI) & Up to 99% eBoost mode (VFD); Compatible Battery Technologies: LiB, NiZn, VRLA | EA | EA |  | TRUE |  | P | B/W | 100
132584 | 5 | 1 | States | Oppidan | Hayley Fabian | TRUE | 2026-04-17T00:00:00 | 2027-05-17T00:00:00 | 2027-05-17T00:00:00 | 4 | 0 | 4 | 1864.75 | 7459 | 53916 | USA | N45 | 1524 | ABB INC | 27511 | 4NWPN7574R0001 | Data Logger (w/o top hat), provided by ABB to be installed by IntraPack in the Primary Top hat | PUR | Data Logger (w/o top hat), provided by ABB to be installed by IntraPack in the Primary Top hat | EA | EA |  | TRUE |  | P | B/W | 100
132584 | 6 | 1 | States | Oppidan | Hayley Fabian | TRUE | 2026-04-17T00:00:00 | 2027-05-17T00:00:00 | 2027-05-17T00:00:00 | 28 | 0 | 28 | 1653.75 | 46305 | 53916 | USA | N45 | 1524 | ABB INC | 27511 | 4NWR002204 | IntraPack Part No.: F012384-A02, Secondary top hat, Samsung Lithium-Ion UL9540A battery cabinet includes: - Cable management for Positive, Negative and Frame Ground Cables - Removable Front and Top Gland Plates - Paint color: Black | PUR | IntraPack Part No.: F012384-A02, Secondary top hat, Samsung Lithium-Ion UL9540A battery cabinet includes: - Cable management for Positive, Negative and Frame Ground Cables - Removable Front and Top Gland Plates - Paint color: Black | EA | EA |  | TRUE |  | P | B/W | 100
132584 | 7 | 1 | States | Oppidan | Hayley Fabian | TRUE | 2026-04-17T00:00:00 | 2027-05-17T00:00:00 | 2027-05-17T00:00:00 | 4 | 0 | 4 | 3252.38 | 13009.52 | 53916 | USA | N45 | 1524 | ABB INC | 27511 | 4NWR002253 | IntraPack Part No.: F012382-A02, Standard Primary top hat, Samsung Lithium-Ion UL9540A battery cabinet includes: - Cable management for Positive, Negative and Frame Ground Cables - Removable Front and Top Gland Plates - Paint color: Black - Data logger provided by ABB | PUR | IntraPack Part No.: F012382-A02, Standard Primary top hat, Samsung Lithium-Ion UL9540A battery cabinet includes: - Cable management for Positive, Negative and Frame Ground Cables - Removable Front and Top Gland Plates - Paint color: Black - Data logger provided by ABB | EA | EA |  | TRUE |  | P | B/W | 100
132584 | 8 | 1 | States | Oppidan | Hayley Fabian | TRUE | 2026-04-17T00:00:00 | 2027-05-17T00:00:00 | 2027-05-17T00:00:00 | 4 | 0 | 4 | 13880.48 | 55521.92 | 53916 | USA | N45 | 1524 | ABB INC | 27511 | 79-5000-00000047 | 4000A DC Junction Cabinet: - NEMA-1 enclosure - Dim: 30"W x 24"D x 87"H - Front access; - Installed end cap of battery lineup closer to UPS I/O section - Accommodates up to 10 DC battery cabinet landings - Installed by contractor - see ABB installation drawing; | PUR | 4000A DC Junction Cabinet: - NEMA-1 enclosure - Dim: 30"W x 24"D x 87"H - Front access; - Installed end cap of battery lineup closer to UPS I/O section - Accommodates up to 10 DC battery cabinet landings - Installed by contractor - see ABB installation drawing; | EA | EA |  | TRUE |  | P | B/W | 100
132584 | 9 | 1 | States | Oppidan | Hayley Fabian | TRUE | 2026-04-17T00:00:00 | 2027-05-17T00:00:00 | 2027-05-17T00:00:00 | 8 | 0 | 8 | 1750.5 | 14004 | 53916 | USA | N45 | 1524 | ABB INC | 27511 | 7GSP017351R0001 | CIC Communication Card | PUR | CIC Communication Card | EA | EA |  | TRUE |  | P | B/W | 100
132584 | 10 | 1 | States | Oppidan | Hayley Fabian | TRUE | 2026-04-17T00:00:00 | 2027-05-17T00:00:00 | 2027-05-17T00:00:00 | 4 | 0 | 4 | 4000 | 32000 | 53916 | USA | N45 | 1524 | ABB INC | 27511 | FREIGHT_RIC | Freight: Incoterm FCA Factory - Freight allowed | PUR | Freight: Incoterm FCA Factory - Freight allowed | EA | EA |  | TRUE |  | P | B/W | 100
132584 | 10 | 2 | States | Oppidan | Hayley Fabian | TRUE | 2026-04-17T00:00:00 | 2027-05-17T00:00:00 | 2027-05-17T00:00:00 | 4 | 0 | 4 | 4000 | 32000 | 53916 | USA | N45 | 1524 | ABB INC | 27511 | FREIGHT_RIC | Freight: Incoterm FCA Factory - Freight allowed | PUR | Freight: Incoterm FCA Factory - Freight allowed | EA | EA |  | TRUE |  | P | B/W | 100
132584 | 11 | 1 | States | Oppidan | Hayley Fabian | TRUE | 2026-04-17T00:00:00 | 2027-05-17T00:00:00 | 2027-05-17T00:00:00 | 4 | 0 | 4 | 9500 | 38000 | 53916 | USA | N45 | 1524 | ABB INC | 27511 | FSULITHI136X8P1 | Level-3 Startup of Lithium-Ion Batteries Note: Installation & connecting of batteries in the cabinets are by others (per adder above) | PUR | Level-3 Startup of Lithium-Ion Batteries Note: Installation & connecting of batteries in the cabinets are by others (per adder above) | EA | EA |  | TRUE |  | P | B/W | 100
132584 | 12 | 1 | States | Oppidan | Hayley Fabian | TRUE | 2026-04-17T00:00:00 | 2027-05-17T00:00:00 | 2027-05-17T00:00:00 | 4 | 0 | 4 | 14250 | 57000 | 53916 | USA | N45 | 1524 | ABB INC | 27511 | FSUMEG1600P1 | Level-3 Startup of MegaFlex UPS | PUR | Level-3 Startup of MegaFlex UPS | EA | EA |  | TRUE |  | P | B/W | 100
132584 | 13 | 1 | States | Oppidan | Hayley Fabian | TRUE | 2026-04-17T00:00:00 | 2027-05-17T00:00:00 | 2027-05-17T00:00:00 | 1 | 0 | 1 | 4750 | 4750 | 53916 | USA | N45 | 1524 | ABB INC | 27511 | MOBILIZATION_UPS | Mobilization for UPS Pkg (assume startup at same time for both UPS's) | PUR | Mobilization for UPS Pkg (assume startup at same time for both UPS's) | EA | EA |  | TRUE |  | P | B/W | 100
132584 | 14 | 1 | States | Oppidan | Hayley Fabian | TRUE | 2026-04-17T00:00:00 | 2027-05-17T00:00:00 | 2027-05-17T00:00:00 | 1 | 0 | 1 | 4750 | 4750 | 53916 | USA | N45 | 1524 | ABB INC | 27511 | MOBILIZATION_UPS PKG | Mobilization for UPS Pkg (for L4/L5/L6T Tasks) | PUR | Mobilization for UPS Pkg (for L4/L5/L6T Tasks) | EA | EA |  | TRUE |  | P | B/W | 100
132584 | 15 | 1 | States | Oppidan | Hayley Fabian | TRUE | 2026-04-17T00:00:00 | 2027-05-17T00:00:00 | 2027-05-17T00:00:00 | 8 | 0 | 8 | 4750 | 38000 | 53916 | USA | N45 | 1524 | ABB INC | 27511 | S-CM1_UPS 3.5.B | Spec 263353, Par 3.5.B Level-4 Performance Testing per system Par 3.5.B: 2 days onsite (Deviate from 10 to 2 days per Customer Request) | PUR | Spec 263353, Par 3.5.B Level-4 Performance Testing per system Par 3.5.B: 2 days onsite (Deviate from 10 to 2 days per Customer Request) | EA | EA |  | TRUE |  | P | B/W | 100
132584 | 16 | 1 | States | Oppidan | Hayley Fabian | TRUE | 2026-04-17T00:00:00 | 2027-05-17T00:00:00 | 2027-05-17T00:00:00 | 8 | 0 | 8 | 4750 | 38000 | 53916 | USA | N45 | 1524 | ABB INC | 27511 | S-CM1_UPS 3.5.D | (Customer to decide) Spec 263353, Par 3.5.D Level-4 Performance Testing per system Par 3.5.D: Exploratory period - 1st 2 days onsite Note: Customer to decide if this step is necessary | PUR | (Customer to decide) Spec 263353, Par 3.5.D Level-4 Performance Testing per system Par 3.5.D: Exploratory period - 1st 2 days onsite Note: Customer to decide if this step is necessary | EA | EA |  | TRUE |  | P | B/W | 100
132584 | 17 | 1 | States | Oppidan | Hayley Fabian | TRUE | 2026-04-17T00:00:00 | 2027-05-17T00:00:00 | 2027-05-17T00:00:00 | 2 | 0 | 2 | 4750 | 9500 | 53916 | USA | N45 | 1524 | ABB INC | 27511 | SERVICEFLATRATE | Level-3 Startup: Additional startup time - interfacing with and checking of Maintenance Bypass Switchboards (not actual SU of MBC or MBS) | PUR | Level-3 Startup: Additional startup time - interfacing with and checking of Maintenance Bypass Switchboards (not actual SU of MBC or MBS) | EA | EA |  | TRUE |  | P | B/W | 100
132584 | 18 | 1 | States | Oppidan | Hayley Fabian | TRUE | 2026-04-17T00:00:00 | 2027-05-17T00:00:00 | 2027-05-17T00:00:00 | 16 | 0 | 16 | 4750 | 76000 | 53916 | USA | N45 | 1524 | ABB INC | 27511 | SERVICEFLATRATE Spec | Spec 263353.1, Par 3.2.B - Battery installation by UPS Manufacturer | PUR | Spec 263353.1, Par 3.2.B - Battery installation by UPS Manufacturer | EA | EA |  | TRUE |  | P | B/W | 100
132584 | 19 | 1 | States | Oppidan | Hayley Fabian | TRUE | 2026-04-17T00:00:00 | 2027-05-17T00:00:00 | 2027-05-17T00:00:00 | 4 | 0 | 4 | 4750 | 19000 | 53916 | USA | N45 | 1524 | ABB INC | 27511 | S-IST | (1 day/UPS is recommended) Spec 263353, Par 3.6A Level-5 Integration System Testing (IST) (1 day included + daily rate applied if exceeds) | PUR | (1 day/UPS is recommended) Spec 263353, Par 3.6A Level-5 Integration System Testing (IST) (1 day included + daily rate applied if exceeds) | EA | EA |  | TRUE |  | P | B/W | 100
132584 | 20 | 1 | States | Oppidan | Hayley Fabian | TRUE | 2026-04-17T00:00:00 | 2027-05-17T00:00:00 | 2027-05-17T00:00:00 | 1 | 0 | 1 | 4750 | 4750 | 53916 | USA | N45 | 1524 | ABB INC | 27511 | S-OST | Par 3.4.K - Onsite Training after startup/commissioning completion, contiguous US only (1 day / site + daily rate applied if exceeds) | PUR | Par 3.4.K - Onsite Training after startup/commissioning completion, contiguous US only (1 day / site + daily rate applied if exceeds) | EA | EA |  | TRUE |  | P | B/W | 100
132584 | 22 | 1 | States | Oppidan | Hayley Fabian | TRUE | 2026-04-17T00:00:00 | 2027-05-17T00:00:00 | 2027-05-17T00:00:00 | 4 | 0 | 4 | 6441.69 | 25766.76 | 53916 | USA | N45 | 1524 | ABB INC | 27511 | UPS-FOBDEST | FCA Destination Charges Included | PUR | FCA Destination Charges Included | EA | EA |  | TRUE |  | P | B/W | 100
132584 | 23 | 1 | States | Oppidan | Hayley Fabian | TRUE | 2026-04-17T00:00:00 | 2027-05-17T00:00:00 | 2027-05-17T00:00:00 | 4 | 0 | 4 | 5682.78 | 22731.12 | 53916 | USA | N45 | 1524 | ABB INC | 27511 | UPS-FOBDEST_ | FCA Destination Charges Included | PUR | FCA Destination Charges Included | EA | EA |  | TRUE |  | P | B/W | 100
132584 | 24 | 1 | States | Oppidan | Hayley Fabian | TRUE | 2026-04-17T00:00:00 | 2027-05-17T00:00:00 | 2027-05-17T00:00:00 | 4 | 0 | 4 | 34500 | 138000 | 53916 | USA | N45 | 1524 | ABB INC | 27511 | WARMEG-2.2 | Provide 2 year extended warranty with annual PM of UPS & batteries |  | Provide 2 year extended warranty with annual PM of UPS & batteries | EA | EA |  | TRUE |  | P | B/W
132584 | 26 | 1 | States | Oppidan | Hayley Fabian | TRUE | 2026-04-17T00:00:00 | 2027-05-17T00:00:00 | 2027-05-17T00:00:00 | 4 | 0 | 4 | 0 | 0 | 53916 | USA | N45 | 1524 | ABB INC | 27511 | 4NWP107801R0001 | ANC-L Network Communication Card | PUR | ANC-L Network Communication Card | EA | EA |  | TRUE |  | P | B/W | 100
133014 | 1 | 1 | States | Dayton | Hayley Fabian | TRUE | 2026-05-06T00:00:00 | 2026-09-21T00:00:00 | 2026-09-21T00:00:00 | 100 | 0 | 100 | 101 | 17877 | 55369-6417 | USA | N45 | 1524 | ABB INC | 27511 | 2RKA024750A0001 | Adapter plate for KECA 80 current sensor | PUR | Adapter plate for KECA 80 current sensor | EA | EA |  | TRUE |  | P | B/W | DAYTON
133014 | 1 | 2 | States | Dayton | Hayley Fabian | TRUE | 2026-05-06T00:00:00 | 2026-10-19T00:00:00 | 2026-10-19T00:00:00 | 77 | 0 | 77 | 101 | 17877 | 55369-6417 | USA | N45 | 1524 | ABB INC | 27511 | 2RKA024750A0001 | Adapter plate for KECA 80 current sensor | PUR | Adapter plate for KECA 80 current sensor | EA | EA |  | TRUE |  | P | B/W | DAYTON
133014 | 2 | 1 | States | Dayton | Hayley Fabian | TRUE | 2026-05-06T00:00:00 | 2026-07-24T00:00:00 | 2026-07-24T00:00:00 | 17 | 0 | 17 | 274.61 | 4668.37 | 55369-6417 | USA | N45 | 1524 | ABB INC | 27511 | 1VL5300817R0102 | AR5 adapter 3x female RJ45 to 6x female RJ45 | PUR | AR5 adapter 3x female RJ45 to 6x female RJ45 | EA | EA |  | TRUE |  | P | B/W | DAYTON
133014 | 3 | 1 | States | Dayton | Hayley Fabian | TRUE | 2026-05-06T00:00:00 | 2026-08-25T00:00:00 | 2026-08-25T00:00:00 | 90 | 0 | 90 | 594.73 | 142735.2 | 55369-6417 | USA | N45 | 1524 | ABB INC | 27511 | 1VL5400072V1201 | Current Sensor, KECA 80 C184, INDOOR application, 5 meter cable, Nominal system voltage: 0.72kV, Primary current: 80A, Nominal output 150mV at 50Hz/180mV at 60Hz, IEC 61869-10, UL certification, ABB new standards relay compatible. | PUR | Current Sensor, KECA 80 C184, INDOOR application, 5 meter cable, Nominal system voltage: 0.72kV, Primary current: 80A, Nominal output 150mV at 50Hz/180mV at 60Hz, IEC 61869-10, UL certification, ABB new standards relay compatible. | EA | EA |  | TRUE |  | P | B/W | DAYTON
133014 | 3 | 2 | States | Dayton | Hayley Fabian | TRUE | 2026-05-06T00:00:00 | 2026-10-05T00:00:00 | 2026-10-05T00:00:00 | 90 | 0 | 90 | 594.73 | 142735.2 | 55369-6417 | USA | N45 | 1524 | ABB INC | 27511 | 1VL5400072V1201 | Current Sensor, KECA 80 C184, INDOOR application, 5 meter cable, Nominal system voltage: 0.72kV, Primary current: 80A, Nominal output 150mV at 50Hz/180mV at 60Hz, IEC 61869-10, UL certification, ABB new standards relay compatible. | PUR | Current Sensor, KECA 80 C184, INDOOR application, 5 meter cable, Nominal system voltage: 0.72kV, Primary current: 80A, Nominal output 150mV at 50Hz/180mV at 60Hz, IEC 61869-10, UL certification, ABB new standards relay compatible. | EA | EA |  | TRUE |  | P | B/W | DAYTON
133014 | 3 | 3 | States | Dayton | Hayley Fabian | TRUE | 2026-05-06T00:00:00 | 2026-10-26T00:00:00 | 2026-10-26T00:00:00 | 60 | 0 | 60 | 594.73 | 142735.2 | 55369-6417 | USA | N45 | 1524 | ABB INC | 27511 | 1VL5400072V1201 | Current Sensor, KECA 80 C184, INDOOR application, 5 meter cable, Nominal system voltage: 0.72kV, Primary current: 80A, Nominal output 150mV at 50Hz/180mV at 60Hz, IEC 61869-10, UL certification, ABB new standards relay compatible. | PUR | Current Sensor, KECA 80 C184, INDOOR application, 5 meter cable, Nominal system voltage: 0.72kV, Primary current: 80A, Nominal output 150mV at 50Hz/180mV at 60Hz, IEC 61869-10, UL certification, ABB new standards relay compatible. | EA | EA |  | TRUE |  | P | B/W | DAYTON
133014 | 4 | 1 | States | Dayton | Hayley Fabian | TRUE | 2026-05-06T00:00:00 | 2026-08-25T00:00:00 | 2026-08-25T00:00:00 | 18 | 0 | 18 | 1795 | 86160 | 55369-6417 | USA | N45 | 1524 | ABB INC | 27511 | 1VL5400135V1302 | Voltage Sensor, KEVA 38 B21, INDOOR application, 7 meter cable, Insulation level 38/95/200kV, Transformation ratio 10000:1, Nominal output 150mV at 50Hz/180mV at 60Hz, IEC 61869-11, UL certification, ABB new standards relay compatible. | PUR | Voltage Sensor, KEVA 38 B21, INDOOR application, 7 meter cable, Insulation level 38/95/200kV, Transformation ratio 10000:1, Nominal output 150mV at 50Hz/180mV at 60Hz, IEC 61869-11, UL certification, ABB new standards relay compatible. | EA | EA |  | TRUE |  | P | B/W | DAYTON
133014 | 4 | 2 | States | Dayton | Hayley Fabian | TRUE | 2026-05-06T00:00:00 | 2026-10-05T00:00:00 | 2026-10-05T00:00:00 | 18 | 0 | 18 | 1795 | 86160 | 55369-6417 | USA | N45 | 1524 | ABB INC | 27511 | 1VL5400135V1302 | Voltage Sensor, KEVA 38 B21, INDOOR application, 7 meter cable, Insulation level 38/95/200kV, Transformation ratio 10000:1, Nominal output 150mV at 50Hz/180mV at 60Hz, IEC 61869-11, UL certification, ABB new standards relay compatible. | PUR | Voltage Sensor, KEVA 38 B21, INDOOR application, 7 meter cable, Insulation level 38/95/200kV, Transformation ratio 10000:1, Nominal output 150mV at 50Hz/180mV at 60Hz, IEC 61869-11, UL certification, ABB new standards relay compatible. | EA | EA |  | TRUE |  | P | B/W | DAYTON
133014 | 4 | 3 | States | Dayton | Hayley Fabian | TRUE | 2026-05-06T00:00:00 | 2026-10-26T00:00:00 | 2026-10-26T00:00:00 | 12 | 0 | 12 | 1795 | 86160 | 55369-6417 | USA | N45 | 1524 | ABB INC | 27511 | 1VL5400135V1302 | Voltage Sensor, KEVA 38 B21, INDOOR application, 7 meter cable, Insulation level 38/95/200kV, Transformation ratio 10000:1, Nominal output 150mV at 50Hz/180mV at 60Hz, IEC 61869-11, UL certification, ABB new standards relay compatible. | PUR | Voltage Sensor, KEVA 38 B21, INDOOR application, 7 meter cable, Insulation level 38/95/200kV, Transformation ratio 10000:1, Nominal output 150mV at 50Hz/180mV at 60Hz, IEC 61869-11, UL certification, ABB new standards relay compatible. | EA | EA |  | TRUE |  | P | B/W | DAYTON
133014 | 5 | 1 | States | Dayton | Hayley Fabian | TRUE | 2026-05-06T00:00:00 | 2026-09-04T00:00:00 | 2026-09-04T00:00:00 | 3 | 0 | 3 | 19093.11 | 152744.88 | 55369-6417 | USA | N45 | 1524 | ABB INC | 27511 | CBRL22122BY000 | Breaker Compartment, Cell Interface: R - Roll On Floor, Types Rating: L - 38 kV, Bushing Type: 2 - 2000 A, Short Circuit Current: 2 - 25 kA, CTs Kits: 1 - 6 CTs per compartment, TOC Harness: 2 - 16 Contacts, Door Type: B - LH Door, Door Stop: Y - Yes, SmartRack: 0 - None | PUR | Breaker Compartment, Cell Interface: R - Roll On Floor, Types Rating: L - 38 kV, Bushing Type: 2 - 2000 A, Short Circuit Current: 2 - 25 kA, CTs Kits: 1 - 6 CTs per compartment, TOC Harness: 2 - 16 Contacts, Door Type: B - LH Door, Door Stop: Y - Yes, SmartRack: 0 - None | EA | EA |  | TRUE |  | P | B/W | DAYTON
133014 | 5 | 2 | States | Dayton | Hayley Fabian | TRUE | 2026-05-06T00:00:00 | 2026-10-05T00:00:00 | 2026-10-05T00:00:00 | 3 | 0 | 3 | 19093.11 | 152744.88 | 55369-6417 | USA | N45 | 1524 | ABB INC | 27511 | CBRL22122BY000 | Breaker Compartment, Cell Interface: R - Roll On Floor, Types Rating: L - 38 kV, Bushing Type: 2 - 2000 A, Short Circuit Current: 2 - 25 kA, CTs Kits: 1 - 6 CTs per compartment, TOC Harness: 2 - 16 Contacts, Door Type: B - LH Door, Door Stop: Y - Yes, SmartRack: 0 - None | PUR | Breaker Compartment, Cell Interface: R - Roll On Floor, Types Rating: L - 38 kV, Bushing Type: 2 - 2000 A, Short Circuit Current: 2 - 25 kA, CTs Kits: 1 - 6 CTs per compartment, TOC Harness: 2 - 16 Contacts, Door Type: B - LH Door, Door Stop: Y - Yes, SmartRack: 0 - None | EA | EA |  | TRUE |  | P | B/W | DAYTON
133014 | 5 | 3 | States | Dayton | Hayley Fabian | TRUE | 2026-05-06T00:00:00 | 2026-10-26T00:00:00 | 2026-10-26T00:00:00 | 2 | 0 | 2 | 19093.11 | 152744.88 | 55369-6417 | USA | N45 | 1524 | ABB INC | 27511 | CBRL22122BY000 | Breaker Compartment, Cell Interface: R - Roll On Floor, Types Rating: L - 38 kV, Bushing Type: 2 - 2000 A, Short Circuit Current: 2 - 25 kA, CTs Kits: 1 - 6 CTs per compartment, TOC Harness: 2 - 16 Contacts, Door Type: B - LH Door, Door Stop: Y - Yes, SmartRack: 0 - None | PUR | Breaker Compartment, Cell Interface: R - Roll On Floor, Types Rating: L - 38 kV, Bushing Type: 2 - 2000 A, Short Circuit Current: 2 - 25 kA, CTs Kits: 1 - 6 CTs per compartment, TOC Harness: 2 - 16 Contacts, Door Type: B - LH Door, Door Stop: Y - Yes, SmartRack: 0 - None | EA | EA |  | TRUE |  | P | B/W | DAYTON
133014 | 6 | 1 | States | Dayton | Hayley Fabian | TRUE | 2026-05-06T00:00:00 | 2026-08-25T00:00:00 | 2026-08-25T00:00:00 | 27 | 0 | 27 | 1966.5 | 141588 | 55369-6417 | USA | N45 | 1524 | ABB INC | 27511 | REX615_11MFG | REX615A10GN+APP1+BIO5+CMP4+COM18+HMI1+PSM4+SCT2+SIM5+PCL2 REX615 Protection and Control Relay Housing Standard case Product version Product version Interface level Interface level Option1 Global language package: English, Chinese, Croatian, Czech, Finnish, French, German, Hungarian, Italian, Polish, Portuguese, Spanish, Swedish, Turkish Conformal coating Without conformal coating Communication module COM: Ethernet 100Base FX (3xMM LC) with HSR/PRP and IEC61850-9-2LE + RS 485 (including IRIG-B) + Glassfiber ST BIO module BIO: 8BI + 4BO Analog module SIM: 3Is + 3Us + 1CT (Io 0.2/1A) IEC61869 PSM PSM: 60-250 Vdc; 100-240 Vac; 6BO LHMI Local HMI Signal connectors Ring Lug type signal connectors Base functionality Included Application (in addition to base functionality) APP1 - Current protection package Protocols IEC 61850 and DNP3 Connectivity level PCL2 SW Version 6.1 | PUR | REX615A10GN+APP1+BIO5+CMP4+COM18+HMI1+PSM4+SCT2+SIM5+PCL2 REX615 Protection and Control Relay Housing Standard case Product version Product version Interface level Interface level Option1 Global language package: English, Chinese, Croatian, Czech, Finnish, French, German, Hungarian, Italian, Polish, Portuguese, Spanish, Swedish, Turkish Conformal coating Without conformal coating Communication module COM: Ethernet 100Base FX (3xMM LC) with HSR/PRP and IEC61850-9-2LE + RS 485 (including IRIG-B) + Glassfiber ST BIO module BIO: 8BI + 4BO Analog module SIM: 3Is + 3Us + 1CT (Io 0.2/1A) IEC61869 PSM PSM: 60-250 Vdc; 100-240 Vac; 6BO LHMI Local HMI Signal connectors Ring Lug type signal connectors Base functionality Included Application (in addition to base functionality) APP1 - Current protection package Protocols IEC 61850 and DNP3 Connectivity level PCL2 SW Version 6.1 | EA | EA |  | TRUE |  | P | B/W | DAYTON
133014 | 6 | 2 | States | Dayton | Hayley Fabian | TRUE | 2026-05-06T00:00:00 | 2026-10-05T00:00:00 | 2026-10-05T00:00:00 | 27 | 0 | 27 | 1966.5 | 141588 | 55369-6417 | USA | N45 | 1524 | ABB INC | 27511 | REX615_11MFG | REX615A10GN+APP1+BIO5+CMP4+COM18+HMI1+PSM4+SCT2+SIM5+PCL2 REX615 Protection and Control Relay Housing Standard case Product version Product version Interface level Interface level Option1 Global language package: English, Chinese, Croatian, Czech, Finnish, French, German, Hungarian, Italian, Polish, Portuguese, Spanish, Swedish, Turkish Conformal coating Without conformal coating Communication module COM: Ethernet 100Base FX (3xMM LC) with HSR/PRP and IEC61850-9-2LE + RS 485 (including IRIG-B) + Glassfiber ST BIO module BIO: 8BI + 4BO Analog module SIM: 3Is + 3Us + 1CT (Io 0.2/1A) IEC61869 PSM PSM: 60-250 Vdc; 100-240 Vac; 6BO LHMI Local HMI Signal connectors Ring Lug type signal connectors Base functionality Included Application (in addition to base functionality) APP1 - Current protection package Protocols IEC 61850 and DNP3 Connectivity level PCL2 SW Version 6.1 | PUR | REX615A10GN+APP1+BIO5+CMP4+COM18+HMI1+PSM4+SCT2+SIM5+PCL2 REX615 Protection and Control Relay Housing Standard case Product version Product version Interface level Interface level Option1 Global language package: English, Chinese, Croatian, Czech, Finnish, French, German, Hungarian, Italian, Polish, Portuguese, Spanish, Swedish, Turkish Conformal coating Without conformal coating Communication module COM: Ethernet 100Base FX (3xMM LC) with HSR/PRP and IEC61850-9-2LE + RS 485 (including IRIG-B) + Glassfiber ST BIO module BIO: 8BI + 4BO Analog module SIM: 3Is + 3Us + 1CT (Io 0.2/1A) IEC61869 PSM PSM: 60-250 Vdc; 100-240 Vac; 6BO LHMI Local HMI Signal connectors Ring Lug type signal connectors Base functionality Included Application (in addition to base functionality) APP1 - Current protection package Protocols IEC 61850 and DNP3 Connectivity level PCL2 SW Version 6.1 | EA | EA |  | TRUE |  | P | B/W | DAYTON
133014 | 6 | 3 | States | Dayton | Hayley Fabian | TRUE | 2026-05-06T00:00:00 | 2026-10-26T00:00:00 | 2026-10-26T00:00:00 | 18 | 0 | 18 | 1966.5 | 141588 | 55369-6417 | USA | N45 | 1524 | ABB INC | 27511 | REX615_11MFG | REX615A10GN+APP1+BIO5+CMP4+COM18+HMI1+PSM4+SCT2+SIM5+PCL2 REX615 Protection and Control Relay Housing Standard case Product version Product version Interface level Interface level Option1 Global language package: English, Chinese, Croatian, Czech, Finnish, French, German, Hungarian, Italian, Polish, Portuguese, Spanish, Swedish, Turkish Conformal coating Without conformal coating Communication module COM: Ethernet 100Base FX (3xMM LC) with HSR/PRP and IEC61850-9-2LE + RS 485 (including IRIG-B) + Glassfiber ST BIO module BIO: 8BI + 4BO Analog module SIM: 3Is + 3Us + 1CT (Io 0.2/1A) IEC61869 PSM PSM: 60-250 Vdc; 100-240 Vac; 6BO LHMI Local HMI Signal connectors Ring Lug type signal connectors Base functionality Included Application (in addition to base functionality) APP1 - Current protection package Protocols IEC 61850 and DNP3 Connectivity level PCL2 SW Version 6.1 | PUR | REX615A10GN+APP1+BIO5+CMP4+COM18+HMI1+PSM4+SCT2+SIM5+PCL2 REX615 Protection and Control Relay Housing Standard case Product version Product version Interface level Interface level Option1 Global language package: English, Chinese, Croatian, Czech, Finnish, French, German, Hungarian, Italian, Polish, Portuguese, Spanish, Swedish, Turkish Conformal coating Without conformal coating Communication module COM: Ethernet 100Base FX (3xMM LC) with HSR/PRP and IEC61850-9-2LE + RS 485 (including IRIG-B) + Glassfiber ST BIO module BIO: 8BI + 4BO Analog module SIM: 3Is + 3Us + 1CT (Io 0.2/1A) IEC61869 PSM PSM: 60-250 Vdc; 100-240 Vac; 6BO LHMI Local HMI Signal connectors Ring Lug type signal connectors Base functionality Included Application (in addition to base functionality) APP1 - Current protection package Protocols IEC 61850 and DNP3 Connectivity level PCL2 SW Version 6.1 | EA | EA |  | TRUE |  | P | B/W | DAYTON
133014 | 7 | 1 | States | Dayton | Hayley Fabian | TRUE | 2026-05-06T00:00:00 | 2026-09-04T00:00:00 | 2026-09-04T00:00:00 | 3 | 0 | 3 | 27104.85 | 216838.8 | 55369-6417 | USA | N45 | 1524 | ABB INC | 27511 | A4X27777X000000 | ADVAC38; 4 - Model 4; A - Drawout; X2 - 40.5kV, 2000A, 25kA, 3 Cycle; CAP Switching: None; Charge Motor: 7 - 125VDC; Close Coil: 7 - 125VDC; Open Coil: 7 - 125VDC; 2nd Open Coil: 7 - 125VDC; Under Voltage: X - None (Dual Secondary Disconnect); Button Color: 0 - None; Button Protection: 0 - None; UL: 0 - None; Ground Contact: 0 - Ground pad stainless steel; Motor Truck: 0 - Manual Truck | PUR | ADVAC38; 4 - Model 4; A - Drawout; X2 - 40.5kV, 2000A, 25kA, 3 Cycle; CAP Switching: None; Charge Motor: 7 - 125VDC; Close Coil: 7 - 125VDC; Open Coil: 7 - 125VDC; 2nd Open Coil: 7 - 125VDC; Under Voltage: X - None (Dual Secondary Disconnect); Button Color: 0 - None; Button Protection: 0 - None; UL: 0 - None; Ground Contact: 0 - Ground pad stainless steel; Motor Truck: 0 - Manual Truck | EA | EA |  | TRUE |  | P | B/W | DAYTON
133014 | 7 | 2 | States | Dayton | Hayley Fabian | TRUE | 2026-05-06T00:00:00 | 2026-10-05T00:00:00 | 2026-10-05T00:00:00 | 3 | 0 | 3 | 27104.85 | 216838.8 | 55369-6417 | USA | N45 | 1524 | ABB INC | 27511 | A4X27777X000000 | ADVAC38; 4 - Model 4; A - Drawout; X2 - 40.5kV, 2000A, 25kA, 3 Cycle; CAP Switching: None; Charge Motor: 7 - 125VDC; Close Coil: 7 - 125VDC; Open Coil: 7 - 125VDC; 2nd Open Coil: 7 - 125VDC; Under Voltage: X - None (Dual Secondary Disconnect); Button Color: 0 - None; Button Protection: 0 - None; UL: 0 - None; Ground Contact: 0 - Ground pad stainless steel; Motor Truck: 0 - Manual Truck | PUR | ADVAC38; 4 - Model 4; A - Drawout; X2 - 40.5kV, 2000A, 25kA, 3 Cycle; CAP Switching: None; Charge Motor: 7 - 125VDC; Close Coil: 7 - 125VDC; Open Coil: 7 - 125VDC; 2nd Open Coil: 7 - 125VDC; Under Voltage: X - None (Dual Secondary Disconnect); Button Color: 0 - None; Button Protection: 0 - None; UL: 0 - None; Ground Contact: 0 - Ground pad stainless steel; Motor Truck: 0 - Manual Truck | EA | EA |  | TRUE |  | P | B/W | DAYTON
133014 | 7 | 3 | States | Dayton | Hayley Fabian | TRUE | 2026-05-06T00:00:00 | 2026-10-26T00:00:00 | 2026-10-26T00:00:00 | 2 | 0 | 2 | 27104.85 | 216838.8 | 55369-6417 | USA | N45 | 1524 | ABB INC | 27511 | A4X27777X000000 | ADVAC38; 4 - Model 4; A - Drawout; X2 - 40.5kV, 2000A, 25kA, 3 Cycle; CAP Switching: None; Charge Motor: 7 - 125VDC; Close Coil: 7 - 125VDC; Open Coil: 7 - 125VDC; 2nd Open Coil: 7 - 125VDC; Under Voltage: X - None (Dual Secondary Disconnect); Button Color: 0 - None; Button Protection: 0 - None; UL: 0 - None; Ground Contact: 0 - Ground pad stainless steel; Motor Truck: 0 - Manual Truck | PUR | ADVAC38; 4 - Model 4; A - Drawout; X2 - 40.5kV, 2000A, 25kA, 3 Cycle; CAP Switching: None; Charge Motor: 7 - 125VDC; Close Coil: 7 - 125VDC; Open Coil: 7 - 125VDC; 2nd Open Coil: 7 - 125VDC; Under Voltage: X - None (Dual Secondary Disconnect); Button Color: 0 - None; Button Protection: 0 - None; UL: 0 - None; Ground Contact: 0 - Ground pad stainless steel; Motor Truck: 0 - Manual Truck | EA | EA |  | TRUE |  | P | B/W | DAYTON
133014 | 8 | 1 | States | Dayton | Hayley Fabian | TRUE | 2026-05-06T00:00:00 | 2026-09-04T00:00:00 | 2026-09-04T00:00:00 | 24 | 0 | 24 | 23024.2 | 1473548.8 | 55369-6417 | USA | N45 | 1524 | ABB INC | 27511 | AA4X17777X000000 | ADVAC38; 4 - Model 4; A - Drawout; X1 - 40.5kV, 1200A, 25kA, 3 Cycle; CAP Switching: None; Charge Motor: 7 - 125VDC; Close Coil: 7 - 125VDC; Open Coil: 7 - 125VDC; 2nd Open Coil: 7 - 125VDC; Under Voltage: X - None (Dual Secondary Disconnect); Button Color: 0 - None; Button Protection: 0 - None; UL: 0 - None; Ground Contact: 0 - Ground pad stainless steel; Motor Truck: 0 - Manual Truck | PUR | ADVAC38; 4 - Model 4; A - Drawout; X1 - 40.5kV, 1200A, 25kA, 3 Cycle; CAP Switching: None; Charge Motor: 7 - 125VDC; Close Coil: 7 - 125VDC; Open Coil: 7 - 125VDC; 2nd Open Coil: 7 - 125VDC; Under Voltage: X - None (Dual Secondary Disconnect); Button Color: 0 - None; Button Protection: 0 - None; UL: 0 - None; Ground Contact: 0 - Ground pad stainless steel; Motor Truck: 0 - Manual Truck | EA | EA |  | TRUE |  | P | B/W | DAYTON
133014 | 8 | 2 | States | Dayton | Hayley Fabian | TRUE | 2026-05-06T00:00:00 | 2026-10-05T00:00:00 | 2026-10-05T00:00:00 | 24 | 0 | 24 | 23024.2 | 1473548.8 | 55369-6417 | USA | N45 | 1524 | ABB INC | 27511 | AA4X17777X000000 | ADVAC38; 4 - Model 4; A - Drawout; X1 - 40.5kV, 1200A, 25kA, 3 Cycle; CAP Switching: None; Charge Motor: 7 - 125VDC; Close Coil: 7 - 125VDC; Open Coil: 7 - 125VDC; 2nd Open Coil: 7 - 125VDC; Under Voltage: X - None (Dual Secondary Disconnect); Button Color: 0 - None; Button Protection: 0 - None; UL: 0 - None; Ground Contact: 0 - Ground pad stainless steel; Motor Truck: 0 - Manual Truck | PUR | ADVAC38; 4 - Model 4; A - Drawout; X1 - 40.5kV, 1200A, 25kA, 3 Cycle; CAP Switching: None; Charge Motor: 7 - 125VDC; Close Coil: 7 - 125VDC; Open Coil: 7 - 125VDC; 2nd Open Coil: 7 - 125VDC; Under Voltage: X - None (Dual Secondary Disconnect); Button Color: 0 - None; Button Protection: 0 - None; UL: 0 - None; Ground Contact: 0 - Ground pad stainless steel; Motor Truck: 0 - Manual Truck | EA | EA |  | TRUE |  | P | B/W | DAYTON
133014 | 8 | 3 | States | Dayton | Hayley Fabian | TRUE | 2026-05-06T00:00:00 | 2026-10-26T00:00:00 | 2026-10-26T00:00:00 | 16 | 0 | 16 | 23024.2 | 1473548.8 | 55369-6417 | USA | N45 | 1524 | ABB INC | 27511 | AA4X17777X000000 | ADVAC38; 4 - Model 4; A - Drawout; X1 - 40.5kV, 1200A, 25kA, 3 Cycle; CAP Switching: None; Charge Motor: 7 - 125VDC; Close Coil: 7 - 125VDC; Open Coil: 7 - 125VDC; 2nd Open Coil: 7 - 125VDC; Under Voltage: X - None (Dual Secondary Disconnect); Button Color: 0 - None; Button Protection: 0 - None; UL: 0 - None; Ground Contact: 0 - Ground pad stainless steel; Motor Truck: 0 - Manual Truck | PUR | ADVAC38; 4 - Model 4; A - Drawout; X1 - 40.5kV, 1200A, 25kA, 3 Cycle; CAP Switching: None; Charge Motor: 7 - 125VDC; Close Coil: 7 - 125VDC; Open Coil: 7 - 125VDC; 2nd Open Coil: 7 - 125VDC; Under Voltage: X - None (Dual Secondary Disconnect); Button Color: 0 - None; Button Protection: 0 - None; UL: 0 - None; Ground Contact: 0 - Ground pad stainless steel; Motor Truck: 0 - Manual Truck | EA | EA |  | TRUE |  | P | B/W | DAYTON
133014 | 9 | 1 | States | Dayton | Hayley Fabian | TRUE | 2026-05-06T00:00:00 | 2026-09-04T00:00:00 | 2026-09-04T00:00:00 | 24 | 0 | 24 | 19093.11 | 1221959.04 | 55369-6417 | USA | N45 | 1524 | ABB INC | 27511 | CBRL12122BY000 | Breaker Compartment, Cell Interface: R - Roll On Floor, Types Rating: L - 38 kV, Bushing Type: 1 - 1200 A, Short Circuit Current: 2 - 25 kA, CTs Kits: 1 - 6 CTs per compartment, TOC Harness: 2 - 16 Contacts, Door Type: B - LH Door, Door Stop: Y - Yes, SmartRack: 0 - None | PUR | Breaker Compartment, Cell Interface: R - Roll On Floor, Types Rating: L - 38 kV, Bushing Type: 1 - 1200 A, Short Circuit Current: 2 - 25 kA, CTs Kits: 1 - 6 CTs per compartment, TOC Harness: 2 - 16 Contacts, Door Type: B - LH Door, Door Stop: Y - Yes, SmartRack: 0 - None | EA | EA |  | TRUE |  | P | B/W | DAYTON
133014 | 9 | 2 | States | Dayton | Hayley Fabian | TRUE | 2026-05-06T00:00:00 | 2026-10-05T00:00:00 | 2026-10-05T00:00:00 | 24 | 0 | 24 | 19093.11 | 1221959.04 | 55369-6417 | USA | N45 | 1524 | ABB INC | 27511 | CBRL12122BY000 | Breaker Compartment, Cell Interface: R - Roll On Floor, Types Rating: L - 38 kV, Bushing Type: 1 - 1200 A, Short Circuit Current: 2 - 25 kA, CTs Kits: 1 - 6 CTs per compartment, TOC Harness: 2 - 16 Contacts, Door Type: B - LH Door, Door Stop: Y - Yes, SmartRack: 0 - None | PUR | Breaker Compartment, Cell Interface: R - Roll On Floor, Types Rating: L - 38 kV, Bushing Type: 1 - 1200 A, Short Circuit Current: 2 - 25 kA, CTs Kits: 1 - 6 CTs per compartment, TOC Harness: 2 - 16 Contacts, Door Type: B - LH Door, Door Stop: Y - Yes, SmartRack: 0 - None | EA | EA |  | TRUE |  | P | B/W | DAYTON
133014 | 9 | 3 | States | Dayton | Hayley Fabian | TRUE | 2026-05-06T00:00:00 | 2026-10-26T00:00:00 | 2026-10-26T00:00:00 | 16 | 0 | 16 | 19093.11 | 1221959.04 | 55369-6417 | USA | N45 | 1524 | ABB INC | 27511 | CBRL12122BY000 | Breaker Compartment, Cell Interface: R - Roll On Floor, Types Rating: L - 38 kV, Bushing Type: 1 - 1200 A, Short Circuit Current: 2 - 25 kA, CTs Kits: 1 - 6 CTs per compartment, TOC Harness: 2 - 16 Contacts, Door Type: B - LH Door, Door Stop: Y - Yes, SmartRack: 0 - None | PUR | Breaker Compartment, Cell Interface: R - Roll On Floor, Types Rating: L - 38 kV, Bushing Type: 1 - 1200 A, Short Circuit Current: 2 - 25 kA, CTs Kits: 1 - 6 CTs per compartment, TOC Harness: 2 - 16 Contacts, Door Type: B - LH Door, Door Stop: Y - Yes, SmartRack: 0 - None | EA | EA |  | TRUE |  | P | B/W | DAYTON
133014 | 10 | 1 | States | Dayton | Hayley Fabian | TRUE | 2026-05-06T00:00:00 | 2026-08-27T00:00:00 | 2026-08-27T00:00:00 | 34 | 0 | 34 | 304 | 14592 | 55369-6417 | USA | N45 | 1524 | ABB INC | 27511 | 14039G00 | ADVAC Breaker Accessory Kit - racking crank, manual charging handle, & lift yoke | PUR | ADVAC Breaker Accessory Kit - racking crank, manual charging handle, & lift yoke | EA | EA |  | TRUE |  | P | B/W | Dayton
133014 | 10 | 2 | States | Dayton | Hayley Fabian | TRUE | 2026-05-06T00:00:00 | 2026-10-22T00:00:00 | 2026-10-22T00:00:00 | 14 | 0 | 14 | 304 | 14592 | 55369-6417 | USA | N45 | 1524 | ABB INC | 27511 | 14039G00 | ADVAC Breaker Accessory Kit - racking crank, manual charging handle, & lift yoke | PUR | ADVAC Breaker Accessory Kit - racking crank, manual charging handle, & lift yoke | EA | EA |  | TRUE |  | P | B/W | Dayton
134674 | 1 | 1 | States | Dayton | Hayley Fabian | TRUE | 2026-07-10T00:00:00 | 2026-10-12T00:00:00 |  | 44 | 0 | 44 | 476.85 | 40055.4 | 55369-6417 | USA | N45 | 1524 | ABB INC | 27511 | FT4D14T12BN4780-04 | FT4D14T12BN4780-04 FT14D (FT4D14T12BN4780-04 - FT-14D Digital Test Switch; 12 potential poles, w/ RJ45 connectors; Black Cover, w/ labels Ig x1, and Ig x2 on current terminals 13 & 14 (IEC 61869-10 and IEC 60044-8 sensors, relays compatible) | PUR | FT4D14T12BN4780-04 FT14D (FT4D14T12BN4780-04 - FT-14D Digital Test Switch; 12 potential poles, w/ RJ45 connectors; Black Cover, w/ labels Ig x1, and Ig x2 on current terminals 13 & 14 (IEC 61869-10 and IEC 60044-8 sensors, relays compatible) | EA | EA |  | FALSE |  | P | B/W | DAYTON
134674 | 1 | 2 | States | Dayton | Hayley Fabian | TRUE | 2026-07-10T00:00:00 | 2026-10-19T00:00:00 |  | 40 | 0 | 40 | 476.85 | 40055.4 | 55369-6417 | USA | N45 | 1524 | ABB INC | 27511 | FT4D14T12BN4780-04 | FT4D14T12BN4780-04 FT14D (FT4D14T12BN4780-04 - FT-14D Digital Test Switch; 12 potential poles, w/ RJ45 connectors; Black Cover, w/ labels Ig x1, and Ig x2 on current terminals 13 & 14 (IEC 61869-10 and IEC 60044-8 sensors, relays compatible) | PUR | FT4D14T12BN4780-04 FT14D (FT4D14T12BN4780-04 - FT-14D Digital Test Switch; 12 potential poles, w/ RJ45 connectors; Black Cover, w/ labels Ig x1, and Ig x2 on current terminals 13 & 14 (IEC 61869-10 and IEC 60044-8 sensors, relays compatible) | EA | EA |  | FALSE |  | P | B/W | DAYTON
133841 | 1 | 1 | States | Dayton | Hayley Fabian | TRUE | 2026-06-03T00:00:00 | 2026-12-03T00:00:00 | 2026-12-03T00:00:00 | 12 | 0 | 12 | 979.86 | 11758.32 | 55369-6417 | USA | N45 | 1524 | ABB INC | 27511 | 923A330G87-M | SAB-2, INDOOR application, 10 kV BIL, Nominal system voltage: 0.6 kV, Primary current: 300 Amps, Secondary current: 5SR, Rating factor: 2.0, Metering Accuracy: NONE, Relay Accuracy: C50, Frequency: 60Hz, Window size (inches): 6.5 WHEN ORDERING REFERENCE QUOTE# 99Q2025100767283 SAVED IN THE VENDOR QUOTES FOLDER | PUR | SAB-2, INDOOR application, 10 kV BIL, Nominal system voltage: 0.6 kV, Primary current: 300 Amps, Secondary current: 5SR, Rating factor: 2.0, Metering Accuracy: NONE, Relay Accuracy: C50, Frequency: 60Hz, Window size (inches): 6.5 WHEN ORDERING REFERENCE QUOTE# 99Q2025100767283 SAVED IN THE VENDOR QUOTES FOLDER | EA | EA |  | TRUE |  | P | B/W | DAYTON
133990 | 1 | 1 | States | Dayton | Hayley Fabian | TRUE | 2026-06-10T00:00:00 | 2026-08-03T00:00:00 |  | 1 | 0 | 1 | 192.38 | 192.38 | 55369-6417 | USA | N45 | 1524 | ABB INC | 27511 | AC PNL 1 - 200A | ORDER PER QUOTE - Load Center, PON, PLM3220C 232.70 232.70 Marks: 200A ML 1 Indoor Type 1 Enclosure, Combination 200Amps, Convertible or Main Lug, 1 Phase, 3 Wire, 120/240, 120/ 208V ac 10 kA Minimum Interrupt Rating, Fully Rated, 6-250 Main Wire Size (AWG/kcmil) Cu-Al Factory Installed Equipment Ground Kit : TGK32, TNLK20 Dimension : 33.44 in (H) 14.00 in (W) 3.75 in (D) Feeders 1 60 Amps, 2 Pole, THQL2160 1 30 Amps, 2 Pole, THQL2130 12 20 Amps, 1 Pole, THQL1120 | PUR | ORDER PER QUOTE - Load Center, PON, PLM3220C 232.70 232.70 Marks: 200A ML 1 Indoor Type 1 Enclosure, Combination 200Amps, Convertible or Main Lug, 1 Phase, 3 Wire, 120/240, 120/ 208V ac 10 kA Minimum Interrupt Rating, Fully Rated, 6-250 Main Wire Size (AWG/kcmil) Cu-Al Factory Installed Equipment Ground Kit : TGK32, TNLK20 Dimension : 33.44 in (H) 14.00 in (W) 3.75 in (D) Feeders 1 60 Amps, 2 Pole, THQL2160 1 30 Amps, 2 Pole, THQL2130 12 20 Amps, 1 Pole, THQL1120 | EA | EA |  | FALSE |  | P | B/W | DAYTON
133449 | 1 | 1 | States | Whiting Turner | Hayley Fabian | TRUE | 2026-05-20T00:00:00 | 2027-06-30T00:00:00 | 2027-06-30T00:00:00 | 16 | 0 | 16 | 10243 | 163888 | 68138 | USA | N45 | 1524 | ABB INC | 27511 | 1200A 24" Front Access Sidecar | SuperSwitch 4 - 1200A 24" Front Access Sidecar | PUR | SuperSwitch 4 - 1200A 24" Front Access Sidecar | EA | EA |  | FALSE |  | P | B/W | 100
133449 | 2 | 1 | States | Whiting Turner | Hayley Fabian | TRUE | 2026-05-20T00:00:00 | 2027-06-30T00:00:00 | 2027-06-30T00:00:00 | 16 | 0 | 16 | 390 | 6240 | 68138 | USA | N45 | 1524 | ABB INC | 27511 | 800A-1200A Vented Kickplates | SuperSwitch 4 - 800A-1200A Vented Kickplates | PUR | SuperSwitch 4 - 800A-1200A Vented Kickplates | EA | EA |  | FALSE |  | P | B/W | 100
133449 | 3 | 1 | States | Whiting Turner | Hayley Fabian | TRUE | 2026-05-20T00:00:00 | 2027-06-30T00:00:00 | 2027-06-30T00:00:00 | 1 | 0 | 1 | 4255 | 4255 | 68138 | USA | N45 | 1524 | ABB INC | 27511 | Other Services - Integration Testing | Integration Testing - (1) Day(s) | PUR | Integration Testing - (1) Day(s) | EA | EA |  | FALSE |  | P | B/W | 100
133449 | 4 | 1 | States | Whiting Turner | Hayley Fabian | TRUE | 2026-05-20T00:00:00 | 2027-06-30T00:00:00 | 2027-06-30T00:00:00 | 4 | 0 | 4 | 4255 | 17020 | 68138 | USA | N45 | 1524 | ABB INC | 27511 | Other Services - Level 4 | Level 4 Performancy Testing - (4) Days(s) | PUR | Level 4 Performancy Testing - (4) Days(s) | EA | EA |  | FALSE |  | P | B/W | 100
133449 | 5 | 1 | States | Whiting Turner | Hayley Fabian | TRUE | 2026-05-20T00:00:00 | 2027-06-30T00:00:00 | 2027-06-30T00:00:00 | 3 | 0 | 3 | 4500 | 13500 | 68138 | USA | N45 | 1524 | ABB INC | 27511 | Other Services - Mobilization | Mobilization - (3) Visit(s) | PUR | Mobilization - (3) Visit(s) | EA | EA |  | FALSE |  | P | B/W | 100
133449 | 6 | 1 | States | Whiting Turner | Hayley Fabian | TRUE | 2026-05-20T00:00:00 | 2027-06-30T00:00:00 | 2027-06-30T00:00:00 | 8 | 0 | 8 | 4450 | 35600 | 68138 | USA | N45 | 1524 | ABB INC | 27511 | Services - Start-up Service | On-site Service Per Day (not to exceed 3 days), M-F 8am-5pm | PUR | On-site Service Per Day (not to exceed 3 days), M-F 8am-5pm | EA | EA |  | FALSE |  | P | B/W | 100
133449 | 7 | 1 | States | Whiting Turner | Hayley Fabian | TRUE | 2026-05-20T00:00:00 | 2027-06-30T00:00:00 | 2027-06-30T00:00:00 | 16 | 0 | 16 | 95892 | 1534272 | 68138 | USA | N45 | 1524 | ABB INC | 27511 | SuperSwitch 4 (DSTS) | 1200A, 480V, DSTS (SS4) | PUR | 1200A, 480V, DSTS (SS4) | EA | EA |  | FALSE |  | P | B/W | 100
133449 | 8 | 1 | States | Whiting Turner | Hayley Fabian | TRUE | 2026-05-20T00:00:00 | 2027-06-30T00:00:00 | 2027-06-30T00:00:00 | 96 | 0 | 96 | 57 | 5472 | 68138 | USA | N45 | 1524 | ABB INC | 27511 | Supplementary Item - STS | STS Pedestals | PUR | STS Pedestals | EA | EA |  | FALSE |  | P | B/W | 100
133449 | 9 | 1 | States | Whiting Turner | Hayley Fabian | TRUE | 2026-05-20T00:00:00 | 2027-06-30T00:00:00 | 2027-06-30T00:00:00 | 1 | 0 | 1 | 86732 | 86732 | 68138 | USA | N45 | 1524 | ABB INC | 27511 | Supplementary Item - Extended Warranty | 2 Year Extended Warranty w/1 PM QTY (6) 1200A STS Units | PUR | 2 Year Extended Warranty w/1 PM QTY (16) 1200A STS Units | EA | EA |  | FALSE |  | P | B/W | 100
132290 | 1 | 1 | States | Dayton | Hayley Fabian | TRUE | 2026-04-07T00:00:00 | 2026-12-22T00:00:00 |  | 1 | 0 | 1 | 0 | 0 | 55369-6417 | USA | N45 | 1524 | ABB INC | 27511 | BTO 250A STS | Category: --- LV - Other --- Identifier: --- BTO 250A STS ---------------------------------- - Enclosure Rating: --- - System voltage: --- - Bus amperage: --- - Short Circuit Rating: --- - Sections: --- 0 | PUR | "Category: --- LV - Other --- Identifier: --- BTO 250A STS ---------------------------------- - Enclosure Rating: --- - System voltage: --- - Bus amperage: --- - Short Circuit Rating: --- - Sections: --- 0" | EA | EA |  | FALSE |  | P | B/W | Dayton
132136 | 11 | 1 | States | Dayton | Hayley Fabian | TRUE | 2026-03-30T00:00:00 | 2026-07-02T00:00:00 | 2026-06-30T00:00:00 | 4 | 2 | 2 | 39637.18 | 158548.72 | 55369-6417 | USA | N45 | 1524 | ABB INC | 27511 | CBRL24221AY000 | Product Type: CB - Breaker Compartment, Cell Interface: R - Roll On Floor, Types Rating: L - 38 kV, Bushing Type: 2 - 2000 A, Short Circuit Current: 4 - 40 kA, CTs Kits: 2 - 12 CTs per compartment, TOC Harness: 1 - 8 Contacts, Door Type: A - RH Door, Door Stop: Y - Yes, SmartRack: 0 - None | PUR | Product Type: CB - Breaker Compartment, Cell Interface: R - Roll On Floor, Types Rating: L - 38 kV, Bushing Type: 2 - 2000 A, Short Circuit Current: 4 - 40 kA, CTs Kits: 2 - 12 CTs per compartment, TOC Harness: 1 - 8 Contacts, Door Type: A - RH Door, Door Stop: Y - Yes, SmartRack: 0 - None | EA | EA |  | TRUE |  | P | B/W | DAYTON
132136 | 10 | 1 | States | Dayton | Hayley Fabian | TRUE | 2026-03-30T00:00:00 | 2026-07-10T00:00:00 | 2026-07-10T00:00:00 | 80 | 8 | 72 | 19056.33 | 1524506.4 | 55369-6417 | USA | N45 | 1524 | ABB INC | 27511 | CBRL14221AY000 | ADVAC38; 4 - Model 4; B - Roll on Floor (ROF); Z1 - 40.5kV, 1200A, 40kA, 3 Cycle; CAP Switching: 1000A C2 20kA PEAK 4.3 kHz; Charge Motor: 7 - 125VDC; Close Coil: 7 - 125VDC; Open Coil: 7 - 125VDC; 2nd Open Product Type: CB - Breaker Compartment, Cell Interface: R - Roll On Floor, Types Rating: L - 38 kV, Bushing Type: 1 - 1200 A, Short Circuit Current: 4 - 40 kA, CTs Kits: 2 - 12 CTs per compartment, TOC Harness: 1 - 8 Contacts, Door Type: A - RH Door, Door Stop: Y - Yes, SmartRack: 0 - None | PUR | ADVAC38; 4 - Model 4; B - Roll on Floor (ROF); Z1 - 40.5kV, 1200A, 40kA, 3 Cycle; CAP Switching: 1000A C2 20kA PEAK 4.3 kHz; Charge Motor: 7 - 125VDC; Close Coil: 7 - 125VDC; Open Coil: 7 - 125VDC; 2nd Open Product Type: CB - Breaker Compartment, Cell Interface: R - Roll On Floor, Types Rating: L - 38 kV, Bushing Type: 1 - 1200 A, Short Circuit Current: 4 - 40 kA, CTs Kits: 2 - 12 CTs per compartment, TOC Harness: 1 - 8 Contacts, Door Type: A - RH Door, Door Stop: Y - Yes, SmartRack: 0 - None | EA | EA |  | TRUE |  | P | B/W | Dayton
132136 | 9 | 1 | States | Dayton | Hayley Fabian | TRUE | 2026-03-30T00:00:00 | 2026-07-08T00:00:00 | 2026-06-30T00:00:00 | 4 | 0 | 4 | 35333.2 | 141332.8 | 55369-6417 | USA | N45 | 1524 | ABB INC | 27511 | AB4Z2777XX000000 | ADVAC38; 4 - Model 4; B - Roll on Floor (ROF); Z2 - 40.5kV, 2000A, 40kA, 3 Cycle; CAP Switching: 1000A C2 20kA PEAK 4.3 kHz; Charge Motor: 7 - 125VDC; Close Coil: 7 - 125VDC; Open Coil: 7 - 125VDC; 2nd Open Coil: X - None (Dual Secondary Disconnect); Under Voltage: X - None (Dual Secondary Disconnect); Button Color: 0 - None; Button Protection: 0 - None; UL: 0 - None; Ground Contact: 0 - Ground pad stainless steel; Motor Truck: 0 - Manual Truck | PUR | ADVAC38; 4 - Model 4; B - Roll on Floor (ROF); Z2 - 40.5kV, 2000A, 40kA, 3 Cycle; CAP Switching: 1000A C2 20kA PEAK 4.3 kHz; Charge Motor: 7 - 125VDC; Close Coil: 7 - 125VDC; Open Coil: 7 - 125VDC; 2nd Open Coil: X - None (Dual Secondary Disconnect); Under Voltage: X - None (Dual Secondary Disconnect); Button Color: 0 - None; Button Protection: 0 - None; UL: 0 - None; Ground Contact: 0 - Ground pad stainless steel; Motor Truck: 0 - Manual Truck | EA | EA |  | TRUE |  | P | B/W | DAYTON
132136 | 1 | 1 | States | Dayton | Hayley Fabian | TRUE | 2026-03-30T00:00:00 | 2026-06-26T00:00:00 | 2026-06-26T00:00:00 | 8 | 0 | 8 | 898.49 | 7187.92 | 55369-6417 | USA | N45 | 1524 | ABB INC | 27511 | 1VCF549700R0580 | BREAKER LIFT TRUCK 38KV ADVAC | PUR | BREAKER LIFT TRUCK 38KV ADVAC | EA | EA |  | TRUE |  | P | B/W | DAYTON
132287 | 1 | 1 | States | Dayton | Hayley Fabian | TRUE | 2026-04-07T00:00:00 | 2026-12-22T00:00:00 | 2026-12-22T00:00:00 | 1 | 0 | 1 | 22200 | 22200 | 55369-6417 | USA | N45 | 1524 | ABB INC | 27511 | Level 4 & 5 Onsite testing for ABB UPS & STS | Category: --- Identifier: --- Level 4 & 5 Onsite testing for ABB UPS & STS ---------------------------------- - Enclosure Rating: --- - System voltage: --- - Bus amperage: --- - Short Circuit Rating: --- - Sections: --- 0 | PUR | "Category: --- Identifier: --- Level 4 & 5 Onsite testing for ABB UPS & STS ---------------------------------- - Enclosure Rating: --- - System voltage: --- - Bus amperage: --- - Short Circuit Rating: --- - Sections: --- 0" | EA | EA |  | TRUE |  | P | B/W
132160 | 13 | 1 | States | Dayton | Hayley Fabian | TRUE | 2026-03-31T00:00:00 | 2026-09-24T00:00:00 | 2026-09-24T00:00:00 | 1 | 0 | 1 | 11800 | 11800 | 55369-6417 | USA | N60 | 1524 | ABB INC | 27511 | 1YEC249999Z101 | DRAWOUT PT CRADLE | PUR | DRAWOUT PT CRADLE | EA | EA |  | TRUE |  | P | B/W | DAYTON
132160 | 12 | 1 | States | Dayton | Hayley Fabian | TRUE | 2026-03-31T00:00:00 | 2026-07-23T00:00:00 | 2026-07-23T00:00:00 | 9 | 0 | 9 | 841.89 | 7577.01 | 55369-6417 | USA | N60 | 1524 | ABB INC | 27511 | 966224T01 | BREAKER DOOR ASSY ODNWI (1200A - 27KV) | PUR | BREAKER DOOR ASSY ODNWI (1200A - 27KV) | EA | EA |  | TRUE |  | P | B/W | DAYTON
132160 | 11 | 1 | States | Dayton | Hayley Fabian | TRUE | 2026-03-31T00:00:00 | 2026-07-23T00:00:00 | 2026-07-23T00:00:00 | 9 | 0 | 9 | 8619.35 | 77574.15 | 55369-6417 | USA | N60 | 1524 | ABB INC | 27511 | 1YEC241980Z001 | Breaker compartment, 27kV@25kA, Epoxy 27kV 1200A. Upper/Lower position | PUR | Breaker compartment, 27kV@25kA, Epoxy 27kV 1200A. Upper/Lower position | EA | EA |  | TRUE |  | P | B/W | DAYTON
132160 | 9 | 1 | States | Dayton | Hayley Fabian | TRUE | 2026-03-31T00:00:00 | 2026-09-03T00:00:00 | 2026-09-03T00:00:00 | 9 | 0 | 9 | 20822.82 | 187405.38 | 55369-6417 | USA | N60 | 1524 | ABB INC | 27511 | MA4Q11A000000U00 | 27KV DRAWOUT BREAKER, 1200A, 25KA, 120VAC CONTROL | PUR | 27KV DRAWOUT BREAKER, 1200A, 25KA, 120VAC CONTROL | EA | EA |  | TRUE |  | P | B/W | DAYTON
132160 | 7 | 1 | States | Dayton | Hayley Fabian | TRUE | 2026-03-31T00:00:00 | 2027-01-19T00:00:00 | 2027-01-19T00:00:00 | 3 | 0 | 3 | 3719.4 | 11158.2 | 55369-6417 | USA | N60 | 1524 | ABB INC | 27511 | 923A116G12 | VIZ-12G, INDOOR application, 125 kV BIL, Nominal system voltage: 27 kV, Connection type: LINE-LINE, Primary voltage: 24000/24000GY Volts, Secondary voltage: 120, Metering accuracy: 0.3Z, RVF: 1.1, Thermal rating: 1500, Frequency: 60, Ratio: 200:1 | PUR | VIZ-12G, INDOOR application, 125 kV BIL, Nominal system voltage: 27 kV, Connection type: LINE-LINE, Primary voltage: 24000/24000GY Volts, Secondary voltage: 120, Metering accuracy: 0.3Z, RVF: 1.1, Thermal rating: 1500, Frequency: 60, Ratio: 200:1 | EA | EA |  | TRUE |  | P | B/W | DAYTON
132160 | 4 | 1 | States | Dayton | Hayley Fabian | TRUE | 2026-03-31T00:00:00 | 2026-07-16T00:00:00 | 2026-07-16T00:00:00 | 5 | 0 | 5 | 582.4 | 2912 | 55369-6417 | USA | N60 | 1524 | ABB INC | 27511 | 966037K01 | MAIN BUS SUPPORT ASSY | PUR | MAIN BUS SUPPORT ASSY | EA | EA |  | TRUE |  | P | B/W | DAYTON
134317 | 2 | 1 | States | Dayton | Hayley Fabian | TRUE | 2026-06-26T00:00:00 | 2026-09-25T00:00:00 | 2026-09-25T00:00:00 | 4 | 0 | 4 | 896 | 3584 | 55369-6417 | USA | N45 | 1524 | ABB INC | 27511 | 966037K01 | MAIN BUS SUPPORT ASSY | PUR | MAIN BUS SUPPORT ASSY | EA | EA |  | TRUE |  | P | B/W | DAYTON
134317 | 1 | 1 | States | Dayton | Hayley Fabian | TRUE | 2026-06-26T00:00:00 | 2026-08-04T00:00:00 | 2026-08-04T00:00:00 | 1 | 0 | 1 | 222.7 | 222.7 | 55369-6417 | USA | N45 | 1524 | ABB INC | 27511 | 991AP22G01 | Test Switch: 10 pole, 2-potential (red handle), 8-current (black handle), FT1 (991AP22G01 - T T C-C C-C C-C C-CT T C-C C-C C-C C-C) Black Cover, Screw Terminals | PUR | Test Switch: 10 pole, 2-potential (red handle), 8-current (black handle), FT1 (991AP22G01 - T T C-C C-C C-C C-CT T C-C C-C C-C C-C) Black Cover, Screw Terminals | EA | EA |  | TRUE |  | P | B/W | DAYTON
132725 | 14 | 1 | States | Dayton | Hayley Fabian | TRUE | 2026-04-23T00:00:00 | 2026-10-28T00:00:00 | 2026-10-28T00:00:00 | 9 | 0 | 9 | 1654.9 | 14894.1 | 55369-6417 | USA | N45 | 1524 | ABB INC | 27511 | REX615_10RD | ABB REX615A10GN+APP1+BIO5+CMP1+COM1+HMI1+PCL1+PSM4+SCT1+SIM5 PROTECTIVE RELAY | PUR | ABB REX615A10GN+APP1+BIO5+CMP1+COM1+HMI1+PCL1+PSM4+SCT1+SIM5 PROTECTIVE RELAY | EA | EA |  | TRUE |  | P | B/W | DAYTON
132725 | 13 | 1 | States | Dayton | Hayley Fabian | TRUE | 2026-04-23T00:00:00 | 2026-11-09T00:00:00 | 2026-11-09T00:00:00 | 2 | 0 | 2 | 10777.51 | 21555.02 | 55369-6417 | USA | N45 | 1524 | ABB INC | 27511 | MA4G116000000U0 | Circuit Breaker: AMVAC; 4 - Model 4; A - Drawout; G1 - 15kV, 1200A, 25kA, 3 Cycle; Control Scheme:1 - Dual secondary disconnect (Standard); Control Volt:6 - 48VDC; Application Card:0 - Standard; Undervoltage: 0 - Undervoltage trip disabled; Button Color: 0 - Standard (ANSI); UL: U - UL Recognized; Ground Cont:0 - Ground pad stainless steel | PUR | Circuit Breaker: AMVAC; 4 - Model 4; A - Drawout; G1 - 15kV, 1200A, 25kA, 3 Cycle; Control Scheme:1 - Dual secondary disconnect (Standard); Control Volt:6 - 48VDC; Application Card:0 - Standard; Undervoltage: 0 - Undervoltage trip disabled; Button Color: 0 - Standard (ANSI); UL: U - UL Recognized; Ground Cont:0 - Ground pad stainless steel | EA | EA |  | TRUE |  | P | B/W | DAYTON
132725 | 12 | 1 | States | Dayton | Hayley Fabian | TRUE | 2026-04-23T00:00:00 | 2026-11-09T00:00:00 | 2026-11-09T00:00:00 | 2 | 0 | 2 | 3787.45 | 7574.9 | 55369-6417 | USA | N45 | 1524 | ABB INC | 27511 | CP8A1W1NBY000U | Product Type: C - PT Compartment, Max Voltage: 15kV, Rated Voltage: 8 - 14.4 kV, Compartment Position: A - Position A, D, or E, Insulation Type: 1 - Polyester, Transformer Arrangement: W - (3) 1-Fuse Wye, Secondary Disconnect: 1 - With Secondary, PT and Fuse Equipment: N - Without PT and Fuse, Door Type: C - MPL Assembly, Door Stop: Y - Yes, Qualification: U - UL Recognized | PUR | Product Type: C - PT Compartment, Max Voltage: 15kV, Rated Voltage: 8 - 14.4 kV, Compartment Position: A - Position A, D, or E, Insulation Type: 1 - Polyester, Transformer Arrangement: W - (3) 1-Fuse Wye, Secondary Disconnect: 1 - With Secondary, PT and Fuse Equipment: N - Without PT and Fuse, Door Type: C - MPL Assembly, Door Stop: Y - Yes, Qualification: U - UL Recognized | EA | EA |  | TRUE |  | P | B/W | DAYTON
132725 | 11 | 1 | States | Dayton | Hayley Fabian | TRUE | 2026-04-23T00:00:00 | 2026-11-09T00:00:00 | 2026-11-09T00:00:00 | 1 | 0 | 1 | 2405.4 | 2405.4 | 55369-6417 | USA | N45 | 1524 | ABB INC | 27511 | CL3YBY0000000U | Product Type: C - LV Compartment, Compartment Height: 3 - 57 Inch, Bottom IT Pans: Y - Yes, Door Type: B - 57 Inch MPL Assembly, Door Stop: Y - Yes, Qualification: U - UL Recognized | PUR | Product Type: C - LV Compartment, Compartment Height: 3 - 57 Inch, Bottom IT Pans: Y - Yes, Door Type: B - 57 Inch MPL Assembly, Door Stop: Y - Yes, Qualification: U - UL Recognized | EA | EA |  | TRUE |  | P | B/W | DAYTON
132725 | 10 | 1 | States | Dayton | Hayley Fabian | TRUE | 2026-04-23T00:00:00 | 2026-11-09T00:00:00 | 2026-11-09T00:00:00 | 1 | 0 | 1 | 1424.25 | 1424.25 | 55369-6417 | USA | N45 | 1524 | ABB INC | 27511 | CL1YBY0000000U | Product Type: C - LV Compartment, Compartment Height: 1 - 19 Inch, Bottom IT Pans: Y - Yes, Door Type: B - 38 Inch MPL Assembly, Door Stop: Y - Yes, Qualification: U - UL Recognized | PUR | Product Type: C - LV Compartment, Compartment Height: 1 - 19 Inch, Bottom IT Pans: Y - Yes, Door Type: B - 38 Inch MPL Assembly, Door Stop: Y - Yes, Qualification: U - UL Recognized | EA | EA |  | TRUE |  | P | B/W | dayton
132725 | 9 | 1 | States | Dayton | Hayley Fabian | TRUE | 2026-04-23T00:00:00 | 2026-11-09T00:00:00 | 2026-11-09T00:00:00 | 1 | 0 | 1 | 5296.1 | 5296.1 | 55369-6417 | USA | N45 | 1524 | ABB INC | 27511 | CB11U1211BY00U | Product Type: C - Breaker Compartment, Cell Interface: 1 - Standard Drawout, Types Rating: 1 - 5-15kV@50kA, Compartment Position: U - Upper, Bushing Type: 1 - Polyester - 1200A, Secondary Disconnect: 2 - Dual, Shutter Type: 1 - Grounded Metal, TOC Harness: 1 - 8 Contacts, Door Type: B - MPL Assembly, Door Stop: Y - Yes, Qualification: U - UL Recognized | PUR | Product Type: C - Breaker Compartment, Cell Interface: 1 - Standard Drawout, Types Rating: 1 - 5-15kV@50kA, Compartment Position: U - Upper, Bushing Type: 1 - Polyester - 1200A, Secondary Disconnect: 2 - Dual, Shutter Type: 1 - Grounded Metal, TOC Harness: 1 - 8 Contacts, Door Type: B - MPL Assembly, Door Stop: Y - Yes, Qualification: U - UL Recognized | EA | EA |  | TRUE |  | P | B/W | DAYTON
132725 | 8 | 1 | States | Dayton | Hayley Fabian | TRUE | 2026-04-23T00:00:00 | 2026-11-09T00:00:00 | 2026-11-09T00:00:00 | 1 | 0 | 1 | 983.26 | 983.26 | 55369-6417 | USA | N45 | 1524 | ABB INC | 27511 | 931773T06 | Main, Bus, Support, Assy, 1200A | PUR | Main, Bus, Support, Assy, 1200A | EA | EA |  | TRUE |  | P | B/W | Dayton
132725 | 1 | 1 | States | Dayton | Hayley Fabian | TRUE | 2026-04-23T00:00:00 | 2026-11-09T00:00:00 | 2026-11-09T00:00:00 | 1 | 0 | 1 | 567.04 | 567.04 | 55369-6417 | USA | N45 | 1524 | ABB INC | 27511 | 14039G10 | AMVAC Breaker Accessory Kit - racking crank, manual opening handle, & lift yoke | PUR | AMVAC Breaker Accessory Kit - racking crank, manual opening handle, & lift yoke | EA | EA |  | TRUE |  | P | B/W | dayton
132414 | 1 | 1 | States | Oppidan | Hayley Fabian | TRUE | 2026-04-10T00:00:00 | 2027-01-27T00:00:00 |  | 12 | 0 | 12 | 10243 | 122916 | 53916 | USA | N45 | 1524 | ABB INC | 27511 | 1200A 24" Front Access Sidecar | SuperSwitch 4 - 1200A 24" Front Access Sidecar | PUR | SuperSwitch 4 - 1200A 24" Front Access Sidecar | EA | EA |  | FALSE |  | P | B/W | 100
132414 | 2 | 1 | States | Oppidan | Hayley Fabian | TRUE | 2026-04-10T00:00:00 | 2027-01-27T00:00:00 |  | 12 | 0 | 12 | 390 | 4680 | 53916 | USA | N45 | 1524 | ABB INC | 27511 | 800A-1200A Vented Kickplates | SuperSwitch 4 - 800A-1200A Vented Kickplates | PUR | SuperSwitch 4 - 800A-1200A Vented Kickplates | EA | EA |  | FALSE |  | P | B/W | 100
132414 | 3 | 1 | States | Oppidan | Hayley Fabian | TRUE | 2026-04-10T00:00:00 | 2027-01-27T00:00:00 |  | 4 | 0 | 4 | 4255 | 17020 | 53916 | USA | N45 | 1524 | ABB INC | 27511 | Other Services - Level 4 | Level 4 Performancy Testing - (4) Days(s) | PUR | Level 4 Performancy Testing - (4) Days(s) | EA | EA |  | FALSE |  | P | B/W | 100
132414 | 4 | 1 | States | Oppidan | Hayley Fabian | TRUE | 2026-04-10T00:00:00 | 2027-01-27T00:00:00 |  | 3 | 0 | 3 | 4500 | 13500 | 53916 | USA | N45 | 1524 | ABB INC | 27511 | Other Services - Mobilization | Mobilization - (3) Visit(s) | PUR | Mobilization - (3) Visit(s) | EA | EA |  | FALSE |  | P | B/W | 100
132414 | 5 | 1 | States | Oppidan | Hayley Fabian | TRUE | 2026-04-10T00:00:00 | 2027-01-27T00:00:00 |  | 6 | 0 | 6 | 4450 | 26700 | 53916 | USA | N45 | 1524 | ABB INC | 27511 | Services - Start-up Service | On-site Service Per Day (not to exceed 3 days), M-F 8am-5pm | PUR | On-site Service Per Day (not to exceed 3 days), M-F 8am-5pm | EA | EA |  | FALSE |  | P | B/W | 100
132414 | 6 | 1 | States | Oppidan | Hayley Fabian | TRUE | 2026-04-10T00:00:00 | 2027-01-27T00:00:00 |  | 12 | 0 | 12 | 95892 | 1150704 | 53916 | USA | N45 | 1524 | ABB INC | 27511 | SuperSwitch 4 (DSTS) | 1200A, 480V, DSTS (SS4) | PUR | 1200A, 480V, DSTS (SS4) | EA | EA |  | FALSE |  | P | B/W | 100
132414 | 7 | 1 | States | Oppidan | Hayley Fabian | TRUE | 2026-04-10T00:00:00 | 2027-01-27T00:00:00 |  | 72 | 0 | 72 | 57 | 4104 | 53916 | USA | N45 | 1524 | ABB INC | 27511 | Supplementary Item - STS | STS Pedestals | PUR | STS Pedestals | EA | EA |  | FALSE |  | P | B/W | 100
132414 | 8 | 1 | States | Oppidan | Hayley Fabian | TRUE | 2026-04-10T00:00:00 | 2027-01-27T00:00:00 |  | 1 | 0 | 1 | 4255 | 4255 | 53916 | USA | N45 | 1524 | ABB INC | 27511 | Other Services - Integration Testing | Integration Testing - (1) Day(s) | PUR | Integration Testing - (1) Day(s) | EA | EA |  | FALSE |  | P | B/W | 100
131636 | 1 | 1 | States | Champlin | Hayley Fabian | TRUE | 2026-03-05T00:00:00 | 2026-08-31T00:00:00 | 2026-08-31T00:00:00 | 3 | 0 | 3 | 325.4 | 976.2 | 55316-3157 | USA | N60 | 1524 | ABB INC | 27511 | 923A329G07-M | SAB-1 Current Transformer: 300:5A, Single Ratio, C200 Relay Class, 0.3% Accuracy Class | MVMS | SAB-1 Current Transformer: 300:5A, Single Ratio, C200 Relay Class, 0.3% Accuracy Class | EA | EA |  | TRUE |  | P | B/W | 100
132508 | 1 | 2 | States | Champlin | Robert Boulka | TRUE | 2026-04-15T00:00:00 |  |  | 30000 | 2743 | 27257 | 0.45 | 27000 | 55316-3157 | USA | N30 | 1547 | SOLON MANUFACTURING COMPANY | 44194-4419 | 616109301 | 301 3/8" Washer : ID=0.386, OD=1, THK=0.109, OAH=0.132 | SHMA | 301 3/8" Washer : ID=0.386, OD=1, THK=0.109, OAH=0.132 | EA | EA |  | TRUE |  | P | FXG
132508 | 2 | 1 | States | Champlin | Robert Boulka | TRUE | 2026-04-15T00:00:00 |  |  | 20000 | 17257 | 2743 | 0.3 | 12000 | 55316-3157 | USA | N30 | 1547 | SOLON MANUFACTURING COMPANY | 44194-4419 | 8L109301 | 301 1/2" Washer : ID=0.523, OD=1.063, THK=0.114, OAH=0.140 | SHMA | 301 1/2" Washer : ID=0.523, OD=1.063, THK=0.114, OAH=0.140 | EA | EA |  | TRUE |  | P | FXG | 100
132508 | 2 | 2 | States | Champlin | Robert Boulka | TRUE | 2026-04-15T00:00:00 |  |  | 20000 | 0 | 20000 | 0.3 | 12000 | 55316-3157 | USA | N30 | 1547 | SOLON MANUFACTURING COMPANY | 44194-4419 | 8L109301 | 301 1/2" Washer : ID=0.523, OD=1.063, THK=0.114, OAH=0.140 | SHMA | 301 1/2" Washer : ID=0.523, OD=1.063, THK=0.114, OAH=0.140 | EA | EA |  | TRUE |  | P | FXG | 100
134192 | 1 | 1 | States | Champlin | Megan Swymeler | TRUE | 2026-06-17T00:00:00 | 2026-10-20T00:00:00 | 2026-10-20T00:00:00 | 3000 | 0 | 3000 | 2.27 | 6810 | 55316-3157 | USA | N30 | 1549 | SIERRA PACIFIC ENGINEERING AND PRODUCTS | 91189-2056 | SMCO-H-IS-01 | DOOR HINGE ASSEMBLY, 316 STAINLESS STEEL, 3.75"H, 1.3"W, .94"D | HIN | Stock Inset Door Hinge Sierra Pacific PN's:J3090 CUSTOMIZED - QTY 1J3091 CUSTOMIZED - QTY 1J3092 - QTY 1 | EA | EA |  | TRUE |  | M | FXG | 100
133225 | 1 | 1 | States | Dayton | Megan Swymeler | TRUE | 2026-05-12T00:00:00 | 2026-08-11T00:00:00 | 2026-08-11T00:00:00 | 2808 | 0 | 2808 | 2.27 | 6374.16 | 55369-6417 | USA | N30 | 1549 | SIERRA PACIFIC ENGINEERING AND PRODUCTS | 91189-2056 | SMCO-H-IS-01 | DOOR HINGE ASSEMBLY, 316 STAINLESS STEEL, 3.75"H, 1.3"W, .94"D | HIN | Stock Inset Door Hinge Sierra Pacific PN's:J3090 CUSTOMIZED - QTY 1J3091 CUSTOMIZED - QTY 1J3092 - QTY 1 | EA | EA |  | TRUE |  | M | FXG | DAYTON
130870 | 1 | 1 | States | Champlin | Megan Swymeler | TRUE | 2026-01-23T00:00:00 | 2026-07-17T00:00:00 | 2026-07-17T00:00:00 | 3000 | 0 | 3000 | 2.3973 | 7191.9 | 55316 | USA | N30 | 1549 | SIERRA PACIFIC ENGINEERING AND PRODUCTS | 91189-2056 | SMCO-H-IS-01 | DOOR HINGE ASSEMBLY, 316 STAINLESS STEEL, 3.75"H, 1.3"W, .94"D | HIN | Stock Inset Door Hinge Sierra Pacific PN's:J3090 CUSTOMIZED - QTY 1J3091 CUSTOMIZED - QTY 1J3092 - QTY 1 | EA | EA |  | TRUE |  | M | FXG | 100
134592 | 1 | 1 | States | Dayton | Megan Swymeler | TRUE | 2026-07-08T00:00:00 | 2026-08-24T00:00:00 | 2026-08-24T00:00:00 | 70 | 0 | 70 | 0.84 | 58.8 | 55369-6417 | USA | N30 | 1549 | SIERRA PACIFIC ENGINEERING AND PRODUCTS | 91189-2056 | 12C27 | CAM FOR 1/4 TURN LATCH, 0.571" OFFSET OUT | PUR | CAM FOR 1/4 TURN LATCH, 0.571" OFFSET OUT | EA | EA |  | TRUE |  | P | FXG | DAYTON
134287 | 1 | 1 | States | Dayton | Megan Swymeler | TRUE | 2026-06-23T00:00:00 | 2026-08-03T00:00:00 | 2026-08-03T00:00:00 | 220 | 0 | 220 | 4.35 | 957 | 55369-6417 | USA | N30 | 1549 | SIERRA PACIFIC ENGINEERING AND PRODUCTS | 91189-2056 | 41-09BK | 1/4 TURN LATCH WITH CAM | PUR | 1/4 TURN LATCH WITH CAM | EA | EA |  | TRUE |  | P | FXG | DAYTON
132472 | 1 | 4 | States | Champlin | Megan Swymeler | TRUE | 2026-04-14T00:00:00 | 2026-09-03T00:00:00 | 2026-09-03T00:00:00 | 500 | 0 | 500 | 6.93 | 17325 | 55316-3157 | USA | N30 | 1549 | SIERRA PACIFIC ENGINEERING AND PRODUCTS | 91189-2056 | LJ123040LS | SS LOOSE JOINT HINGE, .120 THK, 3.00 OPEN x 4.00 LONG, .250 PIN, LEFT MALE & FEMALE | MEC | SS LOOSE JOINT HINGE, .120 THK, 3.00 OPEN x 4.00 LONG, .250 PIN, LEFT MALE & FEMALE | EA | EA |  | TRUE |  | P | FXG | 100
132472 | 1 | 5 | States | Champlin | Megan Swymeler | TRUE | 2026-04-14T00:00:00 | 2026-11-05T00:00:00 | 2026-11-05T00:00:00 | 500 | 0 | 500 | 6.93 | 17325 | 55316-3157 | USA | N30 | 1549 | SIERRA PACIFIC ENGINEERING AND PRODUCTS | 91189-2056 | LJ123040LS | SS LOOSE JOINT HINGE, .120 THK, 3.00 OPEN x 4.00 LONG, .250 PIN, LEFT MALE & FEMALE | MEC | SS LOOSE JOINT HINGE, .120 THK, 3.00 OPEN x 4.00 LONG, .250 PIN, LEFT MALE & FEMALE | EA | EA |  | TRUE |  | P | FXG | 100
132472 | 1 | 6 | States | Champlin | Megan Swymeler | TRUE | 2026-04-14T00:00:00 | 2026-12-17T00:00:00 | 2026-12-17T00:00:00 | 500 | 0 | 500 | 6.93 | 17325 | 55316-3157 | USA | N30 | 1549 | SIERRA PACIFIC ENGINEERING AND PRODUCTS | 91189-2056 | LJ123040LS | SS LOOSE JOINT HINGE, .120 THK, 3.00 OPEN x 4.00 LONG, .250 PIN, LEFT MALE & FEMALE | MEC | SS LOOSE JOINT HINGE, .120 THK, 3.00 OPEN x 4.00 LONG, .250 PIN, LEFT MALE & FEMALE | EA | EA |  | TRUE |  | P | FXG | 100
134566 | 1 | 1 | States | Dayton | Megan Swymeler | TRUE | 2026-07-07T00:00:00 | 2026-08-17T00:00:00 | 2026-08-17T00:00:00 | 100 | 0 | 100 | 5.02 | 502 | 55369-6417 | USA | N30 | 1549 | SIERRA PACIFIC ENGINEERING AND PRODUCTS | 91189-2056 | 41-09BK | 1/4 TURN LATCH WITH CAM | PUR | 1/4 TURN LATCH WITH CAM | EA | EA |  | TRUE |  | P | FXG | DAYTON
131620 | 1 | 1 | States | Champlin | Megan Swymeler | TRUE | 2026-03-04T00:00:00 | 2026-07-24T00:00:00 | 2026-07-24T00:00:00 | 2000 | 0 | 2000 | 2.27 | 4540 | 55316-3157 | USA | N30 | 1549 | SIERRA PACIFIC ENGINEERING AND PRODUCTS | 91189-2056 | SMCO-H-IS-01 | DOOR HINGE ASSEMBLY, 316 STAINLESS STEEL, 3.75"H, 1.3"W, .94"D | HIN | Stock Inset Door Hinge Sierra Pacific PN's:J3090 CUSTOMIZED - QTY 1J3091 CUSTOMIZED - QTY 1J3092 - QTY 1 | EA | EA |  | TRUE |  | M | FXG | 100
133060 | 1 | 1 | States | Champlin | Megan Swymeler | TRUE | 2026-05-07T00:00:00 | 2026-08-28T00:00:00 | 2026-08-28T00:00:00 | 3000 | 0 | 3000 | 2.27 | 6810 | 55316-3157 | USA | N30 | 1549 | SIERRA PACIFIC ENGINEERING AND PRODUCTS | 91189-2056 | SMCO-H-IS-01 | DOOR HINGE ASSEMBLY, 316 STAINLESS STEEL, 3.75"H, 1.3"W, .94"D | HIN | Stock Inset Door Hinge Sierra Pacific PN's:J3090 CUSTOMIZED - QTY 1J3091 CUSTOMIZED - QTY 1J3092 - QTY 1 | EA | EA |  | TRUE |  | M | FXG | 100
134818 | 1 | 1 | States | Champlin | Holly Davis | TRUE | 2026-07-16T00:00:00 | 2026-08-19T00:00:00 | 2026-08-19T00:00:00 | 100 | 0 | 100 | 9 | 900 | 55316-3157 | USA | N30 | 1577 | METPLAS INC | 15065 | 2TSE133020P1080 | 5" GPO CLOVER TUBE | LVS | 5" GPO CLOVER TUBE | EA | EA |  | TRUE |  | P | FXGF | 100
132368 | 3 | 2 | States | Dayton | Holly Davis | TRUE | 2026-04-09T00:00:00 | 2026-07-02T00:00:00 | 2026-07-02T00:00:00 | 81 | 0 | 81 | 34.48 | 7551.12 | 55369-6417 | USA | N30 | 1598 | MEISTER INTERNATIONAL LLC | 45241 | MI0720310-IC | Dual Bus Cycloaliphatic Bus Bar Support, 7" x 2" Opening | PUR | Dual Bus Cycloaliphatic Bus Bar Support, 7" x 2" Opening | EA | EA |  | TRUE |  | P | B/W | DAYTON
132703 | 1 | 2 | States | Dayton | Holly Davis | TRUE | 2026-04-22T00:00:00 | 2026-07-17T00:00:00 | 2026-06-30T00:00:00 | 24 | 0 | 24 | 34.48 | 3930.72 | 55369-6417 | USA | N30 | 1598 | MEISTER INTERNATIONAL LLC | 45241 | MI-07203100-IC | 38kV cycloaliphatic bus bar support insulators-feed through | PUR | 38kV cycloaliphatic bus bar support insulators-feed through | EA | EA |  | TRUE |  | P | FXG | DAYTON
134811 | 1 | 1 | States | Champlin | Holly Davis | TRUE | 2026-07-15T00:00:00 | 2026-07-22T00:00:00 |  | 25 | 0 | 25 | 51.94 | 1298.5 | 55316-3157 | USA | N30 | 1598 | MEISTER INTERNATIONAL LLC | 45241 | INS-MV-P-6 | A20-3 6" Porcelain Insulator | INS | A20-3 6" Porcelain Insulator | EA | EA |  | FALSE |  | P | FXG | 100
134790 | 2 | 1 | States | Dayton | Holly Davis | TRUE | 2026-07-15T00:00:00 | 2026-10-19T00:00:00 |  | 228 | 0 | 228 | 0 | 0 | 55369-6417 | USA | N30 | 1598 | MEISTER INTERNATIONAL LLC | 45241 | MI-0720310-IC | 38kV cycloaliphatic bus bar support insulators-feed through | PUR | 38kV cycloaliphatic bus bar support insulators-feed through | EA | EA |  | FALSE |  | P | FXG | DAYTON
134790 | 1 | 1 | States | Dayton | Holly Davis | TRUE | 2026-07-15T00:00:00 | 2026-07-27T00:00:00 |  | 21 | 0 | 21 | 34.48 | 724.08 | 55369-6417 | USA | N30 | 1598 | MEISTER INTERNATIONAL LLC | 45241 | MI-07203100-IC | 38kV cycloaliphatic bus bar support insulators-feed through | PUR | 38kV cycloaliphatic bus bar support insulators-feed through | EA | EA |  | FALSE |  | P | FXG | DAYTON
132588 | 1 | 14 | States | Dayton | Robert Boulka | TRUE | 2026-04-17T00:00:00 | 2026-07-10T00:00:00 |  | 5 | 3 | 2 | 8219 | 575330 | 55369-6417 | USA | N30 | 1619 | INDEPENDENT PACKING SERVICES INC | 55427-2786 | IPSI Quote 29562 | Material for packing unit. Includes 1 Roll PRSV033, 1/2 Roll PRSV049 & 8 Rolls Rollhstos + Labor to pack unit. | PUR | Material for packing unit. Includes 1 Roll PRSV033, 1/2 Roll PRSV049 & 8 Rolls Rollhstos + Labor to pack unit. | EA | EA |  | TRUE |  | P | W/C | DAYTON
134605 | 1 | 1 | States | Dayton | Andrew Olson | TRUE | 2026-07-08T00:00:00 | 2026-07-30T00:00:00 | 2026-07-30T00:00:00 | 4 | 0 | 4 | 455 | 1820 | 55369-6417 | USA | N30 | 1625 | STORED ENERGY SYSTEMS LLC | 80501 | BMF-SBSB14FT | VRLA battery, 62Ah, front terminal | MEC | VRLA battery, 62Ah, front terminal | EA | EA |  | TRUE |  | P | B/W | DAYTON
129065 | 1 | 1 | States | Dayton | Megan Swymeler | TRUE | 2025-09-19T00:00:00 | 2026-07-21T00:00:00 | 2026-07-03T00:00:00 | 1 | 0 | 1 | 35297 | 35297 | 55369-6417 | USA | N30 | 1634 | POWER PLUS CONTROLS INC | 30067 | TNA_Rec25_Al_SSLine(3_H_2_1_7_4_7_5_25_9_1_3_8_1) | Category: --- Medium Voltage Recloser --- Identifier: --- 27kV Tavrida Recloser - Enclosure Rating: --- Nema 3R --- - System voltage: --- - Bus amperage: --- - Short Circuit Rating: --- - Applicable Listing: | Buy | 27kV, three-phase independent pole operated OSM AL_4, with 600:1A CT ratio | EA | EA |  | TRUE |  | P | B/W
129060 | 1 | 1 | States | Dayton | Megan Swymeler | TRUE | 2025-09-19T00:00:00 | 2026-07-21T00:00:00 | 2026-07-03T00:00:00 | 1 | 0 | 1 | 35297 | 35297 | 55369-6417 | USA | N30 | 1634 | POWER PLUS CONTROLS INC | 30067 | TNA_Rec25_Al_SSLine(3_H_2_1_7_4_7_5_25_9_1_3_8_1) | Category: --- Medium Voltage Recloser --- Identifier: --- 27kV Tavrida Recloser - Enclosure Rating: --- Nema 3R --- - System voltage: --- - Bus amperage: --- - Short Circuit Rating: --- - Applicable Listing: | Buy | Category: --- Medium Voltage Recloser --- Identifier: --- 27kV Tavrida Recloser - Enclosure Rating: --- Nema 3R --- - System voltage: --- - Bus amperage: --- - Short Circuit Rating: --- - Applicable Listing: | EA | EA |  | TRUE |  | P | B/W
128932 | 1 | 1 | States | Dayton | Megan Swymeler | TRUE | 2025-09-11T00:00:00 | 2026-07-21T00:00:00 | 2026-07-03T00:00:00 | 1 | 0 | 1 | 35297 | 35297 | 55369-6417 | USA | N30 | 1634 | POWER PLUS CONTROLS INC | 30067 | TNA_Rec25_Al_SSLine(3_H_2_1_7_4_7_5_25_9_1_3_8_1) | Category: --- Medium Voltage Recloser --- Identifier: --- 27kV Tavrida Recloser - Enclosure Rating: --- Nema 3R --- - System voltage: --- - Bus amperage: --- - Short Circuit Rating: --- - Applicable Listing: | Buy | "Category: --- Medium Voltage Recloser --- Identifier: --- 27kV Tavrida Recloser ---------------------------------- - Enclosure Rating: --- Nema 3R --- - System voltage: --- - Bus amperage: --- - Short Circuit Rating: --- - Applicable Listing: " | EA | EA |  | TRUE |  | P | B/W
134627 | 1 | 1 | States | Champlin | Andrew Olson | TRUE | 2026-07-08T00:00:00 | 2026-08-03T00:00:00 | 2026-08-03T00:00:00 | 1000 | 0 | 1000 | 420 | 420 | 55316-3157 | USA | N30 | 1665 | ALLIED WIRE AND CABLE INC | 19426 | 1883A | MULTI-CONDUCTOR CABLE | PUR | MULTI-CONDUCTOR CABLE | EA | EA |  | TRUE |  | P | FXGF | 100
130905 | 1 | 1 | States | Dayton | Robert Boulka | TRUE | 2026-01-26T00:00:00 | 2026-12-31T00:00:00 |  | 1 | 0 | 1 | 5929.5 | 5929.5 | 55369 | USA | N30 | 1699 | COOPER POWER SYSTEMS LLC | 60673-1290 | M1RA2SR2 | EATON COOOPER POWER SYSTEMS VERTICAL M FORCE GOAB QUOTE W22371635P | Buy | "Category: --- Medium Voltage --- Identifier: --- 15KV Eaton Goab ( 12 -Week Lead time) ---------------------------------- - Enclosure Rating: --- Nema 3R --- - System voltage: --- 15kV --- - Bus amperage: --- - Short Circuit Rating: --- - Applicable Listing: " | EA | EA |  | FALSE |  | P | ALL
131240 | 2 | 1 | States | Champlin | Taylor Barrett | TRUE | 2026-02-11T00:00:00 | 2026-08-19T00:00:00 | 2026-08-12T00:00:00 | 1 | 0 | 1 | 5929.5 | 5929.5 | 55316 | USA | N30 | 1699 | COOPER POWER SYSTEMS LLC | 60673-1290 | M1RA2SR2 | EATON COOOPER POWER SYSTEMS VERTICAL M FORCE GOAB QUOTE W22371635P | PUR | "Category: --- Medium Voltage --- Identifier: --- 15KV Eaton Goab ( 12 -Week Lead time) BTO Replacement for PO 131240 ---------------------------------- - Enclosure Rating: --- Nema 3R --- - System voltage: --- 15kV --- - Bus amperage: --- - Short Circuit Rating: --- - Applicable Listing: " | EA | EA |  | TRUE |  | P | B/W | DAYTON
131238 | 2 | 1 | States | Champlin | Taylor Barrett | TRUE | 2026-02-11T00:00:00 | 2026-08-19T00:00:00 | 2026-08-12T00:00:00 | 1 | 0 | 1 | 5929.5 | 5929.5 | 55316 | USA | N30 | 1699 | COOPER POWER SYSTEMS LLC | 60673-1290 | M1RA2SR2 | EATON COOOPER POWER SYSTEMS VERTICAL M FORCE GOAB QUOTE W22371635P | PUR | "Category: --- Medium Voltage --- Identifier: --- 15KV Eaton Goab ( 12 -Week Lead time) - Buy To Order ---------------------------------- - Enclosure Rating: --- Nema 3R --- - System voltage: --- 15kV --- - Bus amperage: --- - Short Circuit Rating: --- - Applicable Listing: " | EA | EA |  | TRUE |  | P | B/W | DAYTON
134104 | 1 | 1 | States | Champlin | Taylor Barrett | TRUE | 2026-06-15T00:00:00 | 2026-12-22T00:00:00 | 2026-12-22T00:00:00 | 1 | 0 | 1 | 7358.94 | 7358.94 | 55316-3157 | USA | N30 | 1699 | COOPER POWER SYSTEMS LLC | 60673-1290 | M3RA2SR3 | 1 - Eaton / Cooper Power Systems VERTICAL GOAB Switch 35kV, 200kV BIL # M3RA2SR3 PER QUOTE GOAB PRICING LINE ITEM #6 1 - Eaton / Cooper Power Systems VERTICAL GOAB Switch 35kV, 200kV BIL # M3RA2SR3 PER QUOTE GOAB PRICING LINE ITEM #6 | Buy | "Category: --- MV - Other --- Identifier: --- 35kV Eaton GOAB - Enclosure Rating: --- Nema 3R --- - System voltage: --- 35kV --- - Bus amperage: --- - Short Circuit Rating: --- - Sections: --- 0" | EA | EA |  | TRUE |  | P | B/W | 100
131244 | 2 | 1 | States | Champlin | Taylor Barrett | TRUE | 2026-02-11T00:00:00 | 2026-08-19T00:00:00 | 2026-08-12T00:00:00 | 1 | 0 | 1 | 5929.5 | 5929.5 | 55316 | USA | N30 | 1699 | COOPER POWER SYSTEMS LLC | 60673-1290 | M1RA2SR2 | EATON COOOPER POWER SYSTEMS VERTICAL M FORCE GOAB QUOTE W22371635P | PUR | "Category: --- Medium Voltage --- Identifier: --- 15KV Eaton Goab ( 12 -Week Lead time) BTO Replacement for PO 131244 ---------------------------------- - Enclosure Rating: --- Nema 3R --- - System voltage: --- 15kV --- - Bus amperage: --- - Short Circuit Rating: --- - Applicable Listing: " | EA | EA |  | TRUE |  | P | B/W | DAYTON
131239 | 2 | 1 | States | Champlin | Taylor Barrett | TRUE | 2026-02-11T00:00:00 | 2026-08-19T00:00:00 | 2026-08-12T00:00:00 | 1 | 0 | 1 | 5929.5 | 5929.5 | 55316 | USA | N30 | 1699 | COOPER POWER SYSTEMS LLC | 60673-1290 | M1RA2SR2 | EATON COOOPER POWER SYSTEMS VERTICAL M FORCE GOAB QUOTE W22371635P | PUR | "Category: --- Medium Voltage --- Identifier: --- 15KV Eaton Goab ( 12 -Week Lead time) BTO replacement for PO 131239 ---------------------------------- - Enclosure Rating: --- Nema 3R --- - System voltage: --- 15kV --- - Bus amperage: --- - Short Circuit Rating: --- - Applicable Listing: " | EA | EA |  | TRUE |  | P | B/W | DAYTON
130904 | 1 | 1 | States | Dayton | Robert Boulka | TRUE | 2026-01-26T00:00:00 | 2027-12-31T00:00:00 |  | 1 | 0 | 1 | 7358.94 | 7358.94 | 55369 | USA | N30 | 1699 | COOPER POWER SYSTEMS LLC | 60673-1290 | M3RA2SR3 | 1 - Eaton / Cooper Power Systems VERTICAL GOAB Switch 35kV, 200kV BIL # M3RA2SR3 PER QUOTE GOAB PRICING LINE ITEM #6 1 - Eaton / Cooper Power Systems VERTICAL GOAB Switch 35kV, 200kV BIL # M3RA2SR3 PER QUOTE GOAB PRICING LINE ITEM #6 | Buy | "Category: --- MV - Other --- Identifier: --- 34.5 kV Eaton GOAB - Enclosure Rating: --- - System voltage: --- - Bus amperage: --- - Short Circuit Rating: --- - Sections: --- 0" | EA | EA |  | FALSE |  | P | ALL
129391 | 1 | 1 | States | Champlin | Taylor Barrett | TRUE | 2025-10-10T00:00:00 | 2026-08-19T00:00:00 | 2026-12-31T00:00:00 | 1 | 0 | 1 | 5929.5 | 5929.5 | 55316 | USA | N30 | 1699 | COOPER POWER SYSTEMS LLC | 60673-1290 | M1RA2SR2 | EATON COOOPER POWER SYSTEMS VERTICAL M FORCE GOAB QUOTE W22371635P | Buy | MForce,STD,15kV,VR,TORS,STL,POLY | EA | EA |  | TRUE |  | P | B/W
134814 | 1 | 1 | States | Champlin | Holly Davis | TRUE | 2026-07-16T00:00:00 | 2026-09-15T00:00:00 |  | 1 | 0 | 1 | 0 | 0 | 55316-3157 | USA | N30 | 1721 | DATA CENTER SYSTEMS INC | 55337 | SHARK250-60-10-V1-D2-XXX | 90-265VAC 50/60HZ Supply, 60HZ Ssensor ANSI Mount | PUR | 90-265VAC 50/60HZ Supply, 60HZ Ssensor ANSI Mount | EA | EA |  | FALSE |  | P | B/W | 100
133268 | 1 | 1 | States | Champlin | Holly Davis | TRUE | 2026-05-14T00:00:00 | 2026-07-13T00:00:00 | 2026-07-13T00:00:00 | 8 | 0 | 8 | 3429.96 | 27439.68 | 55316-3157 | USA | N30 | 1721 | DATA CENTER SYSTEMS INC | 55337 | SHARK250-60-10-V3-D2-INP100S-20mAOS-X | Shark200, Power and Energy Meter, 60Hz, 5A CT, Power Quality Harmonic Supply: 90-265VAC/1001-375VDC Ethernet 100BaseT 4 Channel Analog Output (4-20mA) ANSI Mounting | PUR | Shark200, Power and Energy Meter, 60Hz, 5A CT, Power Quality Harmonic Supply: 90-265VAC/1001-375VDC Ethernet 100BaseT 4 Channel Analog Output (4-20mA) ANSI Mounting | EA | EA |  | TRUE |  | P | B/W | 100
134124 | 1 | 1 | States | Dayton | Holly Davis | TRUE | 2026-06-15T00:00:00 | 2026-08-03T00:00:00 | 2026-08-03T00:00:00 | 9 | 0 | 9 | 2252.3 | 20270.7 | 55369-6417 | USA | N30 | 1721 | DATA CENTER SYSTEMS INC | 55337 | Shark250-60-10-V2-D2-INP100S-X-X | Digital Multimeter, 480 VAC, 10A, 60 Hz. 90-265 VAC/DC power supply, 100BaseT Ethernet, ANSI Mounting | PUR | Digital Multimeter, 480 VAC, 10A, 60 Hz. 90-265 VAC/DC power supply, 100BaseT Ethernet, ANSI Mounting | EA | EA |  | TRUE |  | P | B/W | DAYTON
134372 | 2 | 1 | States | Champlin | Holly Davis | TRUE | 2026-06-25T00:00:00 | 2026-08-04T00:00:00 | 2026-08-04T00:00:00 | 1 | 0 | 1 | 3552.17 | 3552.17 | 55316-3157 | USA | N30 | 1721 | DATA CENTER SYSTEMS INC | 55337 | SHARK250-60-10-V3-D-INP100S-20mAOS-X | METER, POWER,ENET,(4) 4-20mA, | PUR | METER, POWER,ENET,(4) 4-20mA, | EA | EA |  | TRUE |  | P | B/W | 100
133563 | 1 | 1 | States | Champlin | Andrew Olson | TRUE | 2026-05-22T00:00:00 | 2026-06-19T00:00:00 | 2026-06-19T00:00:00 | 6 | 0 | 6 | 2.63 | 15.78 | 55316-3157 | USA | N30 | 1789 | INFINITE ELECTRONICS INTERNATIONAL INC | 91185-5176 | 500-05 BK | 5 FT Cat5e Ethernet Patch Cable - No Boot | PUR | 5 FT Cat5e Ethernet Patch Cable - No Boot | EA | EA |  | TRUE |  | P | B/W | 100
133563 | 2 | 1 | States | Champlin | Andrew Olson | TRUE | 2026-05-22T00:00:00 | 2026-06-19T00:00:00 | 2026-06-19T00:00:00 | 3 | 0 | 3 | 3.25 | 9.75 | 55316-3157 | USA | N30 | 1789 | INFINITE ELECTRONICS INTERNATIONAL INC | 91185-5176 | 500-07 BK | 7 FT Cat5e Ethernet Patch Cable - No Boot | PUR | 7 FT Cat5e Ethernet Patch Cable - No Boot | EA | EA |  | TRUE |  | P | B/W | 100
134671 | 1 | 1 | States | Champlin | Andrew Olson | TRUE | 2026-07-10T00:00:00 | 2026-08-24T00:00:00 | 2026-08-24T00:00:00 | 450 | 0 | 450 | 11.26 | 5067 | 55316-3157 | USA | N30 | 1789 | INFINITE ELECTRONICS INTERNATIONAL INC | 91185-5176 | 34-507-01M | 1 Meter ¦ 62.5 Microns ¦ UPC Polish ¦ Orange Jacket ¦ OFNR Riser-Rated ¦ For Network Deployments | PUR | 1 Meter ¦ 62.5 Microns ¦ UPC Polish ¦ Orange Jacket ¦ OFNR Riser-Rated ¦ For Network Deployments | EA | EA |  | TRUE |  | P | B/W | 100
134671 | 2 | 1 | States | Champlin | Andrew Olson | TRUE | 2026-07-10T00:00:00 | 2026-08-24T00:00:00 | 2026-08-24T00:00:00 | 25 | 0 | 25 | 14.42 | 360.5 | 55316-3157 | USA | N30 | 1789 | INFINITE ELECTRONICS INTERNATIONAL INC | 91185-5176 | 34-507-3M | 3 Meter ¦ 62.5 Microns ¦ UPC Polish ¦ Orange Jacket ¦ OFNR Riser-Rated ¦ For Network Deployments | PUR | 3 Meter ¦ 62.5 Microns ¦ UPC Polish ¦ Orange Jacket ¦ OFNR Riser-Rated ¦ For Network Deployments | EA | EA |  | TRUE |  | P | B/W | 100
134671 | 3 | 1 | States | Champlin | Andrew Olson | TRUE | 2026-07-10T00:00:00 | 2026-08-24T00:00:00 | 2026-08-24T00:00:00 | 100 | 0 | 100 | 18.32 | 1832 | 55316-3157 | USA | N30 | 1789 | INFINITE ELECTRONICS INTERNATIONAL INC | 91185-5176 | 610-15 BK | 15 FT Cat6 Shielded Patch Cable - Black | PUR | 15 FT Cat6 Shielded Patch Cable - Black | EA | EA |  | TRUE |  | P | B/W | 100
132891 | 7 | 1 | States | Dayton | Andrew Olson | TRUE | 2026-04-30T00:00:00 | 2026-09-15T00:00:00 | 2026-09-15T00:00:00 | 12 | 0 | 12 | 51.99 | 623.88 | 55369-6417 | USA | N30 | 1789 | INFINITE ELECTRONICS INTERNATIONAL INC | 91185-5176 | 610-50 BK | 50 FT Cat6 Shielded Patch Cable - Black | PUR | 50 FT Cat6 Shielded Patch Cable - Black | EA | EA |  | TRUE |  | P | B/W | DAYTON
133883 | 3 | 1 | States | States Manufacturing Corp. | Hayley Fabian | TRUE | 2026-06-04T00:00:00 | 2026-09-30T00:00:00 |  | 100 | 0 | 100 | 23.74 | 2374 | 55316 | USA | N30 | 1789 | INFINITE ELECTRONICS INTERNATIONAL INC | 91185-5176 | 610-25 BK | 25 FT Cat6 Shielded Patch Cable - Black | PUR | 25 FT Cat6 Shielded Patch Cable - Black | EA | EA |  | TRUE |  | P | B/W | 100
134074 | 1 | 1 | States | Champlin | Andrew Olson | TRUE | 2026-06-15T00:00:00 | 2026-09-30T00:00:00 |  | 100 | 62 | 38 | 9.11 | 911 | 55316-3157 | USA | N30 | 1789 | INFINITE ELECTRONICS INTERNATIONAL INC | 91185-5176 | 610-03 BK | 3 FT Cat6 Shielded Patch Cable - Black | PUR | 3 FT Cat6 Shielded Patch Cable - Black | EA | EA |  | FALSE |  | P | B/W | 100
134501 | 1 | 1 | States | Champlin | Andrew Olson | TRUE | 2026-07-02T00:00:00 | 2026-07-24T00:00:00 | 2026-07-24T00:00:00 | 10 | 0 | 10 | 21.68 | 216.8 | 55316-3157 | USA | N30 | 1789 | INFINITE ELECTRONICS INTERNATIONAL INC | 91185-5176 | C6-STP-014-BLUE | 14' CAT6 SHIELDED ETHERNET PATCH CABLE, BLUE | PUR | 14' CAT6 SHIELDED ETHERNET PATCH CABLE, BLUE | EA | EA |  | TRUE |  | P | B/W | 100
132969 | 3 | 1 | States | Dayton | Andrew Olson | TRUE | 2026-05-04T00:00:00 | 2026-09-29T00:00:00 | 2026-09-29T00:00:00 | 12 | 0 | 12 | 31.03 | 372.36 | 55369-6417 | USA | N30 | 1789 | INFINITE ELECTRONICS INTERNATIONAL INC | 91185-5176 | 610-25 BK | 25 FT Cat6 Shielded Patch Cable - Black | PUR | 25 FT Cat6 Shielded Patch Cable - Black | EA | EA |  | TRUE |  | P | B/W | DAYTON
134311 | 1 | 1 | States | Dayton | Andrew Olson | TRUE | 2026-06-23T00:00:00 | 2026-10-01T00:00:00 | 2026-10-01T00:00:00 | 250 | 0 | 250 | 17.39 | 4347.5 | 55369-6417 | USA | N30 | 1789 | INFINITE ELECTRONICS INTERNATIONAL INC | 91185-5176 | 610-10 BK | 10 FT Cat6 Shielded Patch Cable - Black | PUR | 10 FT Cat6 Shielded Patch Cable - Black | EA | EA |  | TRUE |  | P | B/W | DAYTON
134311 | 2 | 1 | States | Dayton | Andrew Olson | TRUE | 2026-06-23T00:00:00 | 2026-10-01T00:00:00 | 2026-10-01T00:00:00 | 250 | 0 | 250 | 18.94 | 4735 | 55369-6417 | USA | N30 | 1789 | INFINITE ELECTRONICS INTERNATIONAL INC | 91185-5176 | 610-15 BK | 15 FT Cat6 Shielded Patch Cable - Black | PUR | 15 FT Cat6 Shielded Patch Cable - Black | EA | EA |  | TRUE |  | P | B/W | Dayton
134311 | 3 | 1 | States | Dayton | Andrew Olson | TRUE | 2026-06-23T00:00:00 | 2026-10-01T00:00:00 | 2026-10-01T00:00:00 | 200 | 0 | 200 | 23.53 | 4706 | 55369-6417 | USA | N30 | 1789 | INFINITE ELECTRONICS INTERNATIONAL INC | 91185-5176 | 610-20 BK | 20 FT Cat6 Shielded Patch Cable - Black | PUR | 20 FT Cat6 Shielded Patch Cable - Black | EA | EA |  | TRUE |  | P | B/W | Dayton
134311 | 4 | 1 | States | Dayton | Andrew Olson | TRUE | 2026-06-23T00:00:00 | 2026-10-01T00:00:00 | 2026-10-01T00:00:00 | 200 | 0 | 200 | 31.03 | 6206 | 55369-6417 | USA | N30 | 1789 | INFINITE ELECTRONICS INTERNATIONAL INC | 91185-5176 | 610-25 BK | 25 FT Cat6 Shielded Patch Cable - Black | PUR | 25 FT Cat6 Shielded Patch Cable - Black | EA | EA |  | TRUE |  | P | B/W | DAYTON
134311 | 5 | 1 | States | Dayton | Andrew Olson | TRUE | 2026-06-23T00:00:00 | 2026-10-01T00:00:00 | 2026-10-01T00:00:00 | 100 | 0 | 100 | 67.71 | 6771 | 55369-6417 | USA | N30 | 1789 | INFINITE ELECTRONICS INTERNATIONAL INC | 91185-5176 | 610-75 BK | 75 FT Cat6 Shielded Patch Cable - Black | PUR | 75 FT Cat6 Shielded Patch Cable - Black | EA | EA |  | TRUE |  | P | B/W | DAYTON
134044 | 3 | 1 | States | Champlin | Andrew Olson | TRUE | 2026-06-12T00:00:00 | 2030-12-31T00:00:00 |  | 100 | 0 | 100 | 31.03 | 3103 | 55316-3157 | USA | N30 | 1789 | INFINITE ELECTRONICS INTERNATIONAL INC | 91185-5176 | 610-25 BK | 25 FT Cat6 Shielded Patch Cable - Black | PUR | 25 FT Cat6 Shielded Patch Cable - Black | EA | EA |  | TRUE |  | P | B/W | 100
134044 | 2 | 1 | States | Champlin | Andrew Olson | TRUE | 2026-06-12T00:00:00 | 2030-12-31T00:00:00 |  | 200 | 0 | 200 | 18.94 | 3788 | 55316-3157 | USA | N30 | 1789 | INFINITE ELECTRONICS INTERNATIONAL INC | 91185-5176 | 610-15 BK | 15 FT Cat6 Shielded Patch Cable - Black | PUR | 15 FT Cat6 Shielded Patch Cable - Black | EA | EA |  | TRUE |  | P | B/W | 100
134044 | 1 | 1 | States | Champlin | Andrew Olson | TRUE | 2026-06-12T00:00:00 | 2030-12-31T00:00:00 |  | 80 | 0 | 80 | 7.09 | 567.2 | 55316-3157 | USA | N30 | 1789 | INFINITE ELECTRONICS INTERNATIONAL INC | 91185-5176 | 610-03 BK | 3 FT Cat6 Shielded Patch Cable - Black | PUR | 3 FT Cat6 Shielded Patch Cable - Black | EA | EA |  | TRUE |  | P | B/W | 100
134864 | 2 | 1 | States | Dayton | Andrew Olson | TRUE | 2026-07-17T00:00:00 | 2026-08-10T00:00:00 | 2026-08-10T00:00:00 | 75 | 0 | 75 | 9.73 | 729.75 | 55369-6417 | USA | N30 | 1789 | INFINITE ELECTRONICS INTERNATIONAL INC | 91185-5176 | M6-20-BK | 20ft CAT6 ETHERNET PATCH CABLES SNAGLESS BOOT- BLACK | PUR | 20ft CAT6 ETHERNET PATCH CABLES SNAGLESS BOOT- BLACK | EA | EA |  | TRUE |  | P | B/W | DAYTON
134864 | 1 | 1 | States | Dayton | Andrew Olson | TRUE | 2026-07-17T00:00:00 | 2026-07-28T00:00:00 | 2026-07-28T00:00:00 | 10 | 0 | 10 | 3.83 | 38.3 | 55369-6417 | USA | N30 | 1789 | INFINITE ELECTRONICS INTERNATIONAL INC | 91185-5176 | 530-10 BK | 10 FT CAT5E ETHERNET PATCH CABLE | SHMA | 10 FT CAT5E ETHERNET PATCH CABLE | EA | EA |  | TRUE |  | P | B/W | Dayton
132921 | 7 | 1 | States | Dayton | Andrew Olson | TRUE | 2026-05-01T00:00:00 | 2026-09-15T00:00:00 | 2026-09-15T00:00:00 | 12 | 9 | 3 | 51.99 | 623.88 | 55369-6417 | USA | N30 | 1789 | INFINITE ELECTRONICS INTERNATIONAL INC | 91185-5176 | 610-50 BK | 50 FT Cat6 Shielded Patch Cable - Black | PUR | 50 FT Cat6 Shielded Patch Cable - Black | EA | EA |  | TRUE |  | P | B/W | DAYTON
132674 | 8 | 3 | States | Champlin | Andrew Olson | TRUE | 2026-04-22T00:00:00 | 2026-09-15T00:00:00 | 2026-09-15T00:00:00 | 32 | 0 | 32 | 51.99 | 4575.12 | 55316-3157 | USA | N30 | 1789 | INFINITE ELECTRONICS INTERNATIONAL INC | 91185-5176 | 610-50 BK | 50 FT Cat6 Shielded Patch Cable - Black | PUR | 50 FT Cat6 Shielded Patch Cable - Black | EA | EA |  | TRUE |  | P | B/W | 100
132674 | 8 | 2 | States | Champlin | Andrew Olson | TRUE | 2026-04-22T00:00:00 | 2026-09-15T00:00:00 | 2026-09-15T00:00:00 | 32 | 0 | 32 | 51.99 | 4575.12 | 55316-3157 | USA | N30 | 1789 | INFINITE ELECTRONICS INTERNATIONAL INC | 91185-5176 | 610-50 BK | 50 FT Cat6 Shielded Patch Cable - Black | PUR | 50 FT Cat6 Shielded Patch Cable - Black | EA | EA |  | TRUE |  | P | B/W | 100
132674 | 8 | 1 | States | Champlin | Andrew Olson | TRUE | 2026-04-22T00:00:00 | 2026-09-15T00:00:00 | 2026-09-15T00:00:00 | 24 | 0 | 24 | 51.99 | 4575.12 | 55316-3157 | USA | N30 | 1789 | INFINITE ELECTRONICS INTERNATIONAL INC | 91185-5176 | 610-50 BK | 50 FT Cat6 Shielded Patch Cable - Black | PUR | 50 FT Cat6 Shielded Patch Cable - Black | EA | EA |  | TRUE |  | P | B/W | 100
133562 | 3 | 1 | States | Champlin | Andrew Olson | TRUE | 2026-05-22T00:00:00 | 2026-06-22T00:00:00 | 2026-06-22T00:00:00 | 216 | 210 | 6 | 12.35 | 2667.6 | 55316-3157 | USA | N30 | 1789 | INFINITE ELECTRONICS INTERNATIONAL INC | 91185-5176 | 34-507-3M | 3 Meter ¦ 62.5 Microns ¦ UPC Polish ¦ Orange Jacket ¦ OFNR Riser-Rated ¦ For Network Deployments | PUR | 3 Meter ¦ 62.5 Microns ¦ UPC Polish ¦ Orange Jacket ¦ OFNR Riser-Rated ¦ For Network Deployments | EA | EA |  | TRUE |  | P | B/W | 100
134061 | 1 | 2 | States | Champlin | Andrew Olson | TRUE | 2026-06-12T00:00:00 | 2026-11-02T00:00:00 | 2026-11-02T00:00:00 | 1200 | 500 | 700 | 13.73 | 32952 | 55316-3157 | USA | N30 | 1789 | INFINITE ELECTRONICS INTERNATIONAL INC | 91185-5176 | 610-15 BK | 15 FT Cat6 Shielded Patch Cable - Black | PUR | 15 FT Cat6 Shielded Patch Cable - Black | EA | EA |  | TRUE |  | P | B/W | 100
134061 | 1 | 1 | States | Champlin | Andrew Olson | TRUE | 2026-06-12T00:00:00 | 2026-10-01T00:00:00 | 2026-10-01T00:00:00 | 1200 | 700 | 500 | 13.73 | 32952 | 55316-3157 | USA | N30 | 1789 | INFINITE ELECTRONICS INTERNATIONAL INC | 91185-5176 | 610-15 BK | 15 FT Cat6 Shielded Patch Cable - Black | PUR | 15 FT Cat6 Shielded Patch Cable - Black | EA | EA |  | TRUE |  | P | B/W | 100
134308 | 4 | 1 | States | Dayton | Andrew Olson | TRUE | 2026-06-23T00:00:00 | 2026-07-23T00:00:00 | 2026-07-23T00:00:00 | 153 | 0 | 153 | 15.19 | 2324.07 | 55369-6417 | USA | N30 | 1789 | INFINITE ELECTRONICS INTERNATIONAL INC | 91185-5176 | 610-07 BK | 7 FT Cat6 Shielded Patch Cable - Black | PUR | 7 FT Cat6 Shielded Patch Cable - Black | EA | EA |  | TRUE |  | P | B/W | Dayton
134308 | 3 | 1 | States | Dayton | Andrew Olson | TRUE | 2026-06-23T00:00:00 | 2026-07-23T00:00:00 | 2026-07-23T00:00:00 | 760 | 0 | 760 | 7.29 | 5540.4 | 55369-6417 | USA | N30 | 1789 | INFINITE ELECTRONICS INTERNATIONAL INC | 91185-5176 | 610-02 BK | 2 FT Cat6 Shielded Patch Cable - Black | PUR | 2 FT Cat6 Shielded Patch Cable - Black | EA | EA |  | TRUE |  | P | B/W | DAYTON
134308 | 2 | 1 | States | Dayton | Andrew Olson | TRUE | 2026-06-23T00:00:00 | 2026-07-23T00:00:00 | 2026-07-23T00:00:00 | 38 | 0 | 38 | 22.74 | 864.12 | 55369-6417 | USA | N30 | 1789 | INFINITE ELECTRONICS INTERNATIONAL INC | 91185-5176 | 25-100-075 | 75 FT ¦ 50 Ohm ¦ Shielded ¦ 20 AWG Conductor ¦ CCS ¦ For ThinNet, WiFi, & Antenna Applications | PUR | 75 FT ¦ 50 Ohm ¦ Shielded ¦ 20 AWG Conductor ¦ CCS ¦ For ThinNet, WiFi, & Antenna Applications | EA | EA |  | TRUE |  | P | B/W | DAYTON
134308 | 1 | 1 | States | Dayton | Andrew Olson | TRUE | 2026-06-23T00:00:00 | 2026-07-23T00:00:00 | 2026-07-23T00:00:00 | 28 | 0 | 28 | 11.6 | 324.8 | 55369-6417 | USA | N30 | 1789 | INFINITE ELECTRONICS INTERNATIONAL INC | 91185-5176 | 25-100-015 | 15 FT ¦ 50 Ohm ¦ Shielded ¦ 20 AWG Conductor ¦ CCS ¦ For ThinNet, WiFi, & Antenna Applications | PUR | 15 FT ¦ 50 Ohm ¦ Shielded ¦ 20 AWG Conductor ¦ CCS ¦ For ThinNet, WiFi, & Antenna Applications | EA | EA |  | TRUE |  | P | B/W | DAYTON
133878 | 2 | 1 | States | Dayton | Andrew Olson | TRUE | 2026-06-04T00:00:00 | 2026-07-31T00:00:00 | 2026-07-10T00:00:00 | 6 | 0 | 6 | 23.53 | 141.18 | 55369-6417 | USA | N30 | 1789 | INFINITE ELECTRONICS INTERNATIONAL INC | 91185-5176 | 610-20 BK | 20 FT Cat6 Shielded Patch Cable - Black | PUR | 20 FT Cat6 Shielded Patch Cable - Black | EA | EA |  | TRUE |  | P | B/W | Dayton
133878 | 4 | 1 | States | Dayton | Andrew Olson | TRUE | 2026-06-04T00:00:00 | 2026-09-29T00:00:00 | 2026-09-29T00:00:00 | 8 | 0 | 8 | 31.03 | 248.24 | 55369-6417 | USA | N30 | 1789 | INFINITE ELECTRONICS INTERNATIONAL INC | 91185-5176 | 610-25 BK | 25 FT Cat6 Shielded Patch Cable - Black | PUR | 25 FT Cat6 Shielded Patch Cable - Black | EA | EA |  | TRUE |  | P | B/W | DAYTON
133878 | 5 | 1 | States | Dayton | Andrew Olson | TRUE | 2026-06-04T00:00:00 | 2026-09-30T00:00:00 | 2026-09-30T00:00:00 | 2 | 0 | 2 | 68.99 | 137.98 | 55369-6417 | USA | N30 | 1789 | INFINITE ELECTRONICS INTERNATIONAL INC | 91185-5176 | 610-75 BK | 75 FT Cat6 Shielded Patch Cable - Black | PUR | 75 FT Cat6 Shielded Patch Cable - Black | EA | EA |  | TRUE |  | P | B/W | DAYTON
132295 | 7 | 1 | States | Champlin | Andrew Olson | TRUE | 2026-04-07T00:00:00 | 2026-09-15T00:00:00 | 2026-09-15T00:00:00 | 160 | 0 | 160 | 42.85 | 6856 | 55316-3157 | USA | N30 | 1789 | INFINITE ELECTRONICS INTERNATIONAL INC | 91185-5176 | 610-50 BK | 50 FT Cat6 Shielded Patch Cable - Black | PUR | 50 FT Cat6 Shielded Patch Cable - Black | EA | EA |  | TRUE |  | P | B/W | 100
134571 | 3 | 1 | States | Champlin | Andrew Olson | TRUE | 2026-07-07T00:00:00 | 2026-07-14T00:00:00 | 2026-07-14T00:00:00 | 40 | 39 | 1 | 14.42 | 576.8 | 55316-3157 | USA | N30 | 1789 | INFINITE ELECTRONICS INTERNATIONAL INC | 91185-5176 | 34-507-3M | 3 Meter ¦ 62.5 Microns ¦ UPC Polish ¦ Orange Jacket ¦ OFNR Riser-Rated ¦ For Network Deployments | PUR | 3 Meter ¦ 62.5 Microns ¦ UPC Polish ¦ Orange Jacket ¦ OFNR Riser-Rated ¦ For Network Deployments | EA | EA |  | TRUE |  | P | B/W | 100
134470 | 1 | 1 | States | Champlin | Andrew Olson | TRUE | 2026-07-01T00:00:00 | 2026-07-22T00:00:00 | 2026-07-08T00:00:00 | 10 | 0 | 10 | 1.95 | 19.5 | 55316-3157 | USA | N30 | 1789 | INFINITE ELECTRONICS INTERNATIONAL INC | 91185-5176 | 500-03 BK | 3 FT Cat5e Ethernet Patch Cable - No Boot | PUR | 3 FT Cat5e Ethernet Patch Cable - No Boot | EA | EA |  | TRUE |  | P | B/W | 100
134470 | 2 | 1 | States | Champlin | Andrew Olson | TRUE | 2026-07-01T00:00:00 | 2026-07-22T00:00:00 | 2026-07-08T00:00:00 | 10 | 0 | 10 | 3.94 | 39.4 | 55316-3157 | USA | N30 | 1789 | INFINITE ELECTRONICS INTERNATIONAL INC | 91185-5176 | 500-10 BK | 10 FT Cat5e Ethernet Patch Cable - No Boot | PUR | 10 FT Cat5e Ethernet Patch Cable - No Boot | EA | EA |  | TRUE |  | P | B/W | 100
134470 | 3 | 1 | States | Champlin | Andrew Olson | TRUE | 2026-07-01T00:00:00 | 2026-07-22T00:00:00 | 2026-07-08T00:00:00 | 20 | 0 | 20 | 3.62 | 72.4 | 55316-3157 | USA | N30 | 1789 | INFINITE ELECTRONICS INTERNATIONAL INC | 91185-5176 | 530-10 BK | 10 FT CAT5E ETHERNET PATCH CABLE | SHMA | 10 FT CAT5E ETHERNET PATCH CABLE | EA | EA |  | TRUE |  | P | B/W | 100
134470 | 4 | 1 | States | Champlin | Andrew Olson | TRUE | 2026-07-01T00:00:00 | 2026-07-22T00:00:00 | 2026-07-08T00:00:00 | 20 | 0 | 20 | 9.13 | 182.6 | 55316-3157 | USA | N30 | 1789 | INFINITE ELECTRONICS INTERNATIONAL INC | 91185-5176 | 530-25 BK | 25 FT Cat5e Ethernet Patch Cable -Standard Boot | SHMA | 25 FT Cat5e Ethernet Patch Cable -Standard Boot | EA | EA |  | TRUE |  | P | B/W | 100
134470 | 5 | 1 | States | Champlin | Andrew Olson | TRUE | 2026-07-01T00:00:00 | 2026-07-22T00:00:00 | 2026-07-08T00:00:00 | 20 | 0 | 20 | 2.47 | 49.4 | 55316-3157 | USA | N30 | 1789 | INFINITE ELECTRONICS INTERNATIONAL INC | 91185-5176 | 530-5 GR | Cat5e Ethernet Patch Cable - Standard Boot, Grey | PUR | Cat5e Ethernet Patch Cable - Standard Boot, Grey | EA | EA |  | TRUE |  | P | B/W | 100
134470 | 6 | 1 | States | Champlin | Andrew Olson | TRUE | 2026-07-01T00:00:00 | 2026-07-22T00:00:00 | 2026-07-08T00:00:00 | 20 | 0 | 20 | 2.47 | 49.4 | 55316-3157 | USA | N30 | 1789 | INFINITE ELECTRONICS INTERNATIONAL INC | 91185-5176 | 530-5 OR | Cat5e Ethernet Patch Cable - Standard Boot, Orange | PUR | Cat5e Ethernet Patch Cable - Standard Boot, Orange | EA | EA |  | TRUE |  | P | B/W | 100
134470 | 7 | 1 | States | Champlin | Andrew Olson | TRUE | 2026-07-01T00:00:00 | 2026-07-22T00:00:00 | 2026-07-08T00:00:00 | 20 | 0 | 20 | 2.47 | 49.4 | 55316-3157 | USA | N30 | 1789 | INFINITE ELECTRONICS INTERNATIONAL INC | 91185-5176 | 530-5 YL | Cat5e Ethernet Patch Cable - Standard Boot, Yellow | PUR | Cat5e Ethernet Patch Cable - Standard Boot, Yellow | EA | EA |  | TRUE |  | P | B/W | 100
134470 | 8 | 1 | States | Champlin | Andrew Olson | TRUE | 2026-07-01T00:00:00 | 2026-07-22T00:00:00 | 2026-07-08T00:00:00 | 10 | 0 | 10 | 12.79 | 127.9 | 55316-3157 | USA | N30 | 1789 | INFINITE ELECTRONICS INTERNATIONAL INC | 91185-5176 | 530-50 BK | 50 FT Cat5e Ethernet Patch Cable -Standard Boot | PUR | 50 FT Cat5e Ethernet Patch Cable -Standard Boot | EA | EA |  | TRUE |  | P | B/W | 100
134470 | 9 | 1 | States | Champlin | Andrew Olson | TRUE | 2026-07-01T00:00:00 | 2026-07-22T00:00:00 | 2026-07-08T00:00:00 | 2 | 0 | 2 | 22.79 | 45.58 | 55316-3157 | USA | N30 | 1789 | INFINITE ELECTRONICS INTERNATIONAL INC | 91185-5176 | C6-STP-014-BLUE | 14' CAT6 SHIELDED ETHERNET PATCH CABLE, BLUE | PUR | 14' CAT6 SHIELDED ETHERNET PATCH CABLE, BLUE | EA | EA |  | TRUE |  | P | B/W | 100
134533 | 1 | 1 | States | Champlin | Andrew Olson | TRUE | 2026-07-06T00:00:00 | 2026-08-03T00:00:00 | 2026-08-03T00:00:00 | 110 | 0 | 110 | 7.09 | 779.9 | 55316-3157 | USA | N30 | 1789 | INFINITE ELECTRONICS INTERNATIONAL INC | 91185-5176 | 610-03 BK | 3 FT Cat6 Shielded Patch Cable - Black | PUR | 3 FT Cat6 Shielded Patch Cable - Black | EA | EA |  | TRUE |  | P | B/W | 100
134533 | 2 | 1 | States | Champlin | Andrew Olson | TRUE | 2026-07-06T00:00:00 | 2026-08-03T00:00:00 | 2026-08-03T00:00:00 | 50 | 0 | 50 | 11.98 | 599 | 55316-3157 | USA | N30 | 1789 | INFINITE ELECTRONICS INTERNATIONAL INC | 91185-5176 | 610-06 BK | 6 FT Cat6 Shielded Patch Cable - Black | PUR | 6 FT Cat6 Shielded Patch Cable - Black | EA | EA |  | TRUE |  | P | B/W | 100
134533 | 3 | 1 | States | Champlin | Andrew Olson | TRUE | 2026-07-06T00:00:00 | 2026-08-03T00:00:00 | 2026-08-03T00:00:00 | 250 | 0 | 250 | 17.39 | 4347.5 | 55316-3157 | USA | N30 | 1789 | INFINITE ELECTRONICS INTERNATIONAL INC | 91185-5176 | 610-10 BK | 10 FT Cat6 Shielded Patch Cable - Black | PUR | 10 FT Cat6 Shielded Patch Cable - Black | EA | EA |  | TRUE |  | P | B/W | 100
134533 | 4 | 1 | States | Champlin | Andrew Olson | TRUE | 2026-07-06T00:00:00 | 2026-08-03T00:00:00 | 2026-08-03T00:00:00 | 110 | 0 | 110 | 23.53 | 2588.3 | 55316-3157 | USA | N30 | 1789 | INFINITE ELECTRONICS INTERNATIONAL INC | 91185-5176 | 610-20 BK | 20 FT Cat6 Shielded Patch Cable - Black | PUR | 20 FT Cat6 Shielded Patch Cable - Black | EA | EA |  | TRUE |  | P | B/W | 100
132315 | 3 | 1 | States | Champlin | Andrew Olson | TRUE | 2026-04-08T00:00:00 | 2026-09-15T00:00:00 | 2026-09-15T00:00:00 | 29 | 0 | 29 | 51.99 | 1507.71 | 55316-3157 | USA | N30 | 1789 | INFINITE ELECTRONICS INTERNATIONAL INC | 91185-5176 | 610-50 BK | 50 FT Cat6 Shielded Patch Cable - Black | PUR | 50 FT Cat6 Shielded Patch Cable - Black | EA | EA |  | TRUE |  | P | B/W | 100
133445 | 1 | 1 | States | Dayton | Andrew Olson | TRUE | 2026-05-20T00:00:00 | 2026-08-18T00:00:00 | 2026-08-18T00:00:00 | 88 | 31 | 57 | 9.39 | 826.32 | 55369-6417 | USA | N30 | 1789 | INFINITE ELECTRONICS INTERNATIONAL INC | 91185-5176 | M6-20-BK | 20ft CAT6 ETHERNET PATCH CABLES SNAGLESS BOOT- BLACK | PUR | 20ft CAT6 ETHERNET PATCH CABLES SNAGLESS BOOT- BLACK | EA | EA |  | TRUE |  | P | B/W | DAYTON
133020 | 4 | 1 | States | Champlin | Andrew Olson | TRUE | 2026-05-06T00:00:00 | 2026-09-15T00:00:00 | 2026-09-15T00:00:00 | 10 | 0 | 10 | 51.99 | 519.9 | 55316-3157 | USA | N30 | 1789 | INFINITE ELECTRONICS INTERNATIONAL INC | 91185-5176 | 610-50 BK | 50 FT Cat6 Shielded Patch Cable - Black | PUR | 50 FT Cat6 Shielded Patch Cable - Black | EA | EA |  | TRUE |  | P | B/W | 100
133396 | 1 | 1 | States | Champlin | Andrew Olson | TRUE | 2026-05-19T00:00:00 | 2026-07-17T00:00:00 | 2026-07-17T00:00:00 | 100 | 0 | 100 | 23.47 | 2347 | 55316-3157 | USA | N30 | 1789 | INFINITE ELECTRONICS INTERNATIONAL INC | 91185-5176 | 610-50 BK | 50 FT Cat6 Shielded Patch Cable - Black | PUR | 50 FT Cat6 Shielded Patch Cable - Black | EA | EA |  | TRUE |  | P | B/W | 100
132376 | 6 | 1 | States | Dayton | Andrew Olson | TRUE | 2026-04-09T00:00:00 | 2026-08-24T00:00:00 | 2026-08-24T00:00:00 | 48 | 0 | 48 | 51.99 | 2495.52 | 55369-6417 | USA | N30 | 1789 | INFINITE ELECTRONICS INTERNATIONAL INC | 91185-5176 | 610-50 BK | 50 FT Cat6 Shielded Patch Cable - Black | PUR | 50 FT Cat6 Shielded Patch Cable - Black | EA | EA |  | TRUE |  | P | B/W | DAYTON
132528 | 3 | 1 | States | Dayton | Andrew Olson | TRUE | 2026-04-16T00:00:00 | 2026-09-15T00:00:00 | 2026-09-15T00:00:00 | 96 | 0 | 96 | 51.99 | 4991.04 | 55369-6417 | USA | N30 | 1789 | INFINITE ELECTRONICS INTERNATIONAL INC | 91185-5176 | 610-50 BK | 50 FT Cat6 Shielded Patch Cable - Black | PUR | 50 FT Cat6 Shielded Patch Cable - Black | EA | EA |  | TRUE |  | P | B/W | DAYTON
134651 | 1 | 1 | States | Champlin | Andrew Olson | TRUE | 2026-07-09T00:00:00 | 2026-07-30T00:00:00 | 2026-07-30T00:00:00 | 890 | 0 | 890 | 19.32 | 17194.8 | 55316-3157 | USA | N30 | 1789 | INFINITE ELECTRONICS INTERNATIONAL INC | 91185-5176 | 610-15 BK | 15 FT Cat6 Shielded Patch Cable - Black | PUR | 15 FT Cat6 Shielded Patch Cable - Black | EA | EA |  | TRUE |  | P | B/W | 100
134651 | 2 | 1 | States | Champlin | Andrew Olson | TRUE | 2026-07-09T00:00:00 | 2026-07-30T00:00:00 | 2026-07-30T00:00:00 | 20 | 0 | 20 | 17.63 | 352.6 | 55316-3157 | USA | N30 | 1789 | INFINITE ELECTRONICS INTERNATIONAL INC | 91185-5176 | C6-STP-007-BLUE | 7' CAT6 SHIELDED ETHERNET PATCH CABLE, BLUE | PUR | 7' CAT6 SHIELDED ETHERNET PATCH CABLE, BLUE | EA | EA |  | TRUE |  | P | B/W | 100
133649 | 1 | 6 | States | Champlin | Andrew Olson | TRUE | 2026-05-27T00:00:00 | 2026-11-02T00:00:00 | 2026-11-02T00:00:00 | 525 | 0 | 525 | 13.73 | 28901.65 | 55316-3157 | USA | N30 | 1789 | INFINITE ELECTRONICS INTERNATIONAL INC | 91185-5176 | 610-15 BK | 15 FT Cat6 Shielded Patch Cable - Black | PUR | 15 FT Cat6 Shielded Patch Cable - Black | EA | EA |  | TRUE |  | P | B/W | 100
133649 | 1 | 4 | States | Champlin | Andrew Olson | TRUE | 2026-05-27T00:00:00 | 2026-10-12T00:00:00 | 2026-10-12T00:00:00 | 320 | 0 | 320 | 13.73 | 28901.65 | 55316-3157 | USA | N30 | 1789 | INFINITE ELECTRONICS INTERNATIONAL INC | 91185-5176 | 610-15 BK | 15 FT Cat6 Shielded Patch Cable - Black | PUR | 15 FT Cat6 Shielded Patch Cable - Black | EA | EA |  | TRUE |  | P | B/W | 100
133649 | 1 | 2 | States | Champlin | Andrew Olson | TRUE | 2026-05-27T00:00:00 | 2026-09-04T00:00:00 | 2026-09-04T00:00:00 | 710 | 0 | 710 | 13.73 | 28901.65 | 55316-3157 | USA | N30 | 1789 | INFINITE ELECTRONICS INTERNATIONAL INC | 91185-5176 | 610-15 BK | 15 FT Cat6 Shielded Patch Cable - Black | PUR | 15 FT Cat6 Shielded Patch Cable - Black | EA | EA |  | TRUE |  | P | B/W | 100
133649 | 1 | 1 | States | Champlin | Andrew Olson | TRUE | 2026-05-27T00:00:00 | 2026-08-25T00:00:00 | 2026-08-25T00:00:00 | 550 | 0 | 550 | 13.73 | 28901.65 | 55316-3157 | USA | N30 | 1789 | INFINITE ELECTRONICS INTERNATIONAL INC | 91185-5176 | 610-15 BK | 15 FT Cat6 Shielded Patch Cable - Black | PUR | 15 FT Cat6 Shielded Patch Cable - Black | EA | EA |  | TRUE |  | P | B/W | 100
134794 | 4 | 1 | States | Dayton | Holly Davis | TRUE | 2026-07-15T00:00:00 | 2026-09-24T00:00:00 | 2026-09-24T00:00:00 | 200 | 0 | 200 | 0.73 | 146 | 55369-6417 | USA | N30 | 1799 | STERLING WIRE AND CABLE | 55411 | W10-SIS-YL | Type SIS wire: 10 AWG, Yellow | PUR | Type SIS wire: 10 AWG, Yellow | FT | FT |  | TRUE |  | P | DEL | DAYTON
134794 | 3 | 1 | States | Dayton | Holly Davis | TRUE | 2026-07-15T00:00:00 | 2026-09-24T00:00:00 | 2026-09-24T00:00:00 | 200 | 0 | 200 | 0.73 | 146 | 55369-6417 | USA | N30 | 1799 | STERLING WIRE AND CABLE | 55411 | W10-SIS-WT | Type SIS wire: 10 AWG, White | PUR | Type SIS wire: 10 AWG, White | FT | FT |  | TRUE |  | P | DEL | DAYTON
134794 | 2 | 1 | States | Dayton | Holly Davis | TRUE | 2026-07-15T00:00:00 | 2026-09-24T00:00:00 | 2026-09-24T00:00:00 | 200 | 0 | 200 | 0.73 | 146 | 55369-6417 | USA | N30 | 1799 | STERLING WIRE AND CABLE | 55411 | W10-SIS-OR | Type SIS wire: 10 AWG, Orange | PUR | Type SIS wire: 10 AWG, Orange | FT | FT |  | TRUE |  | P | DEL | DAYTON
134794 | 1 | 1 | States | Dayton | Holly Davis | TRUE | 2026-07-15T00:00:00 | 2026-09-24T00:00:00 | 2026-09-24T00:00:00 | 200 | 0 | 200 | 0.73 | 146 | 55369-6417 | USA | N30 | 1799 | STERLING WIRE AND CABLE | 55411 | W10-SIS-GN | 10 GA SIS GREEN 125°C TIN COPPER 105 STRAND 600V UL LISTED | PUR | 10 GA SIS GREEN 125°C TIN COPPER 105 STRAND 600V UL LISTED | FT | FT |  | TRUE |  | P | DEL | DAYTON
134815 | 1 | 1 | States | Champlin | Holly Davis | TRUE | 2026-07-16T00:00:00 | 2026-07-23T00:00:00 |  | 18 | 0 | 18 | 0 | 0 | 55316-3157 | USA | N30 | 1799 | STERLING WIRE AND CABLE | 55411 | J1939 | CAN BUS SHIELDING CABLE | PUR | CAN BUS SHIELDING CABLE | EA | EA |  | FALSE |  | P | DEL | 100
131538 | 2 | 1 | States | Champlin | Robert Boulka | TRUE | 2026-03-02T00:00:00 | 2026-08-21T00:00:00 | 2026-08-15T00:00:00 | 1 | 0 | 1 | 3300 | 3300 | 55316-3157 | USA | N30 | 1802 | ASCO POWER TECHNOLOGIES LP | 55344 | D03ATSB20200FGXC | "Asco D03ATSB20070FGXC with accessory part number 948551 & 935148 1.D = Open Transition 2.03ATS = Automatic 3.B = Switched Neutral 4.2 = 2 phase poles 5.0200 = 200 amps 6.F = 240V 7.GX = With optional accessories 8.C = Type 1 enclosure 9.72EE = Ethernet communications module with Modbus TCP 10.18RX = Relay Expansion Module" | PUR | "Asco D03ATSB20070FGXC with accessory part number 948551 & 935148 1.D = Open Transition 2.03ATS = Automatic 3.B = Switched Neutral 4.2 = 2 phase poles 5.0200 = 200 amps 6.F = 240V 7.GX = With optional accessories 8.C = Type 1 enclosure 9.72EE = Ethernet communications module with Modbus TCP 10.18RX = Relay Expansion Module" | EA | EA |  | TRUE |  | P | B/W | 100
134452 | 1 | 1 | States | Dayton | Holly Davis | TRUE | 2026-06-30T00:00:00 | 2026-08-14T00:00:00 | 2026-08-14T00:00:00 | 50 | 0 | 50 | 112.41 | 5620.5 | 55369-6417 | USA | N30 | 1819 | Total Plastics International | 49004 | GLS125 | RED GLASTIC .125 X 48 X 96 | ORM | RED GLASTIC .125 X 48 X 96 | SF | SH32 |  | TRUE |  | P | B/W | DAYTON
131143 | 2 | 1 | States | Champlin | Holly Davis | TRUE | 2026-02-05T00:00:00 | 2026-06-12T00:00:00 | 2026-06-26T00:00:00 | 500 | 0 | 500 | 8.22 | 4110 | 55316 | USA | N30 | 1819 | Total Plastics International | 49004 | 2TSE133006P0022 | 1/4" Thick Red Glastic (GPO-3) L BRACKET VERTICAL BUS to HORIZONTAL BUS | PUR | TBD | EA | EA |  | TRUE |  | P | B/W | 100
133126 | 1 | 1 | States | Champlin | Holly Davis | TRUE | 2026-05-08T00:00:00 | 2026-07-03T00:00:00 | 2026-05-22T00:00:00 | 200 | 38 | 162 | 112.41 | 22482 | 55316-3157 | USA | N30 | 1819 | Total Plastics International | 49004 | GLS125 | RED GLASTIC .125 X 48 X 96 | ORM | RED GLASTIC .125 X 48 X 96 | SF | SH32 |  | TRUE |  | P | B/W | 100
134807 | 1 | 1 | States | Champlin | Holly Davis | TRUE | 2026-07-15T00:00:00 | 2026-08-04T00:00:00 |  | 15 | 0 | 15 | 57.5 | 862.5 | 55316-3157 | USA | N30 | 1819 | Total Plastics International | 49004 | GLS004 | RED GLASTIC CHANNEL 4-3/4 X 1-5/8 X 3/16 X 10' | ORM | RED GLASTIC CHANNEL 4-3/4 X 1-5/8 X 3/16 X 10' | FT | L10 |  | FALSE |  | P | B/W | 100
131676 | 1 | 1 | States | Dayton | Megan Swymeler | TRUE | 2026-03-10T00:00:00 | 2026-12-15T00:00:00 | 2026-12-15T00:00:00 | 4 | 0 | 4 | 115760 | 463040 | 55369-6417 | USA | N30 | 1825 | JST POWER EQUIPMENT, INC. | 32746 | 2000kVA - 12470GrdY/7200 - 480GrdY/277 | 2000kVA - 12470GrdY/7200 - 480GrdY/277 "Type: three phase padmount type; oil filled; dead front, loop feed, Munsell Green, K-4 factor Reference standard: ANSI, IEEE, DOE, UL, NEMA Quantity: 2 Rated Power (kVA): 2000 kVA Location: Outdoor Ambient Temperature (°C): ?25 °C ~ +40 °C Altitude (ft): 3300 ft Cooling system: KNAN Winding Conductor: Cu Phase: 3 Number of Winding: 2 Frequency (Hz): 60 Temperature Rise (Deg C / K): 65 °C Type of oil: FR3 Primary Connection: Wye Primary Voltage Un (V): 12470Y / 7200 Primary Taps: 2 ± 2.5 Primary Insulation (AC / BIL) (kV): 95 Secondary Voltage Un (V): 480Y / 277 Secondary Connection: Wye Secondary Insulation (AC / BIL) (kV): 30 Impedance: 5.75 % Efficiency Value / Standard @ 50 % Load, 75 °C: IEEE No-load loss (W): 1790 Load loss at XX °C / W (At Rating Tap): 14100 Construction: HV & LV padmounted Construction Material: Mild Steel Enclosure classification: Transformer shall be capable of carrying loads within limits established in accordance with ANSI, C57 and NEMA loading guides." "1) Lifting lug 2) Hinged door 3) Parking stand bracket 4) LV bushings with NEMA spade terminals 5) Pressure relief valve 6) Drain valve with sampler 7) Ground strap copper 8) HV bushing wells and inserts (200A) 9) Tank grounding pads 10) Oil fill valve 11) Nameplate 12) Tap changer 13) Oil thermometer gauge 14) Oil level gauge 15) Pressure/vac gauge 16) 2-position LBOR switch 17) Bayonet + CLF 18) Surge arresters 19) Kirk key interlock for door 20) Nitrogen valve 21) Pressure relief device" "1) Routine tests. •Resistance measurements Polarity and phase-relation tests Ratio tests No-load losses and excitation current Load losses and impedance voltage Applied voltage test Induced voltage test Low-frequency test Insulation resistance test Oil sampling " | PUR | Description2000kVA - 13200GrdY/7620 - 480GrdY/277 IDDes Moine Typethree phase padmount type; oil filled; dead front, loop feed, Munsell Green, K-4 factor Reference standardANSI, IEEE, DOE, UL, NEMA Quantity4 Rated Power (kVA)2000kVA LocationOutdoor Ambient Temperature (°C)-25°C ~ +40°C Altitude(ft)3300ft Cooling systemKNAN Winding ConductorCu Phase 3 Number of Winding 2 Frequency (Hz)60 Temperature Rise (Deg C / K)65C Type of oilFR3 Primary ConnectionWye Primary Voltage Un (V)13200Y/7620 Primary Taps2 +/- 2.5 Primary Insulation (AC /BIL) (kV)95 Secondary Voltage Un (V)480Y/277 Secondary ConnectionWye Secondary Insulation (AC /BIL) (kV)30 Impedance 5.75% Efficiency Value / Standard @ 50% Load, 75deg CIEEE No-load loss/W1790 Load loss at XX°C/W (At Rating Tap)14100 ConstructionHV&LV padmounted Construction MaterialMild Steel Enclosure classificationTransformer shall be capable of carrying loads within limits established in accordance with ANSI, C57 and NEMA loading guides. Accessories1) Lifting lug 2) Hinged door 3) Parking stand bracket 4) LV bushings with NEMA spade terminals 5) Pressure relief valve 6) Drain valve with sampler 7) Ground strap copper 8) HV bushing wells and inserts (200A) 9) Tank grounding pads 10) Oil fill valve 11) Nameplate 12) Tap changer 13) Oil thermometer gauge 14) Oil level gauge 15) Pressure/vac gauge 16) 2-position LBOR switch 17) Bayonet + CLF 18) Surge arresters 19) Kirk key interlock for door 20) Nitrogen valve 21) Pressure relief device Factory Acceptance Tests"1) Routine tests. •Resistance measurements Polarity and phase-relation tests Ratio tests No-load losses and excitation current Load losses and impedance voltage Applied voltage test Induced voltage test Low-frequency test Insulation resistance test Oil sampling " | EA | EA |  | TRUE |  | P | B/W | Dayton
131683 | 1 | 1 | States | Dayton | Megan Swymeler | TRUE | 2026-03-10T00:00:00 | 2026-12-22T00:00:00 |  | 4 | 0 | 4 | 115760 | 463040 | 55369-6417 | USA | N30 | 1825 | JST POWER EQUIPMENT, INC. | 32746 | 2000kVA - 12470GrdY/7200 - 480GrdY/277 | 2000kVA - 12470GrdY/7200 - 480GrdY/277 "Type: three phase padmount type; oil filled; dead front, loop feed, Munsell Green, K-4 factor Reference standard: ANSI, IEEE, DOE, UL, NEMA Quantity: 2 Rated Power (kVA): 2000 kVA Location: Outdoor Ambient Temperature (°C): ?25 °C ~ +40 °C Altitude (ft): 3300 ft Cooling system: KNAN Winding Conductor: Cu Phase: 3 Number of Winding: 2 Frequency (Hz): 60 Temperature Rise (Deg C / K): 65 °C Type of oil: FR3 Primary Connection: Wye Primary Voltage Un (V): 12470Y / 7200 Primary Taps: 2 ± 2.5 Primary Insulation (AC / BIL) (kV): 95 Secondary Voltage Un (V): 480Y / 277 Secondary Connection: Wye Secondary Insulation (AC / BIL) (kV): 30 Impedance: 5.75 % Efficiency Value / Standard @ 50 % Load, 75 °C: IEEE No-load loss (W): 1790 Load loss at XX °C / W (At Rating Tap): 14100 Construction: HV & LV padmounted Construction Material: Mild Steel Enclosure classification: Transformer shall be capable of carrying loads within limits established in accordance with ANSI, C57 and NEMA loading guides." "1) Lifting lug 2) Hinged door 3) Parking stand bracket 4) LV bushings with NEMA spade terminals 5) Pressure relief valve 6) Drain valve with sampler 7) Ground strap copper 8) HV bushing wells and inserts (200A) 9) Tank grounding pads 10) Oil fill valve 11) Nameplate 12) Tap changer 13) Oil thermometer gauge 14) Oil level gauge 15) Pressure/vac gauge 16) 2-position LBOR switch 17) Bayonet + CLF 18) Surge arresters 19) Kirk key interlock for door 20) Nitrogen valve 21) Pressure relief device" "1) Routine tests. •Resistance measurements Polarity and phase-relation tests Ratio tests No-load losses and excitation current Load losses and impedance voltage Applied voltage test Induced voltage test Low-frequency test Insulation resistance test Oil sampling " | PUR | "Category: --- MV - Other --- Identifier: --- 2000kVA - 12470GrdY/7200 - 480GrdY/277 ---------------------------------- - Enclosure Rating: --- - System voltage: --- - Bus amperage: --- - Short Circuit Rating: --- - Sections: --- 0" | EA | EA |  | FALSE |  | P | B/W | Dayton
126206 | 1 | 1 | States | Caddell Construction | Megan Swymeler | TRUE | 2025-03-24T00:00:00 | 2026-07-15T00:00:00 | 2026-07-15T00:00:00 | 1 | 0 | 1 | 53508 | 53508 | 36116 | USA | N30 | 1825 | JST POWER EQUIPMENT, INC. | 32746 | BTO-MV Transformer | Category: --- MV Transformer --- Identifier: --- 2000KVA 12.47kV-480Y/277 With Integrated Duplex 15kV Selector Switch ---------------------------------- - Enclosure Rating: --- - System voltage: --- - Bus amperage: --- - Short Circuit Rating: --- - Applicable Listing: | Buy | "Category: --- MV Transformer --- Identifier: --- 500KVA 15kV-480Y/277 ---------------------------------- - Enclosure Rating: --- - System voltage: --- - Bus amperage: --- - Short Circuit Rating: --- - Applicable Listing: " | EA | EA |  | TRUE | AR - AMANDA | P | B/W
131686 | 1 | 1 | States | Dayton | Megan Swymeler | TRUE | 2026-03-10T00:00:00 | 2026-12-22T00:00:00 |  | 8 | 0 | 8 | 115760 | 926080 | 55369-6417 | USA | N30 | 1825 | JST POWER EQUIPMENT, INC. | 32746 | 2000kVA - 12470GrdY/7200 - 480GrdY/277 | 2000kVA - 12470GrdY/7200 - 480GrdY/277 "Type: three phase padmount type; oil filled; dead front, loop feed, Munsell Green, K-4 factor Reference standard: ANSI, IEEE, DOE, UL, NEMA Quantity: 2 Rated Power (kVA): 2000 kVA Location: Outdoor Ambient Temperature (°C): ?25 °C ~ +40 °C Altitude (ft): 3300 ft Cooling system: KNAN Winding Conductor: Cu Phase: 3 Number of Winding: 2 Frequency (Hz): 60 Temperature Rise (Deg C / K): 65 °C Type of oil: FR3 Primary Connection: Wye Primary Voltage Un (V): 12470Y / 7200 Primary Taps: 2 ± 2.5 Primary Insulation (AC / BIL) (kV): 95 Secondary Voltage Un (V): 480Y / 277 Secondary Connection: Wye Secondary Insulation (AC / BIL) (kV): 30 Impedance: 5.75 % Efficiency Value / Standard @ 50 % Load, 75 °C: IEEE No-load loss (W): 1790 Load loss at XX °C / W (At Rating Tap): 14100 Construction: HV & LV padmounted Construction Material: Mild Steel Enclosure classification: Transformer shall be capable of carrying loads within limits established in accordance with ANSI, C57 and NEMA loading guides." "1) Lifting lug 2) Hinged door 3) Parking stand bracket 4) LV bushings with NEMA spade terminals 5) Pressure relief valve 6) Drain valve with sampler 7) Ground strap copper 8) HV bushing wells and inserts (200A) 9) Tank grounding pads 10) Oil fill valve 11) Nameplate 12) Tap changer 13) Oil thermometer gauge 14) Oil level gauge 15) Pressure/vac gauge 16) 2-position LBOR switch 17) Bayonet + CLF 18) Surge arresters 19) Kirk key interlock for door 20) Nitrogen valve 21) Pressure relief device" "1) Routine tests. •Resistance measurements Polarity and phase-relation tests Ratio tests No-load losses and excitation current Load losses and impedance voltage Applied voltage test Induced voltage test Low-frequency test Insulation resistance test Oil sampling " | PUR | "Category: --- MV - Other --- Identifier: --- 2000kVA - 12470GrdY/7200 - 480GrdY/277 ---------------------------------- - Enclosure Rating: --- - System voltage: --- - Bus amperage: --- - Short Circuit Rating: --- - Sections: --- 0" | EA | EA |  | FALSE |  | P | B/W | 100
131685 | 1 | 1 | States | Dayton | Megan Swymeler | TRUE | 2026-03-10T00:00:00 | 2026-12-22T00:00:00 |  | 4 | 0 | 4 | 115760 | 463040 | 55369-6417 | USA | N30 | 1825 | JST POWER EQUIPMENT, INC. | 32746 | 2000kVA - 12470GrdY/7200 - 480GrdY/277 | 2000kVA - 12470GrdY/7200 - 480GrdY/277 "Type: three phase padmount type; oil filled; dead front, loop feed, Munsell Green, K-4 factor Reference standard: ANSI, IEEE, DOE, UL, NEMA Quantity: 2 Rated Power (kVA): 2000 kVA Location: Outdoor Ambient Temperature (°C): ?25 °C ~ +40 °C Altitude (ft): 3300 ft Cooling system: KNAN Winding Conductor: Cu Phase: 3 Number of Winding: 2 Frequency (Hz): 60 Temperature Rise (Deg C / K): 65 °C Type of oil: FR3 Primary Connection: Wye Primary Voltage Un (V): 12470Y / 7200 Primary Taps: 2 ± 2.5 Primary Insulation (AC / BIL) (kV): 95 Secondary Voltage Un (V): 480Y / 277 Secondary Connection: Wye Secondary Insulation (AC / BIL) (kV): 30 Impedance: 5.75 % Efficiency Value / Standard @ 50 % Load, 75 °C: IEEE No-load loss (W): 1790 Load loss at XX °C / W (At Rating Tap): 14100 Construction: HV & LV padmounted Construction Material: Mild Steel Enclosure classification: Transformer shall be capable of carrying loads within limits established in accordance with ANSI, C57 and NEMA loading guides." "1) Lifting lug 2) Hinged door 3) Parking stand bracket 4) LV bushings with NEMA spade terminals 5) Pressure relief valve 6) Drain valve with sampler 7) Ground strap copper 8) HV bushing wells and inserts (200A) 9) Tank grounding pads 10) Oil fill valve 11) Nameplate 12) Tap changer 13) Oil thermometer gauge 14) Oil level gauge 15) Pressure/vac gauge 16) 2-position LBOR switch 17) Bayonet + CLF 18) Surge arresters 19) Kirk key interlock for door 20) Nitrogen valve 21) Pressure relief device" "1) Routine tests. •Resistance measurements Polarity and phase-relation tests Ratio tests No-load losses and excitation current Load losses and impedance voltage Applied voltage test Induced voltage test Low-frequency test Insulation resistance test Oil sampling " | PUR | "Category: --- MV - Other --- Identifier: --- 2000kVA - 12470GrdY/7200 - 480GrdY/277 ---------------------------------- - Enclosure Rating: --- - System voltage: --- - Bus amperage: --- - Short Circuit Rating: --- - Sections: --- 0" | EA | EA |  | FALSE |  | P | B/W | Dayton
126203 | 1 | 1 | States | Caddell Construction | Megan Swymeler | TRUE | 2025-03-05T00:00:00 | 2026-06-30T00:00:00 | 2026-03-23T00:00:00 | 4 | 0 | 4 | 119730 | 478920 | 36116 | USA | N30 | 1825 | JST POWER EQUIPMENT, INC. | 32746 | BTO-MV Transformer | Category: --- MV Transformer --- Identifier: --- 2000KVA 12.47kV-480Y/277 With Integrated Duplex 15kV Selector Switch ---------------------------------- - Enclosure Rating: --- - System voltage: --- - Bus amperage: --- - Short Circuit Rating: --- - Applicable Listing: | Buy | "Category: --- MV Transformer --- Identifier: --- 2000KVA 15kV-480Y/277 With 2 pos LBOR Switch ---------------------------------- - Enclosure Rating: --- - System voltage: --- - Bus amperage: --- - Short Circuit Rating: --- - Applicable Listing: " | EA | EA |  | TRUE | AR - AMANDA | P | B/W
131681 | 1 | 1 | States | Dayton | Megan Swymeler | TRUE | 2026-03-10T00:00:00 | 2026-12-22T00:00:00 |  | 6 | 0 | 6 | 115760 | 694560 | 55369-6417 | USA | N30 | 1825 | JST POWER EQUIPMENT, INC. | 32746 | 2000kVA - 12470GrdY/7200 - 480GrdY/277 | 2000kVA - 12470GrdY/7200 - 480GrdY/277 "Type: three phase padmount type; oil filled; dead front, loop feed, Munsell Green, K-4 factor Reference standard: ANSI, IEEE, DOE, UL, NEMA Quantity: 2 Rated Power (kVA): 2000 kVA Location: Outdoor Ambient Temperature (°C): ?25 °C ~ +40 °C Altitude (ft): 3300 ft Cooling system: KNAN Winding Conductor: Cu Phase: 3 Number of Winding: 2 Frequency (Hz): 60 Temperature Rise (Deg C / K): 65 °C Type of oil: FR3 Primary Connection: Wye Primary Voltage Un (V): 12470Y / 7200 Primary Taps: 2 ± 2.5 Primary Insulation (AC / BIL) (kV): 95 Secondary Voltage Un (V): 480Y / 277 Secondary Connection: Wye Secondary Insulation (AC / BIL) (kV): 30 Impedance: 5.75 % Efficiency Value / Standard @ 50 % Load, 75 °C: IEEE No-load loss (W): 1790 Load loss at XX °C / W (At Rating Tap): 14100 Construction: HV & LV padmounted Construction Material: Mild Steel Enclosure classification: Transformer shall be capable of carrying loads within limits established in accordance with ANSI, C57 and NEMA loading guides." "1) Lifting lug 2) Hinged door 3) Parking stand bracket 4) LV bushings with NEMA spade terminals 5) Pressure relief valve 6) Drain valve with sampler 7) Ground strap copper 8) HV bushing wells and inserts (200A) 9) Tank grounding pads 10) Oil fill valve 11) Nameplate 12) Tap changer 13) Oil thermometer gauge 14) Oil level gauge 15) Pressure/vac gauge 16) 2-position LBOR switch 17) Bayonet + CLF 18) Surge arresters 19) Kirk key interlock for door 20) Nitrogen valve 21) Pressure relief device" "1) Routine tests. •Resistance measurements Polarity and phase-relation tests Ratio tests No-load losses and excitation current Load losses and impedance voltage Applied voltage test Induced voltage test Low-frequency test Insulation resistance test Oil sampling " | PUR | "Category: --- MV - Other --- Identifier: --- 2000kVA - 12470GrdY/7200 - 480GrdY/277 ---------------------------------- - Enclosure Rating: --- - System voltage: --- - Bus amperage: --- - Short Circuit Rating: --- - Sections: --- 0" | EA | EA |  | FALSE |  | P | B/W | Dayton
134562 | 1 | 1 | States | Dayton | Megan Swymeler | TRUE | 2026-07-13T00:00:00 | 2026-11-30T00:00:00 |  | 4 | 0 | 4 | 117680 | 470720 | 55369-6417 | USA | N30 | 1825 | JST POWER EQUIPMENT, INC. | 32746 | 2000kVA - 12470GrdY/7200 - 480GrdY/277 | 2000kVA - 12470GrdY/7200 - 480GrdY/277 "Type: three phase padmount type; oil filled; dead front, loop feed, Munsell Green, K-4 factor Reference standard: ANSI, IEEE, DOE, UL, NEMA Quantity: 2 Rated Power (kVA): 2000 kVA Location: Outdoor Ambient Temperature (°C): ?25 °C ~ +40 °C Altitude (ft): 3300 ft Cooling system: KNAN Winding Conductor: Cu Phase: 3 Number of Winding: 2 Frequency (Hz): 60 Temperature Rise (Deg C / K): 65 °C Type of oil: FR3 Primary Connection: Wye Primary Voltage Un (V): 12470Y / 7200 Primary Taps: 2 ± 2.5 Primary Insulation (AC / BIL) (kV): 95 Secondary Voltage Un (V): 480Y / 277 Secondary Connection: Wye Secondary Insulation (AC / BIL) (kV): 30 Impedance: 5.75 % Efficiency Value / Standard @ 50 % Load, 75 °C: IEEE No-load loss (W): 1790 Load loss at XX °C / W (At Rating Tap): 14100 Construction: HV & LV padmounted Construction Material: Mild Steel Enclosure classification: Transformer shall be capable of carrying loads within limits established in accordance with ANSI, C57 and NEMA loading guides." "1) Lifting lug 2) Hinged door 3) Parking stand bracket 4) LV bushings with NEMA spade terminals 5) Pressure relief valve 6) Drain valve with sampler 7) Ground strap copper 8) HV bushing wells and inserts (200A) 9) Tank grounding pads 10) Oil fill valve 11) Nameplate 12) Tap changer 13) Oil thermometer gauge 14) Oil level gauge 15) Pressure/vac gauge 16) 2-position LBOR switch 17) Bayonet + CLF 18) Surge arresters 19) Kirk key interlock for door 20) Nitrogen valve 21) Pressure relief device" "1) Routine tests. •Resistance measurements Polarity and phase-relation tests Ratio tests No-load losses and excitation current Load losses and impedance voltage Applied voltage test Induced voltage test Low-frequency test Insulation resistance test Oil sampling " | PUR | "Category: --- MV - Other --- Identifier: --- 2000kVA - 12470GrdY/7200 - 480GrdY/277 ---------------------------------- - Enclosure Rating: --- - System voltage: --- - Bus amperage: --- - Short Circuit Rating: --- - Sections: --- 0" | EA | EA |  | FALSE |  | P | B/W | Dayton
131682 | 1 | 1 | States | Dayton | Megan Swymeler | TRUE | 2026-03-10T00:00:00 | 2026-12-22T00:00:00 |  | 6 | 0 | 6 | 115760 | 694560 | 55369-6417 | USA | N30 | 1825 | JST POWER EQUIPMENT, INC. | 32746 | 2000kVA - 12470GrdY/7200 - 480GrdY/277 | 2000kVA - 12470GrdY/7200 - 480GrdY/277 "Type: three phase padmount type; oil filled; dead front, loop feed, Munsell Green, K-4 factor Reference standard: ANSI, IEEE, DOE, UL, NEMA Quantity: 2 Rated Power (kVA): 2000 kVA Location: Outdoor Ambient Temperature (°C): ?25 °C ~ +40 °C Altitude (ft): 3300 ft Cooling system: KNAN Winding Conductor: Cu Phase: 3 Number of Winding: 2 Frequency (Hz): 60 Temperature Rise (Deg C / K): 65 °C Type of oil: FR3 Primary Connection: Wye Primary Voltage Un (V): 12470Y / 7200 Primary Taps: 2 ± 2.5 Primary Insulation (AC / BIL) (kV): 95 Secondary Voltage Un (V): 480Y / 277 Secondary Connection: Wye Secondary Insulation (AC / BIL) (kV): 30 Impedance: 5.75 % Efficiency Value / Standard @ 50 % Load, 75 °C: IEEE No-load loss (W): 1790 Load loss at XX °C / W (At Rating Tap): 14100 Construction: HV & LV padmounted Construction Material: Mild Steel Enclosure classification: Transformer shall be capable of carrying loads within limits established in accordance with ANSI, C57 and NEMA loading guides." "1) Lifting lug 2) Hinged door 3) Parking stand bracket 4) LV bushings with NEMA spade terminals 5) Pressure relief valve 6) Drain valve with sampler 7) Ground strap copper 8) HV bushing wells and inserts (200A) 9) Tank grounding pads 10) Oil fill valve 11) Nameplate 12) Tap changer 13) Oil thermometer gauge 14) Oil level gauge 15) Pressure/vac gauge 16) 2-position LBOR switch 17) Bayonet + CLF 18) Surge arresters 19) Kirk key interlock for door 20) Nitrogen valve 21) Pressure relief device" "1) Routine tests. •Resistance measurements Polarity and phase-relation tests Ratio tests No-load losses and excitation current Load losses and impedance voltage Applied voltage test Induced voltage test Low-frequency test Insulation resistance test Oil sampling " | PUR | "Category: --- MV - Other --- Identifier: --- 2000kVA - 12470GrdY/7200 - 480GrdY/277 ---------------------------------- - Enclosure Rating: --- - System voltage: --- - Bus amperage: --- - Short Circuit Rating: --- - Sections: --- 0" | EA | EA |  | FALSE |  | P | B/W | Dayton
134563 | 1 | 1 | States | Dayton | Megan Swymeler | TRUE | 2026-07-13T00:00:00 | 2027-01-01T00:00:00 |  | 4 | 0 | 4 | 117680 | 470720 | 55369-6417 | USA | N30 | 1825 | JST POWER EQUIPMENT, INC. | 32746 | 2000kVA - 12470GrdY/7200 - 480GrdY/277 | 2000kVA - 12470GrdY/7200 - 480GrdY/277 "Type: three phase padmount type; oil filled; dead front, loop feed, Munsell Green, K-4 factor Reference standard: ANSI, IEEE, DOE, UL, NEMA Quantity: 2 Rated Power (kVA): 2000 kVA Location: Outdoor Ambient Temperature (°C): ?25 °C ~ +40 °C Altitude (ft): 3300 ft Cooling system: KNAN Winding Conductor: Cu Phase: 3 Number of Winding: 2 Frequency (Hz): 60 Temperature Rise (Deg C / K): 65 °C Type of oil: FR3 Primary Connection: Wye Primary Voltage Un (V): 12470Y / 7200 Primary Taps: 2 ± 2.5 Primary Insulation (AC / BIL) (kV): 95 Secondary Voltage Un (V): 480Y / 277 Secondary Connection: Wye Secondary Insulation (AC / BIL) (kV): 30 Impedance: 5.75 % Efficiency Value / Standard @ 50 % Load, 75 °C: IEEE No-load loss (W): 1790 Load loss at XX °C / W (At Rating Tap): 14100 Construction: HV & LV padmounted Construction Material: Mild Steel Enclosure classification: Transformer shall be capable of carrying loads within limits established in accordance with ANSI, C57 and NEMA loading guides." "1) Lifting lug 2) Hinged door 3) Parking stand bracket 4) LV bushings with NEMA spade terminals 5) Pressure relief valve 6) Drain valve with sampler 7) Ground strap copper 8) HV bushing wells and inserts (200A) 9) Tank grounding pads 10) Oil fill valve 11) Nameplate 12) Tap changer 13) Oil thermometer gauge 14) Oil level gauge 15) Pressure/vac gauge 16) 2-position LBOR switch 17) Bayonet + CLF 18) Surge arresters 19) Kirk key interlock for door 20) Nitrogen valve 21) Pressure relief device" "1) Routine tests. •Resistance measurements Polarity and phase-relation tests Ratio tests No-load losses and excitation current Load losses and impedance voltage Applied voltage test Induced voltage test Low-frequency test Insulation resistance test Oil sampling " | PUR | "Category: --- MV - Other --- Identifier: --- 2000kVA - 12470GrdY/7200 - 480GrdY/277 ---------------------------------- - Enclosure Rating: --- - System voltage: --- - Bus amperage: --- - Short Circuit Rating: --- - Sections: --- 0" | EA | EA |  | FALSE |  | P | B/W | Dayton
131684 | 1 | 1 | States | Dayton | Megan Swymeler | TRUE | 2026-03-10T00:00:00 | 2026-12-01T00:00:00 |  | 8 | 0 | 8 | 115760 | 926080 | 55369-6417 | USA | N30 | 1825 | JST POWER EQUIPMENT, INC. | 32746 | 2000kVA - 12470GrdY/7200 - 480GrdY/277 | 2000kVA - 12470GrdY/7200 - 480GrdY/277 "Type: three phase padmount type; oil filled; dead front, loop feed, Munsell Green, K-4 factor Reference standard: ANSI, IEEE, DOE, UL, NEMA Quantity: 2 Rated Power (kVA): 2000 kVA Location: Outdoor Ambient Temperature (°C): ?25 °C ~ +40 °C Altitude (ft): 3300 ft Cooling system: KNAN Winding Conductor: Cu Phase: 3 Number of Winding: 2 Frequency (Hz): 60 Temperature Rise (Deg C / K): 65 °C Type of oil: FR3 Primary Connection: Wye Primary Voltage Un (V): 12470Y / 7200 Primary Taps: 2 ± 2.5 Primary Insulation (AC / BIL) (kV): 95 Secondary Voltage Un (V): 480Y / 277 Secondary Connection: Wye Secondary Insulation (AC / BIL) (kV): 30 Impedance: 5.75 % Efficiency Value / Standard @ 50 % Load, 75 °C: IEEE No-load loss (W): 1790 Load loss at XX °C / W (At Rating Tap): 14100 Construction: HV & LV padmounted Construction Material: Mild Steel Enclosure classification: Transformer shall be capable of carrying loads within limits established in accordance with ANSI, C57 and NEMA loading guides." "1) Lifting lug 2) Hinged door 3) Parking stand bracket 4) LV bushings with NEMA spade terminals 5) Pressure relief valve 6) Drain valve with sampler 7) Ground strap copper 8) HV bushing wells and inserts (200A) 9) Tank grounding pads 10) Oil fill valve 11) Nameplate 12) Tap changer 13) Oil thermometer gauge 14) Oil level gauge 15) Pressure/vac gauge 16) 2-position LBOR switch 17) Bayonet + CLF 18) Surge arresters 19) Kirk key interlock for door 20) Nitrogen valve 21) Pressure relief device" "1) Routine tests. •Resistance measurements Polarity and phase-relation tests Ratio tests No-load losses and excitation current Load losses and impedance voltage Applied voltage test Induced voltage test Low-frequency test Insulation resistance test Oil sampling " | PUR | Description2000kVA - 12470D - 480GrdY/277 IDTemple Typethree phase padmount type; oil filled; dead front, loop feed, Munsell Green, K-4 factor Reference standardANSI, IEEE, DOE, UL, NEMA Quantity8 Rated Power (kVA)2000kVA LocationOutdoor Ambient Temperature (°C)-25°C ~ +40°C Altitude(ft)3300ft Cooling systemKNAN Winding ConductorCu Phase 3 Number of Winding 2 Frequency (Hz)60 Temperature Rise (Deg C / K)65C Type of oilFR3 Primary ConnectionDelta Primary Voltage Un (V)12470 Primary Taps2 +/- 2.5 Primary Insulation (AC /BIL) (kV)95 Secondary Voltage Un (V)480Y/277 Secondary ConnectionWye Secondary Insulation (AC /BIL) (kV)30 Impedance 5.75% Efficiency Value / Standard @ 50% Load, 75deg CIEEE No-load loss/W1790 Load loss at XX°C/W (At Rating Tap)14100 ConstructionHV&LV padmounted Construction MaterialMild Steel Enclosure classificationTransformer shall be capable of carrying loads within limits established in accordance with ANSI, C57 and NEMA loading guides. | EA | EA |  | FALSE |  | P | B/W | Dayton
130372 | 2 | 6 | States | Champlin | Robert Boulka | TRUE | 2025-12-15T00:00:00 | 2027-11-03T00:00:00 | 2026-11-03T00:00:00 | 10000 | 0 | 10000 | 0.42 | 25200 | 55316 | USA | N30 | 1850 | American Belleville | 44077 | 8L109301 | 301 1/2" Washer : ID=0.523, OD=1.063, THK=0.114, OAH=0.140 | SHMA | 301 1/2" Washer : ID=0.523, OD=1.063, THK=0.114, OAH=0.140 | EA | EA |  | TRUE |  | P | FXG | 100
130372 | 2 | 5 | States | Champlin | Robert Boulka | TRUE | 2025-12-15T00:00:00 | 2026-09-07T00:00:00 | 2026-09-07T00:00:00 | 10000 | 0 | 10000 | 0.42 | 25200 | 55316 | USA | N30 | 1850 | American Belleville | 44077 | 8L109301 | 301 1/2" Washer : ID=0.523, OD=1.063, THK=0.114, OAH=0.140 | SHMA | 301 1/2" Washer : ID=0.523, OD=1.063, THK=0.114, OAH=0.140 | EA | EA |  | TRUE |  | P | FXG | 100
130372 | 1 | 6 | States | Champlin | Robert Boulka | TRUE | 2025-12-15T00:00:00 | 2026-11-03T00:00:00 | 2026-11-03T00:00:00 | 10000 | 0 | 10000 | 0.48 | 28800 | 55316 | USA | N30 | 1850 | American Belleville | 44077 | 616109301 | 301 3/8" Washer : ID=0.386, OD=1, THK=0.109, OAH=0.132 | SHMA | 301 3/8" Washer : ID=0.386, OD=1, THK=0.109, OAH=0.132 | EA | EA |  | TRUE |  | P | FXG
130372 | 1 | 5 | States | Champlin | Robert Boulka | TRUE | 2025-12-15T00:00:00 | 2026-09-07T00:00:00 | 2026-09-07T00:00:00 | 10000 | 0 | 10000 | 0.48 | 28800 | 55316 | USA | N30 | 1850 | American Belleville | 44077 | 616109301 | 301 3/8" Washer : ID=0.386, OD=1, THK=0.109, OAH=0.132 | SHMA | 301 3/8" Washer : ID=0.386, OD=1, THK=0.109, OAH=0.132 | EA | EA |  | TRUE |  | P | FXG
133915 | 1 | 1 | States | Champlin | Andrew Olson | TRUE | 2026-06-08T00:00:00 | 2030-12-31T00:00:00 |  | 50 | 0 | 50 | 398 | 19900 | 55316-3157 | USA | D01 | 1858 | MEASURLOGIC INC | 80112 | FPA-W44-1997 | Modbus gateway RS-485 to Ethernet / WiFi | PUR | Modbus gateway RS-485 to Ethernet / WiFi | EA | EA |  | FALSE |  | P | B/W | 100
133952 | 1 | 1 | States | Dayton | Andrew Olson | TRUE | 2026-06-09T00:00:00 | 2030-12-31T00:00:00 |  | 50 | 0 | 50 | 398 | 19900 | 55369-6417 | USA | D01 | 1858 | MEASURLOGIC INC | 80112 | FPA-W44-1997 | Modbus gateway RS-485 to Ethernet / WiFi | PUR | Modbus gateway RS-485 to Ethernet / WiFi | EA | EA |  | FALSE |  | P | B/W | Dayton
133734 | 1 | 1 | States | Champlin | Andrew Olson | TRUE | 2026-05-29T00:00:00 | 2026-10-02T00:00:00 | 2026-10-02T00:00:00 | 14 | 0 | 14 | 398 | 5572 | 55316-3157 | USA | D01 | 1858 | MEASURLOGIC INC | 80112 | FPA-W44-1997 | Modbus gateway RS-485 to Ethernet / WiFi | PUR | Modbus gateway RS-485 to Ethernet / WiFi | EA | EA |  | TRUE |  | P | B/W | 100
133497 | 1 | 4 | States | Champlin | Andrew Olson | TRUE | 2026-05-21T00:00:00 | 2026-11-20T00:00:00 | 2026-11-20T00:00:00 | 16 | 0 | 16 | 398 | 39004 | 55316-3157 | USA | D01 | 1858 | MEASURLOGIC INC | 80112 | FPA-W44-1997 | Modbus gateway RS-485 to Ethernet / WiFi | PUR | Modbus gateway RS-485 to Ethernet / WiFi | EA | EA |  | TRUE |  | P | B/W | 100
133497 | 1 | 3 | States | Champlin | Andrew Olson | TRUE | 2026-05-21T00:00:00 | 2026-10-21T00:00:00 | 2026-10-21T00:00:00 | 18 | 0 | 18 | 398 | 39004 | 55316-3157 | USA | D01 | 1858 | MEASURLOGIC INC | 80112 | FPA-W44-1997 | Modbus gateway RS-485 to Ethernet / WiFi | PUR | Modbus gateway RS-485 to Ethernet / WiFi | EA | EA |  | TRUE |  | P | B/W | 100
133497 | 1 | 2 | States | Champlin | Andrew Olson | TRUE | 2026-05-21T00:00:00 | 2026-09-24T00:00:00 | 2026-09-24T00:00:00 | 12 | 0 | 12 | 398 | 39004 | 55316-3157 | USA | D01 | 1858 | MEASURLOGIC INC | 80112 | FPA-W44-1997 | Modbus gateway RS-485 to Ethernet / WiFi | PUR | Modbus gateway RS-485 to Ethernet / WiFi | EA | EA |  | TRUE |  | P | B/W | 100
133497 | 1 | 1 | States | Champlin | Andrew Olson | TRUE | 2026-05-21T00:00:00 | 2026-08-25T00:00:00 | 2026-08-25T00:00:00 | 52 | 0 | 52 | 398 | 39004 | 55316-3157 | USA | D01 | 1858 | MEASURLOGIC INC | 80112 | FPA-W44-1997 | Modbus gateway RS-485 to Ethernet / WiFi | PUR | Modbus gateway RS-485 to Ethernet / WiFi | EA | EA |  | TRUE |  | P | B/W | 100
133258 | 1 | 1 | States | Champlin | Andrew Olson | TRUE | 2026-05-13T00:00:00 | 2026-08-26T00:00:00 | 2026-08-26T00:00:00 | 10 | 0 | 10 | 398 | 11144 | 55316-3157 | USA | D01 | 1858 | MEASURLOGIC INC | 80112 | FPA-W44-1997 | Modbus gateway RS-485 to Ethernet / WiFi | PUR | Modbus gateway RS-485 to Ethernet / WiFi | EA | EA |  | TRUE |  | P | B/W | 100
133258 | 1 | 2 | States | Champlin | Andrew Olson | TRUE | 2026-05-13T00:00:00 | 2026-10-21T00:00:00 | 2026-10-21T00:00:00 | 18 | 0 | 18 | 398 | 11144 | 55316-3157 | USA | D01 | 1858 | MEASURLOGIC INC | 80112 | FPA-W44-1997 | Modbus gateway RS-485 to Ethernet / WiFi | PUR | Modbus gateway RS-485 to Ethernet / WiFi | EA | EA |  | TRUE |  | P | B/W | 100
134313 | 1 | 1 | States | Champlin | Andrew Olson | TRUE | 2026-06-23T00:00:00 | 2026-10-19T00:00:00 | 2026-10-19T00:00:00 | 24 | 0 | 24 | 419 | 10056 | 55316-3157 | USA | D01 | 1858 | MEASURLOGIC INC | 80112 | FPA-W44-1997 | Modbus gateway RS-485 to Ethernet / WiFi | PUR | Modbus gateway RS-485 to Ethernet / WiFi | EA | EA |  | TRUE |  | P | B/W | 100
133909 | 1 | 1 | States | Dayton | Andrew Olson | TRUE | 2026-06-08T00:00:00 | 2026-07-14T00:00:00 | 2026-07-14T00:00:00 | 50 | 0 | 50 | 398 | 19900 | 55369-6417 | USA | D01 | 1858 | MEASURLOGIC INC | 80112 | FPA-W44-1997 | Modbus gateway RS-485 to Ethernet / WiFi | PUR | Modbus gateway RS-485 to Ethernet / WiFi | EA | EA |  | TRUE |  | P | B/W | Dayton
133912 | 1 | 1 | States | Dayton | Andrew Olson | TRUE | 2026-06-08T00:00:00 | 2030-12-31T00:00:00 |  | 50 | 0 | 50 | 398 | 19900 | 55369-6417 | USA | D01 | 1858 | MEASURLOGIC INC | 80112 | FPA-W44-1997 | Modbus gateway RS-485 to Ethernet / WiFi | PUR | Modbus gateway RS-485 to Ethernet / WiFi | EA | EA |  | FALSE |  | P | B/W | Dayton
132636 | 1 | 2 | States | Champlin | Andrew Olson | TRUE | 2026-04-21T00:00:00 | 2026-10-21T00:00:00 | 2026-10-21T00:00:00 | 6 | 0 | 6 | 398 | 5174 | 55316-3157 | USA | D01 | 1858 | MEASURLOGIC INC | 80112 | FPA-W44-1997 | Modbus gateway RS-485 to Ethernet / WiFi | PUR | Modbus gateway RS-485 to Ethernet / WiFi | EA | EA |  | TRUE |  | P | B/W | DAYTON
132636 | 1 | 1 | States | Champlin | Andrew Olson | TRUE | 2026-04-21T00:00:00 | 2026-08-04T00:00:00 | 2026-08-04T00:00:00 | 7 | 0 | 7 | 398 | 5174 | 55316-3157 | USA | D01 | 1858 | MEASURLOGIC INC | 80112 | FPA-W44-1997 | Modbus gateway RS-485 to Ethernet / WiFi | PUR | Modbus gateway RS-485 to Ethernet / WiFi | EA | EA |  | TRUE |  | P | B/W | DAYTON
133910 | 1 | 1 | States | Dayton | Andrew Olson | TRUE | 2026-06-08T00:00:00 | 2026-07-24T00:00:00 | 2026-07-24T00:00:00 | 50 | 0 | 50 | 398 | 19900 | 55369-6417 | USA | D01 | 1858 | MEASURLOGIC INC | 80112 | FPA-W44-1997 | Modbus gateway RS-485 to Ethernet / WiFi | PUR | Modbus gateway RS-485 to Ethernet / WiFi | EA | EA |  | TRUE |  | P | B/W | Dayton
133914 | 1 | 1 | States | Dayton | Andrew Olson | TRUE | 2026-06-08T00:00:00 | 2030-12-31T00:00:00 |  | 50 | 0 | 50 | 398 | 19900 | 55369-6417 | USA | D01 | 1858 | MEASURLOGIC INC | 80112 | FPA-W44-1997 | Modbus gateway RS-485 to Ethernet / WiFi | PUR | Modbus gateway RS-485 to Ethernet / WiFi | EA | EA |  | FALSE |  | P | B/W | Dayton
133911 | 1 | 1 | States | Dayton | Andrew Olson | TRUE | 2026-06-08T00:00:00 | 2030-12-31T00:00:00 |  | 50 | 0 | 50 | 398 | 19900 | 55369-6417 | USA | D01 | 1858 | MEASURLOGIC INC | 80112 | FPA-W44-1997 | Modbus gateway RS-485 to Ethernet / WiFi | PUR | Modbus gateway RS-485 to Ethernet / WiFi | EA | EA |  | FALSE |  | P | B/W | Dayton
132402 | 1 | 1 | States | Dayton | Andrew Olson | TRUE | 2026-04-10T00:00:00 | 2026-11-13T00:00:00 | 2026-11-13T00:00:00 | 240 | 0 | 240 | 56.1 | 13464 | 55369-6417 | USA | N30 | 1894 | Accretion Power LLC | 15090 | N-035-0485-BSG-105 | 10.5" Insulator | PUR | 10.5" Insulator | EA | EA |  | TRUE |  | P | B/W | DAYTON
133717 | 1 | 2 | States | Dayton | Andrew Olson | TRUE | 2026-05-29T00:00:00 | 2026-12-23T00:00:00 | 2026-12-23T00:00:00 | 3072 | 0 | 3072 | 56.1 | 206279.7 | 55369-6417 | USA | N30 | 1894 | Accretion Power LLC | 15090 | N-035-0485-BSG-105 | 10.5" Insulator | PUR | 10.5" Insulator | EA | EA |  | TRUE |  | P | B/W | DAYTON
133717 | 1 | 1 | States | Dayton | Andrew Olson | TRUE | 2026-05-29T00:00:00 | 2026-11-20T00:00:00 | 2026-11-20T00:00:00 | 605 | 0 | 605 | 56.1 | 206279.7 | 55369-6417 | USA | N30 | 1894 | Accretion Power LLC | 15090 | N-035-0485-BSG-105 | 10.5" Insulator | PUR | 10.5" Insulator | EA | EA |  | TRUE |  | P | B/W | DAYTON
130714 | 5 | 1 | States | Dayton | Andrew Olson | TRUE | 2026-01-14T00:00:00 | 2026-06-01T00:00:00 | 2026-06-01T00:00:00 | 306 | 0 | 306 | 29.68 | 9082.08 | 55369 | USA | N30 | 1894 | Accretion Power LLC | 15090 | INS-MV-G-6 | 6" Epoxy Insulator | PUR | 6" Epoxy Insulator | EA | EA |  | TRUE |  | P | B/W | Dayton
130714 | 6 | 1 | States | Dayton | Andrew Olson | TRUE | 2026-01-14T00:00:00 | 2026-08-07T00:00:00 | 2026-08-07T00:00:00 | 306 | 0 | 306 | 29.68 | 9082.08 | 55369 | USA | N30 | 1894 | Accretion Power LLC | 15090 | INS-MV-G-6 | 6" Epoxy Insulator | PUR | 6" Epoxy Insulator | EA | EA |  | TRUE |  | P | B/W | Dayton
130714 | 8 | 1 | States | Dayton | Andrew Olson | TRUE | 2026-01-14T00:00:00 | 2026-11-06T00:00:00 | 2026-11-06T00:00:00 | 306 | 0 | 306 | 29.68 | 9082.08 | 55369 | USA | N30 | 1894 | Accretion Power LLC | 15090 | INS-MV-G-6 | 6" Epoxy Insulator | PUR | 6" Epoxy Insulator | EA | EA |  | TRUE |  | P | B/W | DAYTON
134846 | 1 | 1 | States | Dayton | Andrew Olson | TRUE | 2026-07-17T00:00:00 | 2026-11-02T00:00:00 |  | 1400 | 0 | 1400 | 56.1 | 78540 | 55369-6417 | USA | N30 | 1894 | Accretion Power LLC | 15090 | N-035-0485-BSG-105 | 10.5" Insulator | PUR | 10.5" Insulator | EA | EA |  | FALSE |  | P | B/W | DAYTON
134595 | 1 | 1 | States | Dayton | Andrew Olson | TRUE | 2026-07-08T00:00:00 | 2026-07-27T00:00:00 | 2026-07-27T00:00:00 | 457 | 0 | 457 | 56.1 | 25637.7 | 55369-6417 | USA | N30 | 1894 | Accretion Power LLC | 15090 | N-035-0485 | 38 kV insulators- accretion power | PUR | 38 kV insulators- accretion power | EA | EA |  | TRUE |  | P | B/W | DAYTON
134527 | 1 | 1 | States | Champlin | Andrew Olson | TRUE | 2026-07-06T00:00:00 | 2026-08-14T00:00:00 |  | 500 | 0 | 500 | 29.68 | 14840 | 55316-3157 | USA | N30 | 1894 | Accretion Power LLC | 15090 | INS-MV-G-6 | 6" Epoxy Insulator | PUR | 6" Epoxy Insulator | EA | EA |  | FALSE |  | P | B/W | 100
134367 | 1 | 1 | States | Dayton | Andrew Olson | TRUE | 2026-06-25T00:00:00 | 2026-09-14T00:00:00 | 2026-09-14T00:00:00 | 165 | 0 | 165 | 56.1 | 9256.5 | 55369-6417 | USA | N30 | 1894 | Accretion Power LLC | 15090 | N-035-0485 | 38 kV insulators- accretion power | PUR | 38 kV insulators- accretion power | EA | EA |  | TRUE |  | P | B/W | DAYTON
134394 | 3 | 1 | States | Dayton | Andrew Olson | TRUE | 2026-06-29T00:00:00 | 2026-07-07T00:00:00 |  | 44 | 0 | 44 | 0 | 0 | 55369-6417 | USA | N30 | 1894 | Accretion Power LLC | 15090 | N-025-0394-BSG-105 | A20 25kV Standoff Insulator | PUR | A20 25kV Standoff Insulator | EA | EA |  | FALSE |  | P | B/W | DAYTON
134394 | 2 | 1 | States | Dayton | Andrew Olson | TRUE | 2026-06-29T00:00:00 | 2026-07-07T00:00:00 |  | 18 | 0 | 18 | 0 | 0 | 55369-6417 | USA | N30 | 1894 | Accretion Power LLC | 15090 | N-020-0311-BSG-105 | A20 20kV Standoff Insulator | PUR | A20 20kV Standoff Insulator | EA | EA |  | FALSE |  | P | B/W | DAYTON
134394 | 1 | 1 | States | Dayton | Andrew Olson | TRUE | 2026-06-29T00:00:00 | 2026-07-07T00:00:00 |  | 6 | 0 | 6 | 0 | 0 | 55369-6417 | USA | N30 | 1894 | Accretion Power LLC | 15090 | N-015-230-BSG-105 | A20 15kV Standoff Insulator | PUR | A20 15kV Standoff Insulator | EA | EA |  | FALSE |  | P | B/W | DAYTON
134468 | 1 | 1 | States | Champlin | Andrew Olson | TRUE | 2026-07-01T00:00:00 | 2026-07-09T00:00:00 |  | 100 | 0 | 100 | 18.5 | 1850 | 55316-3157 | USA | N30 | 1894 | Accretion Power LLC | 15090 | INS-MV-G-3.5 | 3.5" Height (4" Dia) 3/8-16(4X) & 1/2-13 UNC(1X), 5kV 60kV - RED GLASTIC INSULATOR | INS | 3.5" Height (4" Dia) 3/8-16(4X) & 1/2-13 UNC(1X), 5kV 60kV - RED GLASTIC INSULATOR | EA | EA |  | FALSE |  | P | B/W | 100
133917 | 1 | 1 | States | Dayton | Andrew Olson | TRUE | 2026-06-08T00:00:00 | 2026-11-20T00:00:00 | 2026-11-20T00:00:00 | 180 | 0 | 180 | 37.43 | 6737.4 | 55369-6417 | USA | N30 | 1894 | Accretion Power LLC | 15090 | N-006-0051-BNG-000 | 1/4" x 2" Thru Bushing | PUR | 1/4" x 2" Thru Bushing | EA | EA |  | TRUE |  | P | B/W | DAYTON
133917 | 2 | 1 | States | Dayton | Andrew Olson | TRUE | 2026-06-08T00:00:00 | 2026-11-20T00:00:00 | 2026-11-20T00:00:00 | 540 | 0 | 540 | 77.81 | 42017.4 | 55369-6417 | USA | N30 | 1894 | Accretion Power LLC | 15090 | N-016-0152-BNG-000 | 5/8" x 6" Thru Bushing | PUR | 5/8" x 6" Thru Bushing | EA | EA |  | TRUE |  | P | B/W | DAYTON
133557 | 1 | 1 | States | Champlin | Andrew Olson | TRUE | 2026-05-22T00:00:00 | 2026-09-09T00:00:00 | 2026-09-09T00:00:00 | 12 | 0 | 12 | 34.51 | 414.12 | 55316-3157 | USA | N30 | 1894 | Accretion Power LLC | 15090 | INS-MV-G-7.5 | 7.5" Height (3.5" Dia) 3/8-16(4X) & 1/2-13 UNC(1X), 15kV 95kV - RED GLASTIC INSULATOR | INS | 7.5" Height (3.5" Dia) 3/8-16(4X) & 1/2-13 UNC(1X), 15kV 95kV - RED GLASTIC INSULATOR | EA | EA |  | TRUE |  | P | B/W | 100
133600 | 1 | 1 | States | Champlin | Andrew Olson | TRUE | 2026-05-26T00:00:00 | 2026-07-07T00:00:00 | 2026-07-07T00:00:00 | 100 | 0 | 100 | 29.68 | 2968 | 55316-3157 | USA | N30 | 1894 | Accretion Power LLC | 15090 | INS-MV-G-6 | 6" Epoxy Insulator | PUR | 6" Epoxy Insulator | EA | EA |  | TRUE |  | P | B/W | DAYTON
134076 | 1 | 1 | States | Dayton | Andrew Olson | TRUE | 2026-06-15T00:00:00 | 2027-01-04T00:00:00 | 2027-01-04T00:00:00 | 150 | 0 | 150 | 37.43 | 5614.5 | 55369-6417 | USA | N30 | 1894 | Accretion Power LLC | 15090 | N-006-0051-BNG-000 | 1/4" x 2" Thru Bushing | PUR | 1/4" x 2" Thru Bushing | EA | EA |  | TRUE |  | P | B/W | DAYTON
134076 | 4 | 1 | States | Dayton | Andrew Olson | TRUE | 2026-06-15T00:00:00 | 2027-01-04T00:00:00 | 2027-01-04T00:00:00 | 384 | 0 | 384 | 56.1 | 21542.4 | 55369-6417 | USA | N30 | 1894 | Accretion Power LLC | 15090 | N-035-0485-BSG-105 | 10.5" Insulator | PUR | 10.5" Insulator | EA | EA |  | TRUE |  | P | B/W | DAYTON
134076 | 3 | 1 | States | Dayton | Andrew Olson | TRUE | 2026-06-15T00:00:00 | 2027-01-04T00:00:00 | 2027-01-04T00:00:00 | 471 | 0 | 471 | 56.1 | 26423.1 | 55369-6417 | USA | N30 | 1894 | Accretion Power LLC | 15090 | N-035-0485 | 38 kV insulators- accretion power | PUR | 38 kV insulators- accretion power | EA | EA |  | TRUE |  | P | B/W | DAYTON
134076 | 2 | 1 | States | Dayton | Andrew Olson | TRUE | 2026-06-15T00:00:00 | 2027-01-04T00:00:00 | 2027-01-04T00:00:00 | 450 | 0 | 450 | 77.81 | 35014.5 | 55369-6417 | USA | N30 | 1894 | Accretion Power LLC | 15090 | N-016-0152-BNG-000 | 5/8" x 6" Thru Bushing | PUR | 5/8" x 6" Thru Bushing | EA | EA |  | TRUE |  | P | B/W | DAYTON
133546 | 1 | 1 | States | Champlin | Andrew Olson | TRUE | 2026-05-22T00:00:00 | 2027-01-04T00:00:00 | 2027-01-04T00:00:00 | 4 | 0 | 4 | 76557 | 306228 | 55316-3157 | USA | N30 | 1953 | RMS ENERGY | 56345 | NETA Testing Services | Category: --- LV - Other --- Identifier: --- NETA Testing Services ---------------------------------- - Enclosure Rating: --- - System voltage: --- - Bus amperage: --- - Short Circuit Rating: --- - Sections: --- 0 | Buy | "Category: --- LV - Other --- Identifier: --- NETA Testing Services ---------------------------------- - Enclosure Rating: --- - System voltage: --- - Bus amperage: --- - Short Circuit Rating: --- - Sections: --- 0" | EA | EA |  | TRUE |  | P | PPD | 100
133546 | 2 | 1 | States | Champlin | Andrew Olson | TRUE | 2026-05-22T00:00:00 | 2026-12-28T00:00:00 | 2026-12-28T00:00:00 | 4 | 0 | 4 | 11846 | 47384 | 55316-3157 | USA | N30 | 1953 | RMS ENERGY | 56345 | Short Circuit, Coordination, and Arc Flash Study A | Category: --- LV - Other --- Identifier: --- Short Circuit, Coordination, and Arc Flash Study Analysis ---------------------------------- - Enclosure Rating: --- - System voltage: --- - Bus amperage: --- - Short Circuit Rating: --- - Sections: --- 0 | Buy | "Category: --- LV - Other --- Identifier: --- Short Circuit, Coordination, and Arc Flash Study Analysis ---------------------------------- - Enclosure Rating: --- - System voltage: --- - Bus amperage: --- - Short Circuit Rating: --- - Sections: --- 0" | EA | EA |  | TRUE |  | P | PPD | 100
133520 | 1 | 1 | States | Champlin | Andrew Olson | TRUE | 2026-05-22T00:00:00 | 2026-10-12T00:00:00 | 2026-10-12T00:00:00 | 4 | 0 | 4 | 76557 | 306228 | 55316-3157 | USA | N30 | 1953 | RMS ENERGY | 56345 | NETA Testing Services | Category: --- LV - Other --- Identifier: --- NETA Testing Services ---------------------------------- - Enclosure Rating: --- - System voltage: --- - Bus amperage: --- - Short Circuit Rating: --- - Sections: --- 0 | Buy | RMS Energy Co, LLC is providing a proposal for the execution of manufacturer NETA testing for States at their facility in Champlin, MN. "02PDU-AB.1 • Twelve (12) LV Breakers • One (1) Meters • One (1) Set of CTs" "02PDU-AA.1 • Twelve (12) LV Breakers • One (1) Meters • One (1) Sets of CTs" "02PDU-AB.2 • Twelve (12) LV Breakers • One (1) Meters • One (1) Sets of CTs" "02PDU-AA.2 • Twelve (12) LV Breakers • One (1) Meters • One (1) Sets of CTs" "02UPS-A-DIST • Fourteen (14) LV Breakers • Four (4) Meters • Four (4) Sets of CTs" "02MBP-A • Two (2) LV Breakers • One (1) Meter • One (1) Set of CTs" "02MSB-N-1 • Eleven (11) LV Breakers • Three (3) Meters • Three (3) Sets of CTs • Two (2) Sets of PTs" | EA | EA |  | TRUE |  | P | PPD | 100
133520 | 2 | 1 | States | Champlin | Andrew Olson | TRUE | 2026-05-22T00:00:00 | 2026-10-05T00:00:00 | 2026-10-05T00:00:00 | 4 | 0 | 4 | 12781 | 51124 | 55316-3157 | USA | N30 | 1953 | RMS ENERGY | 56345 | Short Circuit, Coordination, and Arc Flash Study A | Category: --- LV - Other --- Identifier: --- Short Circuit, Coordination, and Arc Flash Study Analysis ---------------------------------- - Enclosure Rating: --- - System voltage: --- - Bus amperage: --- - Short Circuit Rating: --- - Sections: --- 0 | Buy | "Provide a short circuit, coordination, and arc flash analysis at the Des Moines facility down to the 480V and 208V MCCs, Power Panels, Disconnects, and Control Panels as shown in the document listed above. o Development of an accurate update of the System Model for the facility ▪ Model to be based on an update to a customer provided native model, data contained in a previous report, and documentation provided. o Short Circuit Current Calculations and Analysis o Time Current Curve Development and Coordination Analysis o Device Duty Analysis o Arc Flash Incident Energy Analysis ▪ Calculations shall be completed in accordance with the latest version of NFPA 70E and IEEE 1584. ▪ Labels compliant with the latest version of NFPA 70E will be provided and installed for all equipment where the calculated Arc Flash Hazard exceeds 1.2cal/cm2 o An electronic report with equipment data, short circuit values, device duty analysis results, time current curves, and incident energy calculations will be provided at the completion of the analysis. o Approximately (58) Arc Flash Labels will be provided by RMS Energy and installed by Site EC. o System impedance diagrams will be printed as a PDF from the study software and presented in the final report." "States/Oppidan to provide all data and apply all labels – no site visit by RMS Energy is included in this scope of work. Data to include: • Updated available fault data from the Utility. Phase 1 values will be used unless otherwise directed by States/Oppidan. • Nameplate or drawings/datasheets for all equipment to be modeled. • As installed cable sizes and approximate lengths." "General Comments/Clarifications: • Phase 1 system model file must be provided in order to complete the above scope of work. If model files are not provided additional charges will occur and will be discussed with States/Oppidan. • The analysis will not include the following: o Equipment fed from 240V/208V transformers rated below 45KVA. o MCC loads that are below 50HP and/or 100A. o Single phase equipment. o DC equipment. • Where native software files are required in this proposal, it is assumed that a fully functional software model will be provided. If not fully functional than additional costs may apply. Examples of the files expected shall include: o Full project folder including .PRJ file for SKM o .OTI and .MDF files for ETAP o .DEZ file for EasyPower o Where custom libraries are created, they must be transmitted with the model." "• Where onsite data collection is to be completed by RMS Energy under this scope, RMS will provide (1) Field Technician/Engineer to complete data collection. Customer to provide (1) NFPA 70E Trained and Qualified person to assist with locating equipment, opening doors, and removing covers as necessary to support the data collector. o While generally data can be collected safely with equipment energized, at times this cannot be safely completed without de-energizing equipment. It will be the discretion of the data collection team to determine if safety concerns exists and request equipment to be de-energized if necessary. Additional time necessary to establish safe working conditions is not included in this proposal. • While this scope will recommend settings for devices with adjustable setpoints, the actual modification, change, or testing to the field device is not included at this time. • The equipment listed in the Project Scope Summary is RMS Energy’s best interpretation of the site equipment based on available information. • The analysis scope includes only equipment as listed in Project Scope Summary. • System model will be based on the best interpretation of the system connection based on the information that is available at the time of the quote. • Short Circuit and Device Duty Analysis will be completed based on identified equipment ratings, where equipment ratings cannot be identified they will be identified accordingly." "• The major scope of this analysis is to provide Arc Flash Hazard Analysis and labeling as part of compliance with NFPA 70E Standards for Electrical Safety in the Workplace. A detailed review of any parts of the system according to specific Health Care standards such as NFPA 70 (NEC) Article 517, NFPA 99, or others is not included in this scope. • RMS assumes that any deviation from the referenced scope of work will be billed on a T&M basis per the current RMS Energy standard rate sheet. • Services to be performed pursuant to terms and conditions agreed upon by both parties or https://www.rmsenergy.com/termsconditions • RMS requires an executed purchase order or written notice to proceed prior to commencement of work. • Any applicable taxes are not included in our price. • If within (24) hours of scheduled work, the project is cancelled, RMS will bill for travel and per diems. This includes weather delays. • Materials purchased and Travel if necessary for data collection by RMS Energy will be performed on a T&M basis and material will be invoiced at a 20% markup." | EA | EA |  | TRUE |  | P | PPD | 100
133536 | 1 | 1 | States | Dayton | Andrew Olson | TRUE | 2026-05-22T00:00:00 | 2027-02-08T00:00:00 | 2027-02-08T00:00:00 | 3 | 0 | 3 | 156480 | 469440 | 55369-6417 | USA | N30 | 1953 | RMS ENERGY | 56345 | NETA Testing Services | Category: --- LV - Other --- Identifier: --- NETA Testing Services ---------------------------------- - Enclosure Rating: --- - System voltage: --- - Bus amperage: --- - Short Circuit Rating: --- - Sections: --- 0 | Buy | "Category: --- LV - Other --- Identifier: --- NETA Testing Services ---------------------------------- - Enclosure Rating: --- - System voltage: --- - Bus amperage: --- - Short Circuit Rating: --- - Sections: --- 0" | EA | EA |  | TRUE |  | P | PPD | Dayton
133536 | 2 | 1 | States | Dayton | Andrew Olson | TRUE | 2026-05-22T00:00:00 | 2027-02-08T00:00:00 | 2027-02-08T00:00:00 | 3 | 0 | 3 | 15915 | 47745 | 55369-6417 | USA | N30 | 1953 | RMS ENERGY | 56345 | Short Circuit, Coordination, and Arc Flash Study A | Category: --- LV - Other --- Identifier: --- Short Circuit, Coordination, and Arc Flash Study Analysis ---------------------------------- - Enclosure Rating: --- - System voltage: --- - Bus amperage: --- - Short Circuit Rating: --- - Sections: --- 0 | Buy | "Category: --- LV - Other --- Identifier: --- Short Circuit, Coordination, and Arc Flash Study Analysis ---------------------------------- - Enclosure Rating: --- - System voltage: --- - Bus amperage: --- - Short Circuit Rating: --- - Sections: --- 0" | EA | EA |  | TRUE |  | P | PPD | Dayton
133591 | 1 | 1 | States | Dayton | Andrew Olson | TRUE | 2026-05-26T00:00:00 | 2027-02-08T00:00:00 | 2027-02-08T00:00:00 | 2 | 0 | 2 | 129162 | 258324 | 55369-6417 | USA | N30 | 1953 | RMS ENERGY | 56345 | NETA Testing Services | Category: --- LV - Other --- Identifier: --- NETA Testing Services ---------------------------------- - Enclosure Rating: --- - System voltage: --- - Bus amperage: --- - Short Circuit Rating: --- - Sections: --- 0 | Buy | "Category: --- LV - Other --- Identifier: --- NETA Testing Services ---------------------------------- - Enclosure Rating: --- - System voltage: --- - Bus amperage: --- - Short Circuit Rating: --- - Sections: --- 0" | EA | EA |  | TRUE |  | P | PPD | Dayton
133591 | 2 | 1 | States | Dayton | Andrew Olson | TRUE | 2026-05-26T00:00:00 | 2027-02-08T00:00:00 | 2027-02-08T00:00:00 | 2 | 0 | 2 | 13949 | 27898 | 55369-6417 | USA | N30 | 1953 | RMS ENERGY | 56345 | Short Circuit, Coordination, and Arc Flash Study A | Category: --- LV - Other --- Identifier: --- Short Circuit, Coordination, and Arc Flash Study Analysis ---------------------------------- - Enclosure Rating: --- - System voltage: --- - Bus amperage: --- - Short Circuit Rating: --- - Sections: --- 0 | Buy | "Category: --- LV - Other --- Identifier: --- Short Circuit, Coordination, and Arc Flash Study Analysis ---------------------------------- - Enclosure Rating: --- - System voltage: --- - Bus amperage: --- - Short Circuit Rating: --- - Sections: --- 0" | EA | EA |  | TRUE |  | P | PPD | Dayton
133588 | 1 | 1 | States | Dayton | Andrew Olson | TRUE | 2026-05-26T00:00:00 | 2026-12-14T00:00:00 | 2026-12-14T00:00:00 | 3 | 0 | 3 | 49011.6666 | 147035 | 55369-6417 | USA | N30 | 1953 | RMS ENERGY | 56345 | NETA Testing Services | Category: --- LV - Other --- Identifier: --- NETA Testing Services ---------------------------------- - Enclosure Rating: --- - System voltage: --- - Bus amperage: --- - Short Circuit Rating: --- - Sections: --- 0 | Buy | "Category: --- LV - Other --- Identifier: --- NETA Testing Services ---------------------------------- - Enclosure Rating: --- - System voltage: --- - Bus amperage: --- - Short Circuit Rating: --- - Sections: --- 0" | EA | EA |  | TRUE |  | P | PPD | Dayton
133588 | 2 | 1 | States | Dayton | Andrew Olson | TRUE | 2026-05-26T00:00:00 | 2026-12-14T00:00:00 | 2026-12-14T00:00:00 | 3 | 0 | 3 | 15748 | 47244 | 55369-6417 | USA | N30 | 1953 | RMS ENERGY | 56345 | Short Circuit, Coordination, and Arc Flash Study A | Category: --- LV - Other --- Identifier: --- Short Circuit, Coordination, and Arc Flash Study Analysis ---------------------------------- - Enclosure Rating: --- - System voltage: --- - Bus amperage: --- - Short Circuit Rating: --- - Sections: --- 0 | Buy | "Category: --- LV - Other --- Identifier: --- Short Circuit, Coordination, and Arc Flash Study Analysis ---------------------------------- - Enclosure Rating: --- - System voltage: --- - Bus amperage: --- - Short Circuit Rating: --- - Sections: --- 0" | EA | EA |  | TRUE |  | P | PPD | Dayton
133542 | 1 | 1 | States | Champlin | Andrew Olson | TRUE | 2026-05-22T00:00:00 | 2026-10-12T00:00:00 | 2026-10-12T00:00:00 | 4 | 0 | 4 | 76557 | 306228 | 55316-3157 | USA | N30 | 1953 | RMS ENERGY | 56345 | NETA Testing Services | Category: --- LV - Other --- Identifier: --- NETA Testing Services ---------------------------------- - Enclosure Rating: --- - System voltage: --- - Bus amperage: --- - Short Circuit Rating: --- - Sections: --- 0 | Buy | "Category: --- LV - Other --- Identifier: --- NETA Testing Services ---------------------------------- - Enclosure Rating: --- - System voltage: --- - Bus amperage: --- - Short Circuit Rating: --- - Sections: --- 0" | EA | EA |  | TRUE |  | P | PPD | 100
133542 | 2 | 1 | States | Champlin | Andrew Olson | TRUE | 2026-05-22T00:00:00 | 2026-10-05T00:00:00 | 2026-10-05T00:00:00 | 4 | 0 | 4 | 11846 | 47384 | 55316-3157 | USA | N30 | 1953 | RMS ENERGY | 56345 | Short Circuit, Coordination, and Arc Flash Study A | Category: --- LV - Other --- Identifier: --- Short Circuit, Coordination, and Arc Flash Study Analysis ---------------------------------- - Enclosure Rating: --- - System voltage: --- - Bus amperage: --- - Short Circuit Rating: --- - Sections: --- 0 | Buy | "Category: --- LV - Other --- Identifier: --- Short Circuit, Coordination, and Arc Flash Study Analysis ---------------------------------- - Enclosure Rating: --- - System voltage: --- - Bus amperage: --- - Short Circuit Rating: --- - Sections: --- 0" | EA | EA |  | TRUE |  | P | PPD | 100
133532 | 1 | 1 | States | Champlin | Andrew Olson | TRUE | 2026-05-22T00:00:00 | 2026-12-19T00:00:00 | 2026-12-19T00:00:00 | 3 | 0 | 3 | 156480 | 469440 | 55316-3157 | USA | N30 | 1953 | RMS ENERGY | 56345 | NETA Testing Services | Category: --- LV - Other --- Identifier: --- NETA Testing Services ---------------------------------- - Enclosure Rating: --- - System voltage: --- - Bus amperage: --- - Short Circuit Rating: --- - Sections: --- 0 | Buy | RMS Energy Co, LLC is providing a proposal for the execution of manufacturer NETA testing for States at their facility in Champlin, MN. "02PDU-AB.1 • Twelve (12) LV Breakers • Twelve (12) Meters • Twelve (12) Sets of CTs 02PDU-AA.1 • Twelve (12) LV Breakers • Twelve (12) Meters • Twelve (12) Sets of CTs 02PDU-AB.2 • Twelve (12) LV Breakers • Twelve (12) Meters • Twelve (12) Sets of CTs 02PDU-AA.2 • Twelve (12) LV Breakers • Twelve (12) Meters • Twelve (12) Sets of CTs 02PDU-BB.1 • Twelve (12) LV Breakers • Twelve (12) Meters • Twelve (12) Sets of CTs" "02PDU-BA.1 • Twelve (12) LV Breakers • Twelve (12) Meters • Twelve (12) Sets of CTs" "02UPS-A-DIST • Seven (7) LV Breakers • Four (4) Sets of CTs 02UPS-B-DIST • Seven (7) LV Breakers • Four (4) Sets of CTs 02MBP-A • Two (2) LV Breakers • One (1) Meter • One (1) Set of CTs 02MBP-B • Two (2) LV Breakers • One (1) Meter • One (1) Set of CTs 02MSB-N-1 • Seven (7) LV Breakers • One (1) Meter • One (1) Sets of CTs • Two (2) Sets of PTs 02MSB-N-2 • Twelve (12) LV Breakers • One (1) Meter • One (1) Sets of CTs • Two (2) Sets of PTs" | EA | EA |  | TRUE |  | P | PPD | 100
133532 | 2 | 1 | States | Champlin | Andrew Olson | TRUE | 2026-05-22T00:00:00 | 2026-12-14T00:00:00 | 2026-12-14T00:00:00 | 3 | 0 | 3 | 15915 | 47745 | 55316-3157 | USA | N30 | 1953 | RMS ENERGY | 56345 | Short Circuit, Coordination, and Arc Flash Study A | Category: --- LV - Other --- Identifier: --- Short Circuit, Coordination, and Arc Flash Study Analysis ---------------------------------- - Enclosure Rating: --- - System voltage: --- - Bus amperage: --- - Short Circuit Rating: --- - Sections: --- 0 | Buy | "• Provide a short circuit, coordination, and arc flash analysis at the Chicago facility down to the 480V and 208V MCCs, Power Panels, Disconnects, and Control Panels as shown in the document listed above. o Development of an accurate update of the System Model for the facility ▪ Model to be based on an update to a customer provided native model, data contained in a previous report, and documentation provided. o Short Circuit Current Calculations and Analysis o Time Current Curve Development and Coordination Analysis o Device Duty Analysis o Arc Flash Incident Energy Analysis ▪ Calculations shall be completed in accordance with the latest version of NFPA 70E and IEEE 1584. ▪ Labels compliant with the latest version of NFPA 70E will be provided and installed for all equipment where the calculated Arc Flash Hazard exceeds 1.2cal/cm2 o An electronic report with equipment data, short circuit values, device duty analysis results, time current curves, and incident energy calculations will be provided at the completion of the analysis. o Approximately (88) Arc Flash Labels will be provided by RMS Energy and installed by Site EC. o System impedance diagrams will be printed as a PDF from the study software and presented in the final report." "States/Oppidan to provide all data and apply all labels – no site visit by RMS Energy is included in this scope of work. Data to include: • Updated available fault data from the Utility. Phase 1 values will be used unless otherwise directed by States/Oppidan. • Nameplate or drawings/datasheets for all equipment to be modeled. • As installed cable sizes and approximate lengths." "General Comments/Clarifications: • Phase 1 system model file must be provided in order to complete the above scope of work. If model files are not provided additional charges will occur and will be discussed with States/Oppidan. • The analysis will not include the following: o Equipment fed from 240V/208V transformers rated below 45KVA. o MCC loads that are below 50HP and/or 100A. o Single phase equipment. o DC equipment. • Where native software files are required in this proposal, it is assumed that a fully functional software model will be provided. If not fully functional than additional costs may apply. Examples of the files expected shall include: o Full project folder including .PRJ file for SKM o .OTI and .MDF files for ETAP o .DEZ file for EasyPower o Where custom libraries are created, they must be transmitted with the model. • Where onsite data collection is to be completed by RMS Energy under this scope, RMS will provide (1) Field Technician/Engineer to complete data collection. Customer to provide (1) NFPA 70E Trained and Qualified person to assist with locating equipment, opening doors, and removing covers as necessary to support the data collector. o While generally data can be collected safely with equipment energized, at times this cannot be safely completed without de-energizing equipment. It will be the discretion of the data collection team to determine if safety concerns exists and request equipment to be de-energized if necessary. Additional time necessary to establish safe working conditions is not included in this proposal." "• While this scope will recommend settings for devices with adjustable setpoints, the actual modification, change, or testing to the field device is not included at this time. • The equipment listed in the Project Scope Summary is RMS Energy’s best interpretation of the site equipment based on available information. • The analysis scope includes only equipment as listed in Project Scope Summary. • System model will be based on the best interpretation of the system connection based on the information that is available at the time of the quote. • Short Circuit and Device Duty Analysis will be completed based on identified equipment ratings, where equipment ratings cannot be identified they will be identified accordingly." "• The major scope of this analysis is to provide Arc Flash Hazard Analysis and labeling as part of compliance with NFPA 70E Standards for Electrical Safety in the Workplace. A detailed review of any parts of the system according to specific Health Care standards such as NFPA 70 (NEC) Article 517, NFPA 99, or others is not included in this scope. • RMS assumes that any deviation from the referenced scope of work will be billed on a T&M basis per the current RMS Energy standard rate sheet. • Services to be performed pursuant to terms and conditions agreed upon by both parties or https://www.rmsenergy.com/termsconditions • RMS requires an executed purchase order or written notice to proceed prior to commencement of work. • Any applicable taxes are not included in our price. • If within (24) hours of scheduled work, the project is cancelled, RMS will bill for travel and per diems. This includes weather delays. • Materials purchased and Travel if necessary for data collection by RMS Energy will be performed on a T&M basis and material will be invoiced at a 20% markup." | EA | EA |  | TRUE |  | P | PPD | 100
133529 | 1 | 1 | States | Dayton | Andrew Olson | TRUE | 2026-05-22T00:00:00 | 2026-10-12T00:00:00 | 2026-10-12T00:00:00 | 3 | 0 | 3 | 156480 | 469440 | 55369-6417 | USA | N30 | 1953 | RMS ENERGY | 56345 | NETA Testing Services | Category: --- LV - Other --- Identifier: --- NETA Testing Services ---------------------------------- - Enclosure Rating: --- - System voltage: --- - Bus amperage: --- - Short Circuit Rating: --- - Sections: --- 0 | Buy | NETA Testing Services | EA | EA |  | TRUE |  | P | PPD | Dayton
133529 | 2 | 1 | States | Dayton | Andrew Olson | TRUE | 2026-05-22T00:00:00 | 2026-10-12T00:00:00 | 2026-10-12T00:00:00 | 3 | 0 | 3 | 15915 | 47745 | 55369-6417 | USA | N30 | 1953 | RMS ENERGY | 56345 | Short Circuit, Coordination, and Arc Flash Study A | Category: --- LV - Other --- Identifier: --- Short Circuit, Coordination, and Arc Flash Study Analysis ---------------------------------- - Enclosure Rating: --- - System voltage: --- - Bus amperage: --- - Short Circuit Rating: --- - Sections: --- 0 | Buy | "Category: --- LV - Other --- Identifier: --- Short Circuit, Coordination, and Arc Flash Study Analysis ---------------------------------- - Enclosure Rating: --- - System voltage: --- - Bus amperage: --- - Short Circuit Rating: --- - Sections: --- 0" | EA | EA |  | TRUE |  | P | PPD | Dayton
133545 | 1 | 1 | States | Dayton | Andrew Olson | TRUE | 2026-05-22T00:00:00 | 2026-12-17T00:00:00 | 2026-12-17T00:00:00 | 4 | 0 | 4 | 76557 | 306228 | 55369-6417 | USA | N30 | 1953 | RMS ENERGY | 56345 | NETA Testing Services | Category: --- LV - Other --- Identifier: --- NETA Testing Services ---------------------------------- - Enclosure Rating: --- - System voltage: --- - Bus amperage: --- - Short Circuit Rating: --- - Sections: --- 0 | Buy | "Category: --- LV - Other --- Identifier: --- NETA Testing Services ---------------------------------- - Enclosure Rating: --- - System voltage: --- - Bus amperage: --- - Short Circuit Rating: --- - Sections: --- 0" | EA | EA |  | TRUE |  | P | PPD | Dayton
133545 | 2 | 1 | States | Dayton | Andrew Olson | TRUE | 2026-05-22T00:00:00 | 2026-12-17T00:00:00 | 2026-12-17T00:00:00 | 4 | 0 | 4 | 11846 | 47384 | 55369-6417 | USA | N30 | 1953 | RMS ENERGY | 56345 | Short Circuit, Coordination, and Arc Flash Study A | Category: --- LV - Other --- Identifier: --- Short Circuit, Coordination, and Arc Flash Study Analysis ---------------------------------- - Enclosure Rating: --- - System voltage: --- - Bus amperage: --- - Short Circuit Rating: --- - Sections: --- 0 | Buy | "Category: --- LV - Other --- Identifier: --- Short Circuit, Coordination, and Arc Flash Study Analysis ---------------------------------- - Enclosure Rating: --- - System voltage: --- - Bus amperage: --- - Short Circuit Rating: --- - Sections: --- 0" | EA | EA |  | TRUE |  | P | PPD | Dayton
133533 | 1 | 1 | States | Champlin | Andrew Olson | TRUE | 2026-05-22T00:00:00 | 2026-12-21T00:00:00 | 2026-12-21T00:00:00 | 3 | 0 | 3 | 156480 | 469440 | 55316-3157 | USA | N30 | 1953 | RMS ENERGY | 56345 | NETA Testing Services | Category: --- LV - Other --- Identifier: --- NETA Testing Services ---------------------------------- - Enclosure Rating: --- - System voltage: --- - Bus amperage: --- - Short Circuit Rating: --- - Sections: --- 0 | Buy | RMS Energy Co, LLC is providing a proposal for the execution of manufacturer NETA testing for States at their facility in Champlin, MN. "02PDU-AB.1 • Twelve (12) LV Breakers • Twelve (12) Meters • Twelve (12) Sets of CTs" "02PDU-AA.1 • Twelve (12) LV Breakers • Twelve (12) Meters • Twelve (12) Sets of CTs" "02PDU-AB.2 • Twelve (12) LV Breakers • Twelve (12) Meters • Twelve (12) Sets of CTs" "02PDU-AA.2 • Twelve (12) LV Breakers • Twelve (12) Meters • Twelve (12) Sets of CTs" "02PDU-BB.1 • Twelve (12) LV Breakers • Twelve (12) Meters • Twelve (12) Sets of CTs" "02PDU-BA.1 • Twelve (12) LV Breakers • Twelve (12) Meters • Twelve (12) Sets of CTs" "02UPS-A-DIST • Seven (7) LV Breakers • Four (4) Sets of CTs" "02UPS-B-DIST • Seven (7) LV Breakers • Four (4) Sets of CTs" "02MBP-A • Two (2) LV Breakers • One (1) Meter • One (1) Set of CTs" "02MBP-B • Two (2) LV Breakers • One (1) Meter • One (1) Set of CTs" "02MSB-N-1 • Seven (7) LV Breakers • One (1) Meter • One (1) Sets of CTs • Two (2) Set | EA | EA |  | TRUE |  | P | PPD | 100
133533 | 2 | 1 | States | Champlin | Andrew Olson | TRUE | 2026-05-22T00:00:00 | 2026-12-07T00:00:00 | 2026-12-07T00:00:00 | 3 | 0 | 3 | 15915 | 47745 | 55316-3157 | USA | N30 | 1953 | RMS ENERGY | 56345 | Short Circuit, Coordination, and Arc Flash Study A | Category: --- LV - Other --- Identifier: --- Short Circuit, Coordination, and Arc Flash Study Analysis ---------------------------------- - Enclosure Rating: --- - System voltage: --- - Bus amperage: --- - Short Circuit Rating: --- - Sections: --- 0 | Buy | "Category: --- LV - Other --- Identifier: --- Short Circuit, Coordination, and Arc Flash Study Analysis ---------------------------------- - Enclosure Rating: --- - System voltage: --- - Bus amperage: --- - Short Circuit Rating: --- - Sections: --- 0" | EA | EA |  | TRUE |  | P | PPD | 100
133622 | 1 | 1 | States | Dayton | Andrew Olson | TRUE | 2026-05-27T00:00:00 | 2027-02-08T00:00:00 | 2027-02-08T00:00:00 | 1 | 0 | 1 | 147035 | 147035 | 55369-6417 | USA | N30 | 1953 | RMS ENERGY | 56345 | NETA Testing Services | Category: --- LV - Other --- Identifier: --- NETA Testing Services ---------------------------------- - Enclosure Rating: --- - System voltage: --- - Bus amperage: --- - Short Circuit Rating: --- - Sections: --- 0 | Buy | "Category: --- LV - Other --- Identifier: --- NETA Testing Services ---------------------------------- - Enclosure Rating: --- - System voltage: --- - Bus amperage: --- - Short Circuit Rating: --- - Sections: --- 0" | EA | EA |  | TRUE |  | P | PPD | Dayton
133622 | 2 | 1 | States | Dayton | Andrew Olson | TRUE | 2026-05-27T00:00:00 | 2027-02-08T00:00:00 | 2027-02-08T00:00:00 | 1 | 0 | 1 | 47244 | 47244 | 55369-6417 | USA | N30 | 1953 | RMS ENERGY | 56345 | Short Circuit, Coordination, and Arc Flash Study A | Category: --- LV - Other --- Identifier: --- Short Circuit, Coordination, and Arc Flash Study Analysis ---------------------------------- - Enclosure Rating: --- - System voltage: --- - Bus amperage: --- - Short Circuit Rating: --- - Sections: --- 0 | Buy | "Category: --- LV - Other --- Identifier: --- Short Circuit, Coordination, and Arc Flash Study Analysis ---------------------------------- - Enclosure Rating: --- - System voltage: --- - Bus amperage: --- - Short Circuit Rating: --- - Sections: --- 0" | EA | EA |  | TRUE |  | P | PPD | Dayton
134245 | 1 | 1 | States | Champlin | Andrew Olson | TRUE | 2026-06-22T00:00:00 | 2026-07-31T00:00:00 | 2026-07-31T00:00:00 | 1 | 0 | 1 | 3927 | 3927 | 55316-3157 | USA | N30 | 1953 | RMS ENERGY | 56345 | Short Circuit, Coordination, and Arc Flash Study A | Category: --- LV - Other --- Identifier: --- Short Circuit, Coordination, and Arc Flash Study Analysis ---------------------------------- - Enclosure Rating: --- - System voltage: --- - Bus amperage: --- - Short Circuit Rating: --- - Sections: --- 0 | Buy | Category: --- LV - Other --- Identifier: --- Short Circuit, Coordination, and Arc Flash Study Analysis ---------------------------------- - Enclosure Rating: --- - System voltage: --- - Bus amperage: --- - Short Circuit Rating: --- - Sections: --- 0 | EA | EA |  | TRUE |  | P | PPD | 100
133541 | 1 | 1 | States | Champlin | Andrew Olson | TRUE | 2026-05-22T00:00:00 | 2026-10-12T00:00:00 | 2026-10-12T00:00:00 | 4 | 0 | 4 | 76557 | 306228 | 55316-3157 | USA | N30 | 1953 | RMS ENERGY | 56345 | NETA Testing Services | Category: --- LV - Other --- Identifier: --- NETA Testing Services ---------------------------------- - Enclosure Rating: --- - System voltage: --- - Bus amperage: --- - Short Circuit Rating: --- - Sections: --- 0 | Buy | "Category: --- LV - Other --- Identifier: --- NETA Testing Services ---------------------------------- - Enclosure Rating: --- - System voltage: --- - Bus amperage: --- - Short Circuit Rating: --- - Sections: --- 0" | EA | EA |  | TRUE |  | P | PPD | 100
133541 | 2 | 1 | States | Champlin | Andrew Olson | TRUE | 2026-05-22T00:00:00 | 2026-10-05T00:00:00 | 2026-10-05T00:00:00 | 4 | 0 | 4 | 11846 | 47384 | 55316-3157 | USA | N30 | 1953 | RMS ENERGY | 56345 | Short Circuit, Coordination, and Arc Flash Study A | Category: --- LV - Other --- Identifier: --- Short Circuit, Coordination, and Arc Flash Study Analysis ---------------------------------- - Enclosure Rating: --- - System voltage: --- - Bus amperage: --- - Short Circuit Rating: --- - Sections: --- 0 | Buy | "Category: --- LV - Other --- Identifier: --- Short Circuit, Coordination, and Arc Flash Study Analysis ---------------------------------- - Enclosure Rating: --- - System voltage: --- - Bus amperage: --- - Short Circuit Rating: --- - Sections: --- 0" | EA | EA |  | TRUE |  | P | PPD | 100
133537 | 1 | 1 | States | Dayton | Andrew Olson | TRUE | 2026-05-22T00:00:00 | 2026-12-17T00:00:00 | 2026-12-17T00:00:00 | 4 | 0 | 4 | 76557 | 306228 | 55369-6417 | USA | N30 | 1953 | RMS ENERGY | 56345 | NETA Testing Services | Category: --- LV - Other --- Identifier: --- NETA Testing Services ---------------------------------- - Enclosure Rating: --- - System voltage: --- - Bus amperage: --- - Short Circuit Rating: --- - Sections: --- 0 | Buy | "Category: --- LV - Other --- Identifier: --- NETA Testing Services ---------------------------------- - Enclosure Rating: --- - System voltage: --- - Bus amperage: --- - Short Circuit Rating: --- - Sections: --- 0" | EA | EA |  | TRUE |  | P | PPD | Dayton
133537 | 2 | 1 | States | Dayton | Andrew Olson | TRUE | 2026-05-22T00:00:00 | 2026-12-17T00:00:00 | 2026-12-17T00:00:00 | 4 | 0 | 4 | 11846 | 47384 | 55369-6417 | USA | N30 | 1953 | RMS ENERGY | 56345 | Short Circuit, Coordination, and Arc Flash Study A | Category: --- LV - Other --- Identifier: --- Short Circuit, Coordination, and Arc Flash Study Analysis ---------------------------------- - Enclosure Rating: --- - System voltage: --- - Bus amperage: --- - Short Circuit Rating: --- - Sections: --- 0 | Buy | "Category: --- LV - Other --- Identifier: --- Short Circuit, Coordination, and Arc Flash Study Analysis ---------------------------------- - Enclosure Rating: --- - System voltage: --- - Bus amperage: --- - Short Circuit Rating: --- - Sections: --- 0" | EA | EA |  | TRUE |  | P | PPD | Dayton
134023 | 4 | 1 | States | Dayton | Megan Swymeler | TRUE | 2026-06-12T00:00:00 | 2026-09-04T00:00:00 | 2026-09-04T00:00:00 | 12 | 0 | 12 | 1397 | 16764 | 55369-6417 | USA | N30 | 1957 | Lindsey Systems | 91702 | 9566/0623/5M/H | VR-27KV-SINGLE-SENSOR 1 SEL 735 | PUR | VR-27KV-SINGLE-SENSOR 1 SEL 735 | EA | EA |  | TRUE |  | P | PPD | DAYTON
134023 | 3 | 1 | States | Dayton | Megan Swymeler | TRUE | 2026-06-12T00:00:00 | 2026-09-04T00:00:00 | 2026-09-04T00:00:00 | 9 | 0 | 9 | 1397 | 12573 | 55369-6417 | USA | N30 | 1957 | Lindsey Systems | 91702 | 9566/0223/667K/H | VR-27KV-MULTI-SENSOR 3 SEL 751 | PUR | VR-27KV-MULTI-SENSOR 3 SEL 751 | EA | EA |  | TRUE |  | P | PPD | DAYTON
134023 | 2 | 1 | States | Dayton | Megan Swymeler | TRUE | 2026-06-12T00:00:00 | 2026-09-04T00:00:00 | 2026-09-04T00:00:00 | 12 | 0 | 12 | 1397 | 16764 | 55369-6417 | USA | N30 | 1957 | Lindsey Systems | 91702 | 9566/0223/2M/H | VR-27KV-SINGLE-SENSOR 1 SEL 751 | PUR | VR-27KV-SINGLE-SENSOR 1 SEL 751 | EA | EA |  | TRUE |  | P | PPD | DAYTON
134023 | 1 | 1 | States | Dayton | Megan Swymeler | TRUE | 2026-06-12T00:00:00 | 2026-09-04T00:00:00 | 2026-09-04T00:00:00 | 3 | 0 | 3 | 1397 | 4191 | 55369-6417 | USA | N30 | 1957 | Lindsey Systems | 91702 | 9566/0223/0.5M/H | VR-27KV-MULTI-SENSOR 4 SEL 751 | PUR | VR-27KV-MULTI-SENSOR 4 SEL 751 | EA | EA |  | TRUE |  | P | PPD | DAYTON
133822 | 1 | 1 | States | Dayton | Megan Swymeler | TRUE | 2026-06-03T00:00:00 | 2026-08-25T00:00:00 | 2026-08-25T00:00:00 | 48 | 0 | 48 | 1324 | 127104 | 55369-6417 | USA | N30 | 1957 | Lindsey Systems | 91702 | 9562/0X23/20/5M/H | 9562/0X23/20/5M/H, 6” tall 95kV BiL standoff, 20:1 ratio with 5M ohm load, 30’ cast-in pigtail cable, 11kV 1 min hi-pot. Rp=15M//15M//15M Rs=277.8K | PUR | 9562/0X23/20/5M/H, 6” tall 95kV BiL standoff, 20:1 ratio with 5M ohm load, 30’ cast-in pigtail cable, 11kV 1 min hi-pot. Rp=15M//15M//15M Rs=277.8K | EA | EA |  | TRUE |  | P | PPD | DAYTON
133822 | 1 | 2 | States | Dayton | Megan Swymeler | TRUE | 2026-06-03T00:00:00 | 2026-09-24T00:00:00 | 2026-09-24T00:00:00 | 48 | 0 | 48 | 1324 | 127104 | 55369-6417 | USA | N30 | 1957 | Lindsey Systems | 91702 | 9562/0X23/20/5M/H | 9562/0X23/20/5M/H, 6” tall 95kV BiL standoff, 20:1 ratio with 5M ohm load, 30’ cast-in pigtail cable, 11kV 1 min hi-pot. Rp=15M//15M//15M Rs=277.8K | PUR | 9562/0X23/20/5M/H, 6” tall 95kV BiL standoff, 20:1 ratio with 5M ohm load, 30’ cast-in pigtail cable, 11kV 1 min hi-pot. Rp=15M//15M//15M Rs=277.8K | EA | EA |  | TRUE |  | P | PPD | DAYTON
134246 | 4 | 3 | States | Dayton | Megan Swymeler | TRUE | 2026-06-22T00:00:00 | 2027-01-19T00:00:00 | 2027-01-19T00:00:00 | 3 | 0 | 3 | 1457 | 17484 | 55369-6417 | USA | N30 | 1957 | Lindsey Systems | 91702 | 9567/0X23/285/5M/H | 9567/0X23/285/5M/H, 15” tall, 150kV BiL standoff, 285:1 ratio with 5M ohm load, 30’ pigtail cable, 50kV 1Min Hi-Pot (use for SEL-735) | PUR | 9567/0X13/285/5M/H, 15” tall, 150kV BiL standoff, 285:1 ratio with 5M ohm load, 30’ pigtail cable, 50kV 1Min Hi-Pot (use for SEL-735) | EA | EA |  | TRUE |  | P | PPD | DAYTON
134246 | 4 | 2 | States | Dayton | Megan Swymeler | TRUE | 2026-06-22T00:00:00 | 2026-11-02T00:00:00 | 2026-11-02T00:00:00 | 6 | 0 | 6 | 1457 | 17484 | 55369-6417 | USA | N30 | 1957 | Lindsey Systems | 91702 | 9567/0X23/285/5M/H | 9567/0X23/285/5M/H, 15” tall, 150kV BiL standoff, 285:1 ratio with 5M ohm load, 30’ pigtail cable, 50kV 1Min Hi-Pot (use for SEL-735) | PUR | 9567/0X13/285/5M/H, 15” tall, 150kV BiL standoff, 285:1 ratio with 5M ohm load, 30’ pigtail cable, 50kV 1Min Hi-Pot (use for SEL-735) | EA | EA |  | TRUE |  | P | PPD | DAYTON
134246 | 4 | 1 | States | Dayton | Megan Swymeler | TRUE | 2026-06-22T00:00:00 | 2026-09-14T00:00:00 | 2026-09-14T00:00:00 | 3 | 0 | 3 | 1457 | 17484 | 55369-6417 | USA | N30 | 1957 | Lindsey Systems | 91702 | 9567/0X23/285/5M/H | 9567/0X23/285/5M/H, 15” tall, 150kV BiL standoff, 285:1 ratio with 5M ohm load, 30’ pigtail cable, 50kV 1Min Hi-Pot (use for SEL-735) | PUR | 9567/0X13/285/5M/H, 15” tall, 150kV BiL standoff, 285:1 ratio with 5M ohm load, 30’ pigtail cable, 50kV 1Min Hi-Pot (use for SEL-735) | EA | EA |  | TRUE |  | P | PPD | DAYTON
134246 | 3 | 3 | States | Dayton | Megan Swymeler | TRUE | 2026-06-22T00:00:00 | 2027-01-19T00:00:00 | 2027-01-19T00:00:00 | 3 | 0 | 3 | 1132 | 16980 | 55369-6417 | USA | N30 | 1957 | Lindsey Systems | 91702 | 9567/0323/2M/H | 9567/0323/2M/H, 15” tail 150kV BiL, 3300:1 ratio with 2M ohm load, 30’ casted-in pigtail (For 1 SEL-751 (SYNC check) Capable of Hi-pot @50kv for 1 minute | PUR | 9567/0323/2M/H, 15” tail 150kV BiL, 3300:1 ratio with 2M ohm load, 30’ casted-in pigtail (For 1 SEL-751 (SYNC check) Capable of Hi-pot @50kv for 1 minute | EA | EA |  | TRUE |  | P | PPD | DAYTON
134246 | 3 | 2 | States | Dayton | Megan Swymeler | TRUE | 2026-06-22T00:00:00 | 2026-11-02T00:00:00 | 2026-11-02T00:00:00 | 6 | 0 | 6 | 1132 | 16980 | 55369-6417 | USA | N30 | 1957 | Lindsey Systems | 91702 | 9567/0323/2M/H | 9567/0323/2M/H, 15” tail 150kV BiL, 3300:1 ratio with 2M ohm load, 30’ casted-in pigtail (For 1 SEL-751 (SYNC check) Capable of Hi-pot @50kv for 1 minute | PUR | 9567/0323/2M/H, 15” tail 150kV BiL, 3300:1 ratio with 2M ohm load, 30’ casted-in pigtail (For 1 SEL-751 (SYNC check) Capable of Hi-pot @50kv for 1 minute | EA | EA |  | TRUE |  | P | PPD | DAYTON
134246 | 3 | 1 | States | Dayton | Megan Swymeler | TRUE | 2026-06-22T00:00:00 | 2026-09-14T00:00:00 | 2026-09-14T00:00:00 | 6 | 0 | 6 | 1132 | 16980 | 55369-6417 | USA | N30 | 1957 | Lindsey Systems | 91702 | 9567/0323/2M/H | 9567/0323/2M/H, 15” tail 150kV BiL, 3300:1 ratio with 2M ohm load, 30’ casted-in pigtail (For 1 SEL-751 (SYNC check) Capable of Hi-pot @50kv for 1 minute | PUR | 9567/0323/2M/H, 15” tail 150kV BiL, 3300:1 ratio with 2M ohm load, 30’ casted-in pigtail (For 1 SEL-751 (SYNC check) Capable of Hi-pot @50kv for 1 minute | EA | EA |  | TRUE |  | P | PPD | DAYTON
133825 | 1 | 1 | States | Dayton | Megan Swymeler | TRUE | 2026-06-03T00:00:00 | 2026-10-16T00:00:00 | 2026-10-16T00:00:00 | 24 | 0 | 24 | 1356 | 32544 | 55369-6417 | USA | N30 | 1957 | Lindsey Systems | 91702 | 9567/0323/286K/RJ/H | 9567/0323/286K/RJ/H, 15” tail 150kV BiL, 3300:1 ratio with 286Kohm load, 30’ casted-in RJ45 cable (For 7 SEL-751 (2M ohm/7 = 286K ohm) Capable of Hi-pot @50kv for 1 minute | PUR | 9567/0323/286K/RJ/H, 15” tail 150kV BiL, 3300:1 ratio with 286Kohm load, 30’ casted-in RJ45 cable (For 7 SEL-751 (2M ohm/7 = 286K ohm) Capable of Hi-pot @50kv for 1 minute | EA | EA |  | TRUE |  | P | PPD | DAYTON
133825 | 2 | 1 | States | Dayton | Megan Swymeler | TRUE | 2026-06-03T00:00:00 | 2026-10-16T00:00:00 | 2026-10-16T00:00:00 | 14 | 0 | 14 | 1471 | 20594 | 55369-6417 | USA | N30 | 1957 | Lindsey Systems | 91702 | 9567/0323/2M/H | 9567/0323/2M/H, 15” tail 150kV BiL, 3300:1 ratio with 2M ohm load, 30’ casted-in pigtail (For 1 SEL-751 (SYNC check) Capable of Hi-pot @50kv for 1 minute | PUR | 9567/0323/2M/H, 15” tail 150kV BiL, 3300:1 ratio with 2M ohm load, 30’ casted-in pigtail (For 1 SEL-751 (SYNC check) Capable of Hi-pot @50kv for 1 minute | EA | EA |  | TRUE |  | P | PPD | DAYTON
133825 | 3 | 1 | States | Dayton | Megan Swymeler | TRUE | 2026-06-03T00:00:00 | 2026-10-16T00:00:00 | 2026-10-16T00:00:00 | 66 | 0 | 66 | 1556 | 102696 | 55369-6417 | USA | N30 | 1957 | Lindsey Systems | 91702 | 9567/0323/2M/RJ/H | 9567/0323/2M/RJ/H, 15” tail 150kV BiL, 3300:1 ratio with 2M ohm load, 30’ casted-in RJ45 cable (For 1 SEL-751 (2M ohm) Capable of Hi-pot @50kv for 1 minute | PUR | 9567/0323/2M/RJ/H, 15” tail 150kV BiL, 3300:1 ratio with 2M ohm load, 30’ casted-in RJ45 cable (For 1 SEL-751 (2M ohm) Capable of Hi-pot @50kv for 1 minute | EA | EA |  | TRUE |  | P | PPD | DAYTON
133825 | 4 | 1 | States | Dayton | Megan Swymeler | TRUE | 2026-06-03T00:00:00 | 2026-10-16T00:00:00 | 2026-10-16T00:00:00 | 12 | 0 | 12 | 1356 | 16272 | 55369-6417 | USA | N30 | 1957 | Lindsey Systems | 91702 | 9567/0323/333K/RJ/H | 9567/0323/333K/RJ/H, 15” tail 1590V BiL, 3300:1 ratio with 333K ohm load, 30’ casted-in RJ45 cable (For 6 SEL-751 (2M ohm/6 = 333k ohm)) Capable of Hi-pot @50kv for 1 minute | PUR | 9567/0323/333K/RJ/H, 15” tail 1590V BiL, 3300:1 ratio with 333K ohm load, 30’ casted-in RJ45 cable (For 6 SEL-751 (2M ohm/6 = 333k ohm)) Capable of Hi-pot @50kv for 1 minute | EA | EA |  | TRUE |  | P | PPD | DAYTON
133825 | 5 | 1 | States | Dayton | Megan Swymeler | TRUE | 2026-06-03T00:00:00 | 2026-10-16T00:00:00 | 2026-10-16T00:00:00 | 6 | 0 | 6 | 1356 | 8136 | 55369-6417 | USA | N30 | 1957 | Lindsey Systems | 91702 | 9567/0323/400K/RJ/H | 9567/0323/400K/RJ/H, 15” tail 150kV BiL, 3300:1 ratio with 400K ohm load, 30’ casted-in RJ45 cable (For 5 SEL-751 (2M/5 = 400K ohm) Capable of Hi-pot @50kv for 1 minute | PUR | 9567/0323/400K/RJ/H, 15” tail 150kV BiL, 3300:1 ratio with 400K ohm load, 30’ casted-in RJ45 cable (For 5 SEL-751 (2M/5 = 400K ohm) Capable of Hi-pot @50kv for 1 minute | EA | EA |  | TRUE |  | P | PPD | DAYTON
133825 | 6 | 1 | States | Dayton | Megan Swymeler | TRUE | 2026-06-03T00:00:00 | 2026-10-16T00:00:00 | 2026-10-16T00:00:00 | 42 | 0 | 42 | 1471 | 61782 | 55369-6417 | USA | N30 | 1957 | Lindsey Systems | 91702 | 9567/0723/5M/H | 9567/0723/5M/H, 15” tail 150kV BiL, 166:1 ratio with 5M ohm load, 30’ casted-in pigtail (For 1 SEL-735 (5M ohm) Capable of Hi-pot @50kv for 1 minute | PUR | 9567/0723/5M/H, 15” tail 150kV BiL, 166:1 ratio with 5M ohm load, 30’ casted-in pigtail (For 1 SEL-735 (5M ohm) Capable of Hi-pot @50kv for 1 minute | EA | EA |  | TRUE |  | P | PPD | DAYTON
133825 | 7 | 1 | States | Dayton | Megan Swymeler | TRUE | 2026-06-03T00:00:00 | 2026-10-16T00:00:00 | 2026-10-16T00:00:00 | 42 | 0 | 42 | 500 | 21000 | 55369-6417 | USA | N30 | 1957 | Lindsey Systems | 91702 | 95Patch-8 | 95Patch-8, patch panel for connecting 7 SEL-751 | PUR | 95Patch-8, patch panel for connecting 7 SEL-751 | EA | EA |  | TRUE |  | P | PPD | DAYTON
134677 | 1 | 1 | States | Dayton | Robert Boulka | TRUE | 2026-07-10T00:00:00 | 2026-07-30T00:00:00 |  | 1088 | 0 | 1088 | 1 | 1088 | 55369-6417 | USA | D99 | 1970 | RAMP BUSINESS CORPORATION | 10010 | PLY-.375-48X96 | CDX Plywood - 48" x 96" 3/8" | PUR | CDX Plywood - 48" x 96" 3/8" | SF | SF | MENA | FALSE |  | P | PPD | Dayton
134752 | 1 | 1 | States | Dayton | Taylor Barrett | TRUE | 2026-07-14T00:00:00 | 2026-07-24T00:00:00 |  | 3 | 0 | 3 | 55 | 165 | 55369-6417 | USA | D99 | 1970 | RAMP BUSINESS CORPORATION | 10010 | 5SHT-401 | AC (Current Transformers), ANSI CT, Single Phase, 5 A Output, 400/5, 1.56 in Aperture Diameter, 3.65 in Height, Current Transformers & Shunts | PUR | AC (Current Transformers), ANSI CT, Single Phase, 5 A Output, 400/5, 1.56 in Aperture Diameter, 3.65 in Height, Current Transformers & Shunts | EA | EA |  | TRUE |  | P | PPD
134834 | 1 | 1 | States | Dayton | Robert Boulka | TRUE | 2026-07-16T00:00:00 | 2026-07-22T00:00:00 | 2026-07-22T00:00:00 | 24 | 0 | 24 | 86.13 | 2067.12 | 55369-6417 | USA | D99 | 1970 | RAMP BUSINESS CORPORATION | 10010 | TE1500B33RJ | Resistor, 60mm Dia, 33 ohm, TE Series, 1.5 kW, ± 5%, Solder Lug | PUR | Resistor, 60mm Dia, 33 ohm, TE Series, 1.5 kW, ± 5%, Solder Lug | EA | EA |  | TRUE |  | P | PPD | DAYTON
134682 | 1 | 1 | States | Dayton | Robert Boulka | TRUE | 2026-07-13T00:00:00 | 2026-08-11T00:00:00 | 2026-08-11T00:00:00 | 2 | 0 | 2 | 339.6 | 2716.8 | 55369-6417 | USA | D99 | 1970 | RAMP BUSINESS CORPORATION | 10010 | Corrugated Switchboard Mat - 10 FT | 1/4" - 4' x 10' - GRE 8x10x8 | PUR | 1/4" - 4' x 10' - GRE 8x10x8 | EA | EA | afm | TRUE |  | P | PPD | DAYTON
134682 | 1 | 2 | States | Dayton | Robert Boulka | TRUE | 2026-07-13T00:00:00 | 2026-08-11T00:00:00 | 2026-08-11T00:00:00 | 2 | 0 | 2 | 339.6 | 2716.8 | 55369-6417 | USA | D99 | 1970 | RAMP BUSINESS CORPORATION | 10010 | Corrugated Switchboard Mat - 10 FT | 1/4" - 4' x 10' - GRE 8x10x8 | PUR | 1/4" - 4' x 10' - GRE 8x10x8 | EA | EA | afm | TRUE |  | P | PPD | DAYTON
134682 | 1 | 3 | States | Dayton | Robert Boulka | TRUE | 2026-07-13T00:00:00 | 2026-08-11T00:00:00 | 2026-08-11T00:00:00 | 2 | 0 | 2 | 339.6 | 2716.8 | 55369-6417 | USA | D99 | 1970 | RAMP BUSINESS CORPORATION | 10010 | Corrugated Switchboard Mat - 10 FT | 1/4" - 4' x 10' - GRE 8x10x8 | PUR | 1/4" - 4' x 10' - GRE 8x10x8 | EA | EA | afm | TRUE |  | P | PPD | DAYTON
134682 | 1 | 4 | States | Dayton | Robert Boulka | TRUE | 2026-07-13T00:00:00 | 2026-08-11T00:00:00 | 2026-08-11T00:00:00 | 2 | 0 | 2 | 339.6 | 2716.8 | 55369-6417 | USA | D99 | 1970 | RAMP BUSINESS CORPORATION | 10010 | Corrugated Switchboard Mat - 10 FT | 1/4" - 4' x 10' - GRE 8x10x8 | PUR | 1/4" - 4' x 10' - GRE 8x10x8 | EA | EA | afm | TRUE |  | P | PPD | DAYTON
134683 | 1 | 1 | States | Dayton | Robert Boulka | TRUE | 2026-07-13T00:00:00 | 2026-08-12T00:00:00 | 2026-08-12T00:00:00 | 8 | 0 | 8 | 7.99 | 191.76 | 55369-6417 | USA | D99 | 1970 | RAMP BUSINESS CORPORATION | 10010 | 5090051 | 5/8" x 10' White PVC FRP Inside Corner Moulding | PUR | 5/8" x 10' White PVC FRP Inside Corner Moulding | EA | EA | Mena | TRUE |  | P | PPD | DAYTON
134683 | 1 | 2 | States | Dayton | Robert Boulka | TRUE | 2026-07-13T00:00:00 | 2026-08-12T00:00:00 | 2026-08-12T00:00:00 | 8 | 0 | 8 | 7.99 | 191.76 | 55369-6417 | USA | D99 | 1970 | RAMP BUSINESS CORPORATION | 10010 | 5090051 | 5/8" x 10' White PVC FRP Inside Corner Moulding | PUR | 5/8" x 10' White PVC FRP Inside Corner Moulding | EA | EA | Mena | TRUE |  | P | PPD | DAYTON
134683 | 1 | 3 | States | Dayton | Robert Boulka | TRUE | 2026-07-13T00:00:00 | 2026-08-12T00:00:00 | 2026-08-12T00:00:00 | 8 | 0 | 8 | 7.99 | 191.76 | 55369-6417 | USA | D99 | 1970 | RAMP BUSINESS CORPORATION | 10010 | 5090051 | 5/8" x 10' White PVC FRP Inside Corner Moulding | PUR | 5/8" x 10' White PVC FRP Inside Corner Moulding | EA | EA | Mena | TRUE |  | P | PPD | DAYTON
134683 | 2 | 1 | States | Dayton | Robert Boulka | TRUE | 2026-07-13T00:00:00 | 2026-08-12T00:00:00 | 2026-08-12T00:00:00 | 2 | 0 | 2 | 74.98 | 599.84 | 55369-6417 | USA | D99 | 1970 | RAMP BUSINESS CORPORATION | 10010 | 5202202 | 3.5 gal Titebond Fast Grab FRP Panel Adhesive | PUR | 3.5 gal Titebond Fast Grab FRP Panel Adhesive | EA | EA | Mena | TRUE |  | P | PPD | DAYTON
134683 | 2 | 2 | States | Dayton | Robert Boulka | TRUE | 2026-07-13T00:00:00 | 2026-08-12T00:00:00 | 2026-08-12T00:00:00 | 2 | 0 | 2 | 74.98 | 599.84 | 55369-6417 | USA | D99 | 1970 | RAMP BUSINESS CORPORATION | 10010 | 5202202 | 3.5 gal Titebond Fast Grab FRP Panel Adhesive | PUR | 3.5 gal Titebond Fast Grab FRP Panel Adhesive | EA | EA | Mena | TRUE |  | P | PPD | DAYTON
134683 | 2 | 3 | States | Dayton | Robert Boulka | TRUE | 2026-07-13T00:00:00 | 2026-08-12T00:00:00 | 2026-08-12T00:00:00 | 2 | 0 | 2 | 74.98 | 599.84 | 55369-6417 | USA | D99 | 1970 | RAMP BUSINESS CORPORATION | 10010 | 5202202 | 3.5 gal Titebond Fast Grab FRP Panel Adhesive | PUR | 3.5 gal Titebond Fast Grab FRP Panel Adhesive | EA | EA | Mena | TRUE |  | P | PPD | DAYTON
134683 | 2 | 4 | States | Dayton | Robert Boulka | TRUE | 2026-07-13T00:00:00 | 2026-08-12T00:00:00 | 2026-08-12T00:00:00 | 2 | 0 | 2 | 74.98 | 599.84 | 55369-6417 | USA | D99 | 1970 | RAMP BUSINESS CORPORATION | 10010 | 5202202 | 3.5 gal Titebond Fast Grab FRP Panel Adhesive | PUR | 3.5 gal Titebond Fast Grab FRP Panel Adhesive | EA | EA | Mena | TRUE |  | P | PPD | DAYTON
134683 | 3 | 1 | States | Dayton | Robert Boulka | TRUE | 2026-07-13T00:00:00 | 2026-08-12T00:00:00 | 2026-08-12T00:00:00 | 1088 | 0 | 1088 | 1.2093 | 1315.72 | 55369-6417 | USA | D99 | 1970 | RAMP BUSINESS CORPORATION | 10010 | PLY-.750-48X96 | CDX Plywood - 48" x 96" 3/4" | PUR | CDX Plywood - 48" x 96" 3/4" | SF | SF | Mena | TRUE |  | P | PPD | Dayton
134751 | 1 | 1 | States | Dayton | Taylor Barrett | TRUE | 2026-07-14T00:00:00 | 2026-07-24T00:00:00 |  | 3 | 0 | 3 | 55 | 165 | 55369-6417 | USA | D99 | 1970 | RAMP BUSINESS CORPORATION | 10010 | 5SHT-401 | AC (Current Transformers), ANSI CT, Single Phase, 5 A Output, 400/5, 1.56 in Aperture Diameter, 3.65 in Height, Current Transformers & Shunts | PUR | AC (Current Transformers), ANSI CT, Single Phase, 5 A Output, 400/5, 1.56 in Aperture Diameter, 3.65 in Height, Current Transformers & Shunts | EA | EA |  | TRUE |  | P | PPD
134751 | 2 | 1 | States | Dayton | Taylor Barrett | TRUE | 2026-07-14T00:00:00 | 2026-07-24T00:00:00 |  | 6 | 0 | 6 | 75 | 450 | 55369-6417 | USA | D99 | 1970 | RAMP BUSINESS CORPORATION | 10010 | 7SHT-401 | AC (Current Transformers), ANSI CT, Single Phase, 5 A Output, 400/5, 2.5 in Aperture Diameter, 4.85 in Height, Current Transformers & Shunts | PUR | AC (Current Transformers), ANSI CT, Single Phase, 5 A Output, 400/5, 2.5 in Aperture Diameter, 4.85 in Height, Current Transformers & Shunts | EA | EA |  | TRUE |  | P | PPD
134283 | 1 | 1 | States | Champlin | Hayley Fabian | TRUE | 2026-06-22T00:00:00 | 2026-09-30T00:00:00 | 2026-09-30T00:00:00 | 4 | 0 | 4 | 4053.4 | 16213.6 | 55316-3157 | USA | N30 | 2002 | DEHN INC | 28115 | ISM2504003YF | 250kA per mode, 500kA per phase, 230/400C, 3Ph wye, 4 wire+ groud, filter | PUR | 250kA per mode, 500kA per phase, 230/400C, 3Ph wye, 4 wire+ groud, filter | EA | EA |  | TRUE |  | P | PPD | 100
134282 | 1 | 1 | States | Champlin | Hayley Fabian | TRUE | 2026-06-22T00:00:00 | 2026-09-30T00:00:00 | 2026-09-30T00:00:00 | 2 | 0 | 2 | 4053.4 | 8106.8 | 55316-3157 | USA | N30 | 2002 | DEHN INC | 28115 | ISM2504003YF | 250kA per mode, 500kA per phase, 230/400C, 3Ph wye, 4 wire+ groud, filter | PUR | 250kA per mode, 500kA per phase, 230/400C, 3Ph wye, 4 wire+ groud, filter | EA | EA |  | TRUE |  | P | PPD | 100
134312 | 1 | 1 | States | Champlin | Hayley Fabian | TRUE | 2026-06-23T00:00:00 | 2026-11-02T00:00:00 |  | 5 | 0 | 5 | 1671.15 | 8355.75 | 55316-3157 | USA | N30 | 2002 | DEHN INC | 28115 | CGP31004803DPLF-T2 | 100kA per mode, 200kA per phase -480v, 3-phaseDelta, 3 wire + ground -Polycarbonate with termination lugs -Status indicator LED lights (one per phase), dry relay contacts, audible alarm with silence button, fault light + Surge counter | PUR | 100kA per mode, 200kA per phase -480v, 3-phaseDelta, 3 wire + ground -Polycarbonate with termination lugs -Status indicator LED lights (one per phase), dry relay contacts, audible alarm with silence button, fault light + Surge counter | EA | EA |  | FALSE |  | P | PPD | 100
134312 | 2 | 1 | States | Champlin | Hayley Fabian | TRUE | 2026-06-23T00:00:00 | 2026-11-02T00:00:00 |  | 1 | 0 | 1 | 1671.15 | 1671.15 | 55316-3157 | USA | N30 | 2002 | DEHN INC | 28115 | CGP31004803YPLF-T2 | -100kA per mode, 200kA per phase -277/480v, 3-phase Wye, 4 wire + ground -Polycarbonate with | PUR | -100kA per mode, 200kA per phase -277/480v, 3-phase Wye, 4 wire + ground -Polycarbonate with | EA | EA |  | FALSE |  | P | PPD | 100
134281 | 1 | 1 | States | Champlin | Hayley Fabian | TRUE | 2026-06-22T00:00:00 | 2026-09-30T00:00:00 | 2026-09-30T00:00:00 | 1 | 0 | 1 | 4053.4 | 4053.4 | 55316-3157 | USA | N30 | 2002 | DEHN INC | 28115 | ISM2504003YF | 250kA per mode, 500kA per phase, 230/400C, 3Ph wye, 4 wire+ groud, filter | PUR | 250kA per mode, 500kA per phase, 230/400C, 3Ph wye, 4 wire+ groud, filter | EA | EA |  | TRUE |  | P | PPD | 100
132759 | 1 | 1 | States | Champlin | Robert Boulka | TRUE | 2026-04-24T00:00:00 |  |  | 1 | 0 | 1 | 20542 | 20542 | 55316-3157 | USA | N30 | 2018 | _ARES ENERGY LP / PWRQ SYSTEMS | 21076 | Startup & Commissioning | 3rd Party Startup & Commissioning | Buy | 3rd Party Startup & Commissioning Ref QPS-250166 | EA | EA |  | TRUE |  | P | PPD | 100
132811 | 1 | 1 | States | Champlin | Robert Boulka | TRUE | 2026-04-28T00:00:00 |  |  | 1 | 0.5 | 0.5 | 346633 | 346633 | 55316-3157 | USA | N30 | 2018 | _ARES ENERGY LP / PWRQ SYSTEMS | 21076 | Startup & Commissioning | 3rd Party Startup & Commissioning | Buy | 3rd Party Startup & Commissioning Ref Quote QPS-250169 | EA | EA |  | TRUE |  | P | PPD | 100
133692 | 3 | 1 | States | Dayton | Taylor Barrett | TRUE | 2026-05-28T00:00:00 | 2026-07-10T00:00:00 |  | 1 | 0 | 1 | 75000 | 75000 | 55369-6417 | USA | N30 | 2018 | _ARES ENERGY LP / PWRQ SYSTEMS | 21076 | Startup & Commissioning | 3rd Party Startup & Commissioning | Buy | 3rd Party Startup & Commissioning | EA | EA |  | FALSE |  | P | PPD | 100
133692 | 2 | 1 | States | Dayton | Taylor Barrett | TRUE | 2026-05-28T00:00:00 |  |  | 1 | 0 | 1 | 311225 | 311225 | 55369-6417 | USA | N30 | 2018 | _ARES ENERGY LP / PWRQ SYSTEMS | 21076 | Startup & Commissioning | 3rd Party Startup & Commissioning | Buy | 3rd Party Startup & Commissioning | EA | EA |  | FALSE |  | P | PPD | 100
134303 | 1 | 1 | States | Champlin | Taylor Barrett | TRUE | 2026-06-23T00:00:00 | 2026-06-30T00:00:00 |  | 1 | 0 | 1 | 2500 | 2500 | 55316-3157 | USA | N30 | 2018 | _ARES ENERGY LP / PWRQ SYSTEMS | 21076 | Startup & Commissioning | 3rd Party Startup & Commissioning | Buy | 3rd Party Startup & Commissioning | EA | EA |  | FALSE |  | P | PPD | 100
133663 | 1 | 1 | States | Champlin | Taylor Barrett | TRUE | 2026-05-28T00:00:00 | 2027-01-08T00:00:00 |  | 2 | 0 | 2 | 105264 | 210528 | 55316-3157 | USA | N30 | 2018 | _ARES ENERGY LP / PWRQ SYSTEMS | 21076 | Startup & Commissioning | 3rd Party Startup & Commissioning | Buy | 3rd Party Startup & Commissioning | EA | EA |  | FALSE |  | P | PPD | 100
133667 | 1 | 1 | States | Champlin | Taylor Barrett | TRUE | 2026-05-28T00:00:00 | 2026-12-31T00:00:00 |  | 4 | 0 | 4 | 105264 | 421056 | 55316-3157 | USA | N30 | 2018 | _ARES ENERGY LP / PWRQ SYSTEMS | 21076 | Startup & Commissioning | 3rd Party Startup & Commissioning | Buy | 3rd Party Startup & Commissioning | EA | EA |  | FALSE |  | P | PPD | 100
133217 | 1 | 1 | States | Champlin | Robert Boulka | TRUE | 2026-05-12T00:00:00 |  |  | 42 | 0 | 42 | 6180 | 259560 | 55316-3157 | USA | N30 | 2018 | _ARES ENERGY LP / PWRQ SYSTEMS | 21076 | Startup & Commissioning | 3rd Party Startup & Commissioning | Buy | 3rd Party Startup & Commissioning | EA | EA |  | TRUE |  | P | PPD | 100
133217 | 2 | 1 | States | Champlin | Robert Boulka | TRUE | 2026-05-12T00:00:00 |  |  | 42 | 0 | 42 | 3090 | 129780 | 55316-3157 | USA | N30 | 2018 | _ARES ENERGY LP / PWRQ SYSTEMS | 21076 | Startup & Commissioning | 3rd Party Startup & Commissioning | Buy | 3rd Party Startup & Commissioning | EA | EA |  | TRUE |  | P | PPD | 100
133657 | 1 | 1 | States | Champlin | Taylor Barrett | TRUE | 2026-05-28T00:00:00 | 2027-04-01T00:00:00 |  | 4 | 0 | 4 | 105264 | 421056 | 55316-3157 | USA | N30 | 2018 | _ARES ENERGY LP / PWRQ SYSTEMS | 21076 | Startup & Commissioning | 3rd Party Startup & Commissioning | Buy | 3rd Party Startup & Commissioning | EA | EA |  | FALSE |  | P | PPD | 100
132871 | 1 | 1 | States | Champlin | Robert Boulka | TRUE | 2026-04-30T00:00:00 |  |  | 1 | 0 | 1 | 346633 | 346633 | 55316-3157 | USA | N30 | 2018 | _ARES ENERGY LP / PWRQ SYSTEMS | 21076 | Startup & Commissioning | 3rd Party Startup & Commissioning | Buy | 3rd Party Startup & Commissioning | EA | EA |  | TRUE |  | P | PPD | 100
133668 | 1 | 1 | States | Champlin | Taylor Barrett | TRUE | 2026-05-28T00:00:00 | 2026-12-31T00:00:00 |  | 4 | 0 | 4 | 105264 | 421056 | 55316-3157 | USA | N30 | 2018 | _ARES ENERGY LP / PWRQ SYSTEMS | 21076 | Startup & Commissioning | 3rd Party Startup & Commissioning | Buy | 3rd Party Startup & Commissioning | EA | EA |  | FALSE |  | P | PPD | 100
134435 | 1 | 1 | States | Champlin | Taylor Barrett | TRUE | 2026-06-30T00:00:00 | 2026-06-30T00:00:00 |  | 1 | 0 | 1 | 35000 | 35000 | 55316-3157 | USA | N30 | 2018 | _ARES ENERGY LP / PWRQ SYSTEMS | 21076 | Startup & Commissioning | 3rd Party Startup & Commissioning | Buy | 3rd Party Startup & Commissioning | EA | EA |  | FALSE |  | P | PPD | 100
133661 | 1 | 1 | States | Champlin | Taylor Barrett | TRUE | 2026-05-28T00:00:00 | 2027-06-01T00:00:00 |  | 4 | 0 | 4 | 105264 | 421056 | 55316-3157 | USA | N30 | 2018 | _ARES ENERGY LP / PWRQ SYSTEMS | 21076 | Startup & Commissioning | 3rd Party Startup & Commissioning | Buy | 3rd Party Startup & Commissioning | EA | EA |  | FALSE |  | P | PPD | 100
133218 | 1 | 1 | States | Champlin | Robert Boulka | TRUE | 2026-05-12T00:00:00 |  |  | 42 | 0 | 42 | 6180 | 259560 | 55316-3157 | USA | N30 | 2018 | _ARES ENERGY LP / PWRQ SYSTEMS | 21076 | Startup & Commissioning | 3rd Party Startup & Commissioning | Buy | 3rd Party Startup & Commissioning | EA | EA |  | TRUE |  | P | PPD | 100
133218 | 2 | 1 | States | Champlin | Robert Boulka | TRUE | 2026-05-12T00:00:00 |  |  | 42 | 0 | 42 | 3090 | 129780 | 55316-3157 | USA | N30 | 2018 | _ARES ENERGY LP / PWRQ SYSTEMS | 21076 | Startup & Commissioning | 3rd Party Startup & Commissioning | Buy | 3rd Party Startup & Commissioning | EA | EA |  | TRUE |  | P | PPD | 100
132876 | 1 | 1 | States | Champlin | Robert Boulka | TRUE | 2026-04-30T00:00:00 |  |  | 1 | 0 | 1 | 386225 | 386225 | 55316-3157 | USA | N30 | 2018 | _ARES ENERGY LP / PWRQ SYSTEMS | 21076 | Startup & Commissioning | 3rd Party Startup & Commissioning | Buy | 3rd Party Startup & Commissioning | EA | EA |  | TRUE |  | P | PPD | 100
133655 | 1 | 1 | States | Champlin | Taylor Barrett | TRUE | 2026-05-28T00:00:00 | 2027-04-01T00:00:00 |  | 4 | 0 | 4 | 105264 | 421056 | 55316-3157 | USA | N30 | 2018 | _ARES ENERGY LP / PWRQ SYSTEMS | 21076 | Startup & Commissioning | 3rd Party Startup & Commissioning | Buy | 3rd Party Startup & Commissioning | EA | EA |  | FALSE |  | P | PPD | 100
133671 | 1 | 1 | States | Champlin | Taylor Barrett | TRUE | 2026-05-28T00:00:00 | 2026-12-31T00:00:00 |  | 3 | 0 | 3 | 105264 | 315792 | 55316-3157 | USA | N30 | 2018 | _ARES ENERGY LP / PWRQ SYSTEMS | 21076 | Startup & Commissioning | 3rd Party Startup & Commissioning | Buy | 3rd Party Startup & Commissioning | EA | EA |  | FALSE |  | P | PPD | 100
132812 | 1 | 1 | States | Dayton | Robert Boulka | TRUE | 2026-04-28T00:00:00 |  |  | 3 | 0 | 3 | 39600 | 2851200 | 55369-6417 | USA | N30 | 2018 | _ARES ENERGY LP / PWRQ SYSTEMS | 21076 | Startup & Commissioning | 3rd Party Startup & Commissioning | Buy | 3rd Party Startup & Commissioning Ref Quote QFP 302307 Line 1 | EA | EA |  | TRUE |  | P | PPD | 100
132812 | 1 | 2 | States | Dayton | Robert Boulka | TRUE | 2026-04-28T00:00:00 |  |  | 3 | 0 | 3 | 39600 | 2851200 | 55369-6417 | USA | N30 | 2018 | _ARES ENERGY LP / PWRQ SYSTEMS | 21076 | Startup & Commissioning | 3rd Party Startup & Commissioning | Buy | 3rd Party Startup & Commissioning Ref Quote QFP 302307 Line 1 | EA | EA |  | TRUE |  | P | PPD | 100
132812 | 1 | 3 | States | Dayton | Robert Boulka | TRUE | 2026-04-28T00:00:00 |  |  | 3 | 0 | 3 | 39600 | 2851200 | 55369-6417 | USA | N30 | 2018 | _ARES ENERGY LP / PWRQ SYSTEMS | 21076 | Startup & Commissioning | 3rd Party Startup & Commissioning | Buy | 3rd Party Startup & Commissioning Ref Quote QFP 302307 Line 1 | EA | EA |  | TRUE |  | P | PPD | 100
132812 | 1 | 4 | States | Dayton | Robert Boulka | TRUE | 2026-04-28T00:00:00 |  |  | 3 | 0 | 3 | 39600 | 2851200 | 55369-6417 | USA | N30 | 2018 | _ARES ENERGY LP / PWRQ SYSTEMS | 21076 | Startup & Commissioning | 3rd Party Startup & Commissioning | Buy | 3rd Party Startup & Commissioning Ref Quote QFP 302307 Line 1 | EA | EA |  | TRUE |  | P | PPD | 100
132812 | 1 | 5 | States | Dayton | Robert Boulka | TRUE | 2026-04-28T00:00:00 |  |  | 3 | 0 | 3 | 39600 | 2851200 | 55369-6417 | USA | N30 | 2018 | _ARES ENERGY LP / PWRQ SYSTEMS | 21076 | Startup & Commissioning | 3rd Party Startup & Commissioning | Buy | 3rd Party Startup & Commissioning Ref Quote QFP 302307 Line 1 | EA | EA |  | TRUE |  | P | PPD | 100
132812 | 1 | 6 | States | Dayton | Robert Boulka | TRUE | 2026-04-28T00:00:00 |  |  | 3 | 0 | 3 | 39600 | 2851200 | 55369-6417 | USA | N30 | 2018 | _ARES ENERGY LP / PWRQ SYSTEMS | 21076 | Startup & Commissioning | 3rd Party Startup & Commissioning | Buy | 3rd Party Startup & Commissioning Ref Quote QFP 302307 Line 1 | EA | EA |  | TRUE |  | P | PPD | 100
132812 | 1 | 7 | States | Dayton | Robert Boulka | TRUE | 2026-04-28T00:00:00 |  |  | 3 | 0 | 3 | 39600 | 2851200 | 55369-6417 | USA | N30 | 2018 | _ARES ENERGY LP / PWRQ SYSTEMS | 21076 | Startup & Commissioning | 3rd Party Startup & Commissioning | Buy | 3rd Party Startup & Commissioning Ref Quote QFP 302307 Line 1 | EA | EA |  | TRUE |  | P | PPD | 100
132812 | 1 | 8 | States | Dayton | Robert Boulka | TRUE | 2026-04-28T00:00:00 |  |  | 3 | 0 | 3 | 39600 | 2851200 | 55369-6417 | USA | N30 | 2018 | _ARES ENERGY LP / PWRQ SYSTEMS | 21076 | Startup & Commissioning | 3rd Party Startup & Commissioning | Buy | 3rd Party Startup & Commissioning Ref Quote QFP 302307 Line 1 | EA | EA |  | TRUE |  | P | PPD | 100
132812 | 1 | 9 | States | Dayton | Robert Boulka | TRUE | 2026-04-28T00:00:00 |  |  | 3 | 0 | 3 | 39600 | 2851200 | 55369-6417 | USA | N30 | 2018 | _ARES ENERGY LP / PWRQ SYSTEMS | 21076 | Startup & Commissioning | 3rd Party Startup & Commissioning | Buy | 3rd Party Startup & Commissioning Ref Quote QFP 302307 Line 1 | EA | EA |  | TRUE |  | P | PPD | 100
132812 | 1 | 10 | States | Dayton | Robert Boulka | TRUE | 2026-04-28T00:00:00 |  |  | 3 | 0 | 3 | 39600 | 2851200 | 55369-6417 | USA | N30 | 2018 | _ARES ENERGY LP / PWRQ SYSTEMS | 21076 | Startup & Commissioning | 3rd Party Startup & Commissioning | Buy | 3rd Party Startup & Commissioning Ref Quote QFP 302307 Line 1 | EA | EA |  | TRUE |  | P | PPD | 100
132812 | 1 | 11 | States | Dayton | Robert Boulka | TRUE | 2026-04-28T00:00:00 |  |  | 3 | 0 | 3 | 39600 | 2851200 | 55369-6417 | USA | N30 | 2018 | _ARES ENERGY LP / PWRQ SYSTEMS | 21076 | Startup & Commissioning | 3rd Party Startup & Commissioning | Buy | 3rd Party Startup & Commissioning Ref Quote QFP 302307 Line 1 | EA | EA |  | TRUE |  | P | PPD | 100
132812 | 1 | 12 | States | Dayton | Robert Boulka | TRUE | 2026-04-28T00:00:00 |  |  | 3 | 0 | 3 | 39600 | 2851200 | 55369-6417 | USA | N30 | 2018 | _ARES ENERGY LP / PWRQ SYSTEMS | 21076 | Startup & Commissioning | 3rd Party Startup & Commissioning | Buy | 3rd Party Startup & Commissioning Ref Quote QFP 302307 Line 1 | EA | EA |  | TRUE |  | P | PPD | 100
132812 | 1 | 13 | States | Dayton | Robert Boulka | TRUE | 2026-04-28T00:00:00 |  |  | 3 | 0 | 3 | 39600 | 2851200 | 55369-6417 | USA | N30 | 2018 | _ARES ENERGY LP / PWRQ SYSTEMS | 21076 | Startup & Commissioning | 3rd Party Startup & Commissioning | Buy | 3rd Party Startup & Commissioning Ref Quote QFP 302307 Line 1 | EA | EA |  | TRUE |  | P | PPD | 100
132812 | 1 | 14 | States | Dayton | Robert Boulka | TRUE | 2026-04-28T00:00:00 |  |  | 3 | 0 | 3 | 39600 | 2851200 | 55369-6417 | USA | N30 | 2018 | _ARES ENERGY LP / PWRQ SYSTEMS | 21076 | Startup & Commissioning | 3rd Party Startup & Commissioning | Buy | 3rd Party Startup & Commissioning Ref Quote QFP 302307 Line 1 | EA | EA |  | TRUE |  | P | PPD | 100
132812 | 1 | 15 | States | Dayton | Robert Boulka | TRUE | 2026-04-28T00:00:00 |  |  | 3 | 0 | 3 | 39600 | 2851200 | 55369-6417 | USA | N30 | 2018 | _ARES ENERGY LP / PWRQ SYSTEMS | 21076 | Startup & Commissioning | 3rd Party Startup & Commissioning | Buy | 3rd Party Startup & Commissioning Ref Quote QFP 302307 Line 1 | EA | EA |  | TRUE |  | P | PPD | 100
132812 | 1 | 16 | States | Dayton | Robert Boulka | TRUE | 2026-04-28T00:00:00 |  |  | 3 | 0 | 3 | 39600 | 2851200 | 55369-6417 | USA | N30 | 2018 | _ARES ENERGY LP / PWRQ SYSTEMS | 21076 | Startup & Commissioning | 3rd Party Startup & Commissioning | Buy | 3rd Party Startup & Commissioning Ref Quote QFP 302307 Line 1 | EA | EA |  | TRUE |  | P | PPD | 100
132812 | 1 | 17 | States | Dayton | Robert Boulka | TRUE | 2026-04-28T00:00:00 |  |  | 3 | 0 | 3 | 39600 | 2851200 | 55369-6417 | USA | N30 | 2018 | _ARES ENERGY LP / PWRQ SYSTEMS | 21076 | Startup & Commissioning | 3rd Party Startup & Commissioning | Buy | 3rd Party Startup & Commissioning Ref Quote QFP 302307 Line 1 | EA | EA |  | TRUE |  | P | PPD | 100
132812 | 1 | 18 | States | Dayton | Robert Boulka | TRUE | 2026-04-28T00:00:00 |  |  | 3 | 0 | 3 | 39600 | 2851200 | 55369-6417 | USA | N30 | 2018 | _ARES ENERGY LP / PWRQ SYSTEMS | 21076 | Startup & Commissioning | 3rd Party Startup & Commissioning | Buy | 3rd Party Startup & Commissioning Ref Quote QFP 302307 Line 1 | EA | EA |  | TRUE |  | P | PPD | 100
132812 | 1 | 19 | States | Dayton | Robert Boulka | TRUE | 2026-04-28T00:00:00 |  |  | 3 | 0 | 3 | 39600 | 2851200 | 55369-6417 | USA | N30 | 2018 | _ARES ENERGY LP / PWRQ SYSTEMS | 21076 | Startup & Commissioning | 3rd Party Startup & Commissioning | Buy | 3rd Party Startup & Commissioning Ref Quote QFP 302307 Line 1 | EA | EA |  | TRUE |  | P | PPD | 100
132812 | 1 | 20 | States | Dayton | Robert Boulka | TRUE | 2026-04-28T00:00:00 |  |  | 3 | 0 | 3 | 39600 | 2851200 | 55369-6417 | USA | N30 | 2018 | _ARES ENERGY LP / PWRQ SYSTEMS | 21076 | Startup & Commissioning | 3rd Party Startup & Commissioning | Buy | 3rd Party Startup & Commissioning Ref Quote QFP 302307 Line 1 | EA | EA |  | TRUE |  | P | PPD | 100
132812 | 1 | 21 | States | Dayton | Robert Boulka | TRUE | 2026-04-28T00:00:00 |  |  | 3 | 0 | 3 | 39600 | 2851200 | 55369-6417 | USA | N30 | 2018 | _ARES ENERGY LP / PWRQ SYSTEMS | 21076 | Startup & Commissioning | 3rd Party Startup & Commissioning | Buy | 3rd Party Startup & Commissioning Ref Quote QFP 302307 Line 1 | EA | EA |  | TRUE |  | P | PPD | 100
132812 | 1 | 22 | States | Dayton | Robert Boulka | TRUE | 2026-04-28T00:00:00 |  |  | 3 | 0 | 3 | 39600 | 2851200 | 55369-6417 | USA | N30 | 2018 | _ARES ENERGY LP / PWRQ SYSTEMS | 21076 | Startup & Commissioning | 3rd Party Startup & Commissioning | Buy | 3rd Party Startup & Commissioning Ref Quote QFP 302307 Line 1 | EA | EA |  | TRUE |  | P | PPD | 100
132812 | 1 | 23 | States | Dayton | Robert Boulka | TRUE | 2026-04-28T00:00:00 |  |  | 2 | 0 | 2 | 39600 | 2851200 | 55369-6417 | USA | N30 | 2018 | _ARES ENERGY LP / PWRQ SYSTEMS | 21076 | Startup & Commissioning | 3rd Party Startup & Commissioning | Buy | 3rd Party Startup & Commissioning Ref Quote QFP 302307 Line 1 | EA | EA |  | TRUE |  | P | PPD | 100
132812 | 1 | 24 | States | Dayton | Robert Boulka | TRUE | 2026-04-28T00:00:00 |  |  | 1 | 0 | 1 | 39600 | 2851200 | 55369-6417 | USA | N30 | 2018 | _ARES ENERGY LP / PWRQ SYSTEMS | 21076 | Startup & Commissioning | 3rd Party Startup & Commissioning | Buy | 3rd Party Startup & Commissioning Ref Quote QFP 302307 Line 1 | EA | EA |  | TRUE |  | P | PPD | 100
132812 | 1 | 25 | States | Dayton | Robert Boulka | TRUE | 2026-04-28T00:00:00 |  |  | 1 | 0 | 1 | 39600 | 2851200 | 55369-6417 | USA | N30 | 2018 | _ARES ENERGY LP / PWRQ SYSTEMS | 21076 | Startup & Commissioning | 3rd Party Startup & Commissioning | Buy | 3rd Party Startup & Commissioning Ref Quote QFP 302307 Line 1 | EA | EA |  | TRUE |  | P | PPD | 100
132812 | 1 | 26 | States | Dayton | Robert Boulka | TRUE | 2026-04-28T00:00:00 |  |  | 1 | 0 | 1 | 39600 | 2851200 | 55369-6417 | USA | N30 | 2018 | _ARES ENERGY LP / PWRQ SYSTEMS | 21076 | Startup & Commissioning | 3rd Party Startup & Commissioning | Buy | 3rd Party Startup & Commissioning Ref Quote QFP 302307 Line 1 | EA | EA |  | TRUE |  | P | PPD | 100
132812 | 1 | 27 | States | Dayton | Robert Boulka | TRUE | 2026-04-28T00:00:00 |  |  | 1 | 0 | 1 | 39600 | 2851200 | 55369-6417 | USA | N30 | 2018 | _ARES ENERGY LP / PWRQ SYSTEMS | 21076 | Startup & Commissioning | 3rd Party Startup & Commissioning | Buy | 3rd Party Startup & Commissioning Ref Quote QFP 302307 Line 1 | EA | EA |  | TRUE |  | P | PPD | 100
132812 | 2 | 1 | States | Dayton | Robert Boulka | TRUE | 2026-04-28T00:00:00 |  |  | 120 | 0 | 120 | 3500 | 420000 | 55369-6417 | USA | N30 | 2018 | _ARES ENERGY LP / PWRQ SYSTEMS | 21076 | Startup & Commissioning | 3rd Party Startup & Commissioning | Buy | 3rd Party Startup & Commissioning Ref Quote QFP 302307 Line 2 | EA | EA |  | TRUE |  | P | PPD | 100
133670 | 1 | 1 | States | Champlin | Taylor Barrett | TRUE | 2026-05-28T00:00:00 | 2026-12-31T00:00:00 |  | 4 | 2 | 2 | 105264 | 421056 | 55316-3157 | USA | N30 | 2018 | _ARES ENERGY LP / PWRQ SYSTEMS | 21076 | Startup & Commissioning | 3rd Party Startup & Commissioning | Buy | 3rd Party Startup & Commissioning | EA | EA |  | FALSE |  | P | PPD | 100
133660 | 1 | 1 | States | Champlin | Taylor Barrett | TRUE | 2026-05-28T00:00:00 | 2027-04-01T00:00:00 |  | 4 | 2 | 2 | 105264 | 421056 | 55316-3157 | USA | N30 | 2018 | _ARES ENERGY LP / PWRQ SYSTEMS | 21076 | Startup & Commissioning | 3rd Party Startup & Commissioning | Buy | 3rd Party Startup & Commissioning | EA | EA |  | FALSE |  | P | PPD | 100
133666 | 1 | 1 | States | Champlin | Taylor Barrett | TRUE | 2026-05-28T00:00:00 | 2026-12-31T00:00:00 |  | 4 | 0 | 4 | 105264 | 421056 | 55316-3157 | USA | N30 | 2018 | _ARES ENERGY LP / PWRQ SYSTEMS | 21076 | Startup & Commissioning | 3rd Party Startup & Commissioning | Buy | 3rd Party Startup & Commissioning | EA | EA |  | FALSE |  | P | PPD | 100
133680 | 2 | 1 | States | Champlin | Taylor Barrett | TRUE | 2026-05-28T00:00:00 | 2026-05-29T00:00:00 |  | 1 | 0 | 1 | 0 | 0 | 55316-3157 | USA | N30 | 2018 | _ARES ENERGY LP / PWRQ SYSTEMS | 21076 | Startup & Commissioning | 3rd Party Startup & Commissioning | Buy | 3rd Party Startup & Commissioning | EA | EA |  | FALSE |  | P | PPD | 100
133656 | 1 | 1 | States | Champlin | Taylor Barrett | TRUE | 2026-05-28T00:00:00 | 2027-04-01T00:00:00 |  | 4 | 2 | 2 | 105264 | 421056 | 55316-3157 | USA | N30 | 2018 | _ARES ENERGY LP / PWRQ SYSTEMS | 21076 | Startup & Commissioning | 3rd Party Startup & Commissioning | Buy | 3rd Party Startup & Commissioning | EA | EA |  | FALSE |  | P | PPD | 100
133215 | 1 | 1 | States | Champlin | Robert Boulka | TRUE | 2026-05-12T00:00:00 | 2026-12-15T00:00:00 |  | 116 | 0 | 116 | 6180 | 716880 | 55316-3157 | USA | N30 | 2018 | _ARES ENERGY LP / PWRQ SYSTEMS | 21076 | Startup & Commissioning | 3rd Party Startup & Commissioning | Buy | 3rd Party Startup & Commissioning | EA | EA |  | TRUE |  | P | PPD | 100
133215 | 2 | 1 | States | Champlin | Robert Boulka | TRUE | 2026-05-12T00:00:00 | 2026-12-15T00:00:00 |  | 116 | 0 | 116 | 3090 | 358440 | 55316-3157 | USA | N30 | 2018 | _ARES ENERGY LP / PWRQ SYSTEMS | 21076 | Startup & Commissioning | 3rd Party Startup & Commissioning | Buy | 3rd Party Startup & Commissioning | EA | EA |  | TRUE |  | P | PPD | 100
133672 | 1 | 1 | States | Champlin | Taylor Barrett | TRUE | 2026-05-28T00:00:00 | 2026-12-31T00:00:00 |  | 3 | 0 | 3 | 105264 | 315792 | 55316-3157 | USA | N30 | 2018 | _ARES ENERGY LP / PWRQ SYSTEMS | 21076 | Startup & Commissioning | 3rd Party Startup & Commissioning | Buy | 3rd Party Startup & Commissioning | EA | EA |  | FALSE |  | P | PPD | 100
133216 | 1 | 1 | States | Champlin | Robert Boulka | TRUE | 2026-05-12T00:00:00 |  |  | 1 | 0 | 1 | 203400 | 203400 | 55316-3157 | USA | N30 | 2018 | _ARES ENERGY LP / PWRQ SYSTEMS | 21076 | Startup & Commissioning | 3rd Party Startup & Commissioning | Buy | 3rd Party Startup & Commissioning | EA | EA |  | TRUE |  | P | PPD | 100
134497 | 1 | 1 | States | Champlin | Taylor Barrett | TRUE | 2026-07-01T00:00:00 | 2026-07-01T00:00:00 |  | 1 | 0 | 1 | 320000 | 320000 | 55316-3157 | USA | N30 | 2018 | _ARES ENERGY LP / PWRQ SYSTEMS | 21076 | Additional Service Visit | 3rd Additional Service Visit | Buy | 3rd Additional Service Visit | EA | EA |  | FALSE |  | P | PPD | 100
133665 | 1 | 1 | States | Champlin | Taylor Barrett | TRUE | 2026-05-28T00:00:00 | 2026-12-31T00:00:00 |  | 4 | 0 | 4 | 105264 | 421056 | 55316-3157 | USA | N30 | 2018 | _ARES ENERGY LP / PWRQ SYSTEMS | 21076 | Startup & Commissioning | 3rd Party Startup & Commissioning | Buy | 3rd Party Startup & Commissioning | EA | EA |  | FALSE |  | P | PPD | 100
133664 | 1 | 1 | States | Champlin | Taylor Barrett | TRUE | 2026-05-28T00:00:00 | 2026-12-31T00:00:00 |  | 2 | 0 | 2 | 105264 | 210528 | 55316-3157 | USA | N30 | 2018 | _ARES ENERGY LP / PWRQ SYSTEMS | 21076 | Startup & Commissioning | 3rd Party Startup & Commissioning | Buy | 3rd Party Startup & Commissioning | EA | EA |  | FALSE |  | P | PPD | 100
133901 | 1 | 1 | States | Champlin | Taylor Barrett | TRUE | 2026-06-08T00:00:00 | 2026-07-07T00:00:00 |  | 1 | 0 | 1 | 3500 | 3500 | 55316-3157 | USA | N30 | 2018 | _ARES ENERGY LP / PWRQ SYSTEMS | 21076 | Startup & Commissioning | 3rd Party Startup & Commissioning | Buy | 3rd Party Startup & Commissioning | EA | EA |  | FALSE |  | P | PPD | 100
133674 | 1 | 1 | States | Champlin | Taylor Barrett | TRUE | 2026-05-28T00:00:00 | 2026-12-31T00:00:00 |  | 3 | 0 | 3 | 105264 | 315792 | 55316-3157 | USA | N30 | 2018 | _ARES ENERGY LP / PWRQ SYSTEMS | 21076 | Startup & Commissioning | 3rd Party Startup & Commissioning | Buy | 3rd Party Startup & Commissioning | EA | EA |  | FALSE |  | P | PPD | 100
133677 | 1 | 1 | States | Champlin | Taylor Barrett | TRUE | 2026-05-28T00:00:00 | 2026-12-31T00:00:00 |  | 3 | 0 | 3 | 105264 | 315792 | 55316-3157 | USA | N30 | 2018 | _ARES ENERGY LP / PWRQ SYSTEMS | 21076 | Startup & Commissioning | 3rd Party Startup & Commissioning | Buy | 3rd Party Startup & Commissioning | EA | EA |  | FALSE |  | P | PPD | 100
132873 | 1 | 1 | States | Champlin | Robert Boulka | TRUE | 2026-04-30T00:00:00 |  |  | 1 | 0 | 1 | 112114 | 112114 | 55316-3157 | USA | N30 | 2018 | _ARES ENERGY LP / PWRQ SYSTEMS | 21076 | Startup & Commissioning | 3rd Party Startup & Commissioning | Buy | 3rd Party Startup & Commissioning | EA | EA |  | TRUE |  | P | PPD | 100
134462 | 1 | 1 | States | Champlin | Taylor Barrett | TRUE | 2026-06-30T00:00:00 | 2026-06-30T00:00:00 |  | 1 | 0 | 1 | 32000 | 32000 | 55316-3157 | USA | N30 | 2018 | _ARES ENERGY LP / PWRQ SYSTEMS | 21076 | Startup & Commissioning | 3rd Party Startup & Commissioning | Buy | 3rd Party Startup & Commissioning | EA | EA |  | FALSE |  | P | PPD | 100
132992 | 1 | 1 | States | Champlin | Robert Boulka | TRUE | 2026-05-05T00:00:00 |  |  | 108 | 0 | 108 | 850 | 91800 | 55316-3157 | USA | N30 | 2018 | _ARES ENERGY LP / PWRQ SYSTEMS | 21076 | Startup & Commissioning | 3rd Party Startup & Commissioning | Buy | 3rd Party Startup & Commissioning | EA | EA |  | TRUE |  | P | PPD | 100
132992 | 2 | 1 | States | Champlin | Robert Boulka | TRUE | 2026-05-05T00:00:00 |  |  | 1 | 0 | 1 | 3500 | 3500 | 55316-3157 | USA | N30 | 2018 | _ARES ENERGY LP / PWRQ SYSTEMS | 21076 | Startup & Commissioning | 3rd Party Startup & Commissioning | Buy | 3rd Party Startup & Commissioning | EA | EA |  | TRUE |  | P | PPD | 100
133659 | 1 | 1 | States | Champlin | Taylor Barrett | TRUE | 2026-05-28T00:00:00 | 2027-04-01T00:00:00 |  | 4 | 0 | 4 | 105264 | 421056 | 55316-3157 | USA | N30 | 2018 | _ARES ENERGY LP / PWRQ SYSTEMS | 21076 | Startup & Commissioning | 3rd Party Startup & Commissioning | Buy | 3rd Party Startup & Commissioning | EA | EA |  | FALSE |  | P | PPD | 100
133679 | 1 | 1 | States | Champlin | Taylor Barrett | TRUE | 2026-05-28T00:00:00 | 2026-12-31T00:00:00 |  | 4 | 0 | 4 | 105264 | 421056 | 55316-3157 | USA | N30 | 2018 | _ARES ENERGY LP / PWRQ SYSTEMS | 21076 | Startup & Commissioning | 3rd Party Startup & Commissioning | Buy | 3rd Party Startup & Commissioning | EA | EA |  | FALSE |  | P | PPD | 100
133675 | 1 | 1 | States | Champlin | Taylor Barrett | TRUE | 2026-05-28T00:00:00 | 2026-12-31T00:00:00 |  | 3 | 0 | 3 | 105264 | 315792 | 55316-3157 | USA | N30 | 2018 | _ARES ENERGY LP / PWRQ SYSTEMS | 21076 | Startup & Commissioning | 3rd Party Startup & Commissioning | Buy | 3rd Party Startup & Commissioning | EA | EA |  | FALSE |  | P | PPD | 100
133179 | 1 | 1 | States | Champlin | Robert Boulka | TRUE | 2026-05-11T00:00:00 |  |  | 1 | 0 | 1 | 126952 | 126952 | 55316-3157 | USA | N30 | 2018 | _ARES ENERGY LP / PWRQ SYSTEMS | 21076 | Startup & Commissioning | 3rd Party Startup & Commissioning | Buy | 3rd Party Startup & Commissioning | EA | EA |  | TRUE |  | P | PPD | 100
132874 | 1 | 1 | States | Champlin | Robert Boulka | TRUE | 2026-04-30T00:00:00 |  |  | 1 | 0 | 1 | 346633 | 346633 | 55316-3157 | USA | N30 | 2018 | _ARES ENERGY LP / PWRQ SYSTEMS | 21076 | Startup & Commissioning | 3rd Party Startup & Commissioning | Buy | 3rd Party Startup & Commissioning | EA | EA |  | TRUE |  | P | PPD | 100
133693 | 2 | 1 | States | Dayton | Taylor Barrett | TRUE | 2026-05-28T00:00:00 |  |  | 1 | 0 | 1 | 75000 | 75000 | 55369-6417 | USA | N30 | 2018 | _ARES ENERGY LP / PWRQ SYSTEMS | 21076 | Startup & Commissioning | 3rd Party Startup & Commissioning | Buy | 3rd Party Startup & Commissioning | EA | EA |  | FALSE |  | P | PPD | 100
133693 | 1 | 1 | States | Dayton | Taylor Barrett | TRUE | 2026-05-28T00:00:00 |  |  | 1 | 0 | 1 | 311225 | 311225 | 55369-6417 | USA | N30 | 2018 | _ARES ENERGY LP / PWRQ SYSTEMS | 21076 | Startup & Commissioning | 3rd Party Startup & Commissioning | Buy | 3rd Party Startup & Commissioning | EA | EA |  | FALSE |  | P | PPD | 100
132875 | 1 | 1 | States | Champlin | Robert Boulka | TRUE | 2026-04-30T00:00:00 |  |  | 1 | 0 | 1 | 346633 | 346633 | 55316-3157 | USA | N30 | 2018 | _ARES ENERGY LP / PWRQ SYSTEMS | 21076 | Startup & Commissioning | 3rd Party Startup & Commissioning | Buy | 3rd Party Startup & Commissioning | EA | EA |  | TRUE |  | P | PPD | 100
133682 | 3 | 1 | States | Champlin | Taylor Barrett | TRUE | 2026-05-28T00:00:00 | 2026-07-30T00:00:00 |  | 1 | 0 | 1 | 386225 | 386225 | 55316-3157 | USA | N30 | 2018 | _ARES ENERGY LP / PWRQ SYSTEMS | 21076 | Startup & Commissioning | 3rd Party Startup & Commissioning | Buy | 3rd Party Startup & Commissioning | EA | EA |  | FALSE |  | P | PPD | 100
133682 | 2 | 1 | States | Champlin | Taylor Barrett | TRUE | 2026-05-28T00:00:00 | 2026-07-31T00:00:00 |  | 1 | 0 | 1 | 386225 | 386225 | 55316-3157 | USA | N30 | 2018 | _ARES ENERGY LP / PWRQ SYSTEMS | 21076 | Startup & Commissioning | 3rd Party Startup & Commissioning | Buy | 3rd Party Startup & Commissioning | EA | EA |  | FALSE |  | P | PPD | 100
134264 | 4 | 6 | States | TIMMERMAN FINISHING INC | Megan Swymeler | TRUE | 2026-06-22T00:00:00 | 2026-10-01T00:00:00 | 2026-10-01T00:00:00 | 9 | 0 | 9 | 5235 | 261750 | 55421 | USA | N30 | 2025 | LaFORCE HOLDINGS LLC | 54303 | WHMF-V2-RHR-PD | 48" Powered Door (Right Hand Swing) 4 - 0 x 8 - 0 18 GA INSULATED HM FLUSH DOOR *PRIMED* + QUOTED HDW | PUR | 48" Powered Door (Right Hand Swing) 4 - 0 x 8 - 0 18 GA INSULATED HM FLUSH DOOR *PRIMED* + QUOTED HDW | EA | EA |  | TRUE |  | P | PPD | DAYTON
134264 | 4 | 5 | States | TIMMERMAN FINISHING INC | Megan Swymeler | TRUE | 2026-06-22T00:00:00 | 2026-09-17T00:00:00 | 2026-09-17T00:00:00 | 10 | 0 | 10 | 5235 | 261750 | 55421 | USA | N30 | 2025 | LaFORCE HOLDINGS LLC | 54303 | WHMF-V2-RHR-PD | 48" Powered Door (Right Hand Swing) 4 - 0 x 8 - 0 18 GA INSULATED HM FLUSH DOOR *PRIMED* + QUOTED HDW | PUR | 48" Powered Door (Right Hand Swing) 4 - 0 x 8 - 0 18 GA INSULATED HM FLUSH DOOR *PRIMED* + QUOTED HDW | EA | EA |  | TRUE |  | P | PPD | DAYTON
134264 | 4 | 4 | States | TIMMERMAN FINISHING INC | Megan Swymeler | TRUE | 2026-06-22T00:00:00 | 2026-09-03T00:00:00 | 2026-09-03T00:00:00 | 9 | 0 | 9 | 5235 | 261750 | 55421 | USA | N30 | 2025 | LaFORCE HOLDINGS LLC | 54303 | WHMF-V2-RHR-PD | 48" Powered Door (Right Hand Swing) 4 - 0 x 8 - 0 18 GA INSULATED HM FLUSH DOOR *PRIMED* + QUOTED HDW | PUR | 48" Powered Door (Right Hand Swing) 4 - 0 x 8 - 0 18 GA INSULATED HM FLUSH DOOR *PRIMED* + QUOTED HDW | EA | EA |  | TRUE |  | P | PPD | DAYTON
134264 | 4 | 3 | States | TIMMERMAN FINISHING INC | Megan Swymeler | TRUE | 2026-06-22T00:00:00 | 2026-08-20T00:00:00 | 2026-08-20T00:00:00 | 8 | 0 | 8 | 5235 | 261750 | 55421 | USA | N30 | 2025 | LaFORCE HOLDINGS LLC | 54303 | WHMF-V2-RHR-PD | 48" Powered Door (Right Hand Swing) 4 - 0 x 8 - 0 18 GA INSULATED HM FLUSH DOOR *PRIMED* + QUOTED HDW | PUR | 48" Powered Door (Right Hand Swing) 4 - 0 x 8 - 0 18 GA INSULATED HM FLUSH DOOR *PRIMED* + QUOTED HDW | EA | EA |  | TRUE |  | P | PPD | DAYTON
134264 | 4 | 2 | States | TIMMERMAN FINISHING INC | Megan Swymeler | TRUE | 2026-06-22T00:00:00 | 2026-08-06T00:00:00 | 2026-08-06T00:00:00 | 8 | 0 | 8 | 5235 | 261750 | 55421 | USA | N30 | 2025 | LaFORCE HOLDINGS LLC | 54303 | WHMF-V2-RHR-PD | 48" Powered Door (Right Hand Swing) 4 - 0 x 8 - 0 18 GA INSULATED HM FLUSH DOOR *PRIMED* + QUOTED HDW | PUR | 48" Powered Door (Right Hand Swing) 4 - 0 x 8 - 0 18 GA INSULATED HM FLUSH DOOR *PRIMED* + QUOTED HDW | EA | EA |  | TRUE |  | P | PPD | DAYTON
134264 | 4 | 1 | States | TIMMERMAN FINISHING INC | Megan Swymeler | TRUE | 2026-06-22T00:00:00 | 2026-07-23T00:00:00 | 2026-07-23T00:00:00 | 6 | 0 | 6 | 5235 | 261750 | 55421 | USA | N30 | 2025 | LaFORCE HOLDINGS LLC | 54303 | WHMF-V2-RHR-PD | 48" Powered Door (Right Hand Swing) 4 - 0 x 8 - 0 18 GA INSULATED HM FLUSH DOOR *PRIMED* + QUOTED HDW | PUR | 48" Powered Door (Right Hand Swing) 4 - 0 x 8 - 0 18 GA INSULATED HM FLUSH DOOR *PRIMED* + QUOTED HDW | EA | EA |  | TRUE |  | P | PPD | DAYTON
134264 | 3 | 6 | States | TIMMERMAN FINISHING INC | Megan Swymeler | TRUE | 2026-06-22T00:00:00 | 2026-10-01T00:00:00 | 2026-10-01T00:00:00 | 9 | 0 | 9 | 5235 | 261750 | 55421 | USA | N30 | 2025 | LaFORCE HOLDINGS LLC | 54303 | WHMF-V2-LHR-PD | 48" Powered Door (Left Hand Swing) 4 - 0 x 8 - 0 18 GA INSULATED HM FLUSH DOOR *PRIMED* + QUOTED HDW | PUR | 48" Powered Door (Left Hand Swing) 4 - 0 x 8 - 0 18 GA INSULATED HM FLUSH DOOR *PRIMED* + QUOTED HDW | EA | EA |  | TRUE |  | P | PPD | DAYTON
134264 | 3 | 5 | States | TIMMERMAN FINISHING INC | Megan Swymeler | TRUE | 2026-06-22T00:00:00 | 2026-09-17T00:00:00 | 2026-09-17T00:00:00 | 10 | 0 | 10 | 5235 | 261750 | 55421 | USA | N30 | 2025 | LaFORCE HOLDINGS LLC | 54303 | WHMF-V2-LHR-PD | 48" Powered Door (Left Hand Swing) 4 - 0 x 8 - 0 18 GA INSULATED HM FLUSH DOOR *PRIMED* + QUOTED HDW | PUR | 48" Powered Door (Left Hand Swing) 4 - 0 x 8 - 0 18 GA INSULATED HM FLUSH DOOR *PRIMED* + QUOTED HDW | EA | EA |  | TRUE |  | P | PPD | DAYTON
134264 | 3 | 4 | States | TIMMERMAN FINISHING INC | Megan Swymeler | TRUE | 2026-06-22T00:00:00 | 2026-09-03T00:00:00 | 2026-09-03T00:00:00 | 9 | 0 | 9 | 5235 | 261750 | 55421 | USA | N30 | 2025 | LaFORCE HOLDINGS LLC | 54303 | WHMF-V2-LHR-PD | 48" Powered Door (Left Hand Swing) 4 - 0 x 8 - 0 18 GA INSULATED HM FLUSH DOOR *PRIMED* + QUOTED HDW | PUR | 48" Powered Door (Left Hand Swing) 4 - 0 x 8 - 0 18 GA INSULATED HM FLUSH DOOR *PRIMED* + QUOTED HDW | EA | EA |  | TRUE |  | P | PPD | DAYTON
134264 | 3 | 3 | States | TIMMERMAN FINISHING INC | Megan Swymeler | TRUE | 2026-06-22T00:00:00 | 2026-08-20T00:00:00 | 2026-08-20T00:00:00 | 8 | 0 | 8 | 5235 | 261750 | 55421 | USA | N30 | 2025 | LaFORCE HOLDINGS LLC | 54303 | WHMF-V2-LHR-PD | 48" Powered Door (Left Hand Swing) 4 - 0 x 8 - 0 18 GA INSULATED HM FLUSH DOOR *PRIMED* + QUOTED HDW | PUR | 48" Powered Door (Left Hand Swing) 4 - 0 x 8 - 0 18 GA INSULATED HM FLUSH DOOR *PRIMED* + QUOTED HDW | EA | EA |  | TRUE |  | P | PPD | DAYTON
134264 | 3 | 2 | States | TIMMERMAN FINISHING INC | Megan Swymeler | TRUE | 2026-06-22T00:00:00 | 2026-08-06T00:00:00 | 2026-08-06T00:00:00 | 8 | 0 | 8 | 5235 | 261750 | 55421 | USA | N30 | 2025 | LaFORCE HOLDINGS LLC | 54303 | WHMF-V2-LHR-PD | 48" Powered Door (Left Hand Swing) 4 - 0 x 8 - 0 18 GA INSULATED HM FLUSH DOOR *PRIMED* + QUOTED HDW | PUR | 48" Powered Door (Left Hand Swing) 4 - 0 x 8 - 0 18 GA INSULATED HM FLUSH DOOR *PRIMED* + QUOTED HDW | EA | EA |  | TRUE |  | P | PPD | DAYTON
134264 | 3 | 1 | States | TIMMERMAN FINISHING INC | Megan Swymeler | TRUE | 2026-06-22T00:00:00 | 2026-07-23T00:00:00 | 2026-07-23T00:00:00 | 6 | 0 | 6 | 5235 | 261750 | 55421 | USA | N30 | 2025 | LaFORCE HOLDINGS LLC | 54303 | WHMF-V2-LHR-PD | 48" Powered Door (Left Hand Swing) 4 - 0 x 8 - 0 18 GA INSULATED HM FLUSH DOOR *PRIMED* + QUOTED HDW | PUR | 48" Powered Door (Left Hand Swing) 4 - 0 x 8 - 0 18 GA INSULATED HM FLUSH DOOR *PRIMED* + QUOTED HDW | EA | EA |  | TRUE |  | P | PPD | DAYTON
134264 | 2 | 6 | States | TIMMERMAN FINISHING INC | Megan Swymeler | TRUE | 2026-06-22T00:00:00 | 2026-10-01T00:00:00 | 2026-10-01T00:00:00 | 9 | 0 | 9 | 3987 | 199350 | 55421 | USA | N30 | 2025 | LaFORCE HOLDINGS LLC | 54303 | WHMF-V2-RHR-MD | 48" Manual Door (Right Hand Swing) 4 - 0 x 8 - 0 18 GA INSULATED HM FLUSH DOOR *PRIMED* + QUOTED HDW | PUR | 48" Manual Door (Right Hand Swing) 4 - 0 x 8 - 0 18 GA INSULATED HM FLUSH DOOR *PRIMED* + QUOTED HDW | EA | EA |  | TRUE |  | P | PPD | DAYTON
134264 | 2 | 5 | States | TIMMERMAN FINISHING INC | Megan Swymeler | TRUE | 2026-06-22T00:00:00 | 2026-09-17T00:00:00 | 2026-09-17T00:00:00 | 10 | 0 | 10 | 3987 | 199350 | 55421 | USA | N30 | 2025 | LaFORCE HOLDINGS LLC | 54303 | WHMF-V2-RHR-MD | 48" Manual Door (Right Hand Swing) 4 - 0 x 8 - 0 18 GA INSULATED HM FLUSH DOOR *PRIMED* + QUOTED HDW | PUR | 48" Manual Door (Right Hand Swing) 4 - 0 x 8 - 0 18 GA INSULATED HM FLUSH DOOR *PRIMED* + QUOTED HDW | EA | EA |  | TRUE |  | P | PPD | DAYTON
134264 | 2 | 4 | States | TIMMERMAN FINISHING INC | Megan Swymeler | TRUE | 2026-06-22T00:00:00 | 2026-09-03T00:00:00 | 2026-09-03T00:00:00 | 9 | 0 | 9 | 3987 | 199350 | 55421 | USA | N30 | 2025 | LaFORCE HOLDINGS LLC | 54303 | WHMF-V2-RHR-MD | 48" Manual Door (Right Hand Swing) 4 - 0 x 8 - 0 18 GA INSULATED HM FLUSH DOOR *PRIMED* + QUOTED HDW | PUR | 48" Manual Door (Right Hand Swing) 4 - 0 x 8 - 0 18 GA INSULATED HM FLUSH DOOR *PRIMED* + QUOTED HDW | EA | EA |  | TRUE |  | P | PPD | DAYTON
134264 | 2 | 3 | States | TIMMERMAN FINISHING INC | Megan Swymeler | TRUE | 2026-06-22T00:00:00 | 2026-08-20T00:00:00 | 2026-08-20T00:00:00 | 8 | 0 | 8 | 3987 | 199350 | 55421 | USA | N30 | 2025 | LaFORCE HOLDINGS LLC | 54303 | WHMF-V2-RHR-MD | 48" Manual Door (Right Hand Swing) 4 - 0 x 8 - 0 18 GA INSULATED HM FLUSH DOOR *PRIMED* + QUOTED HDW | PUR | 48" Manual Door (Right Hand Swing) 4 - 0 x 8 - 0 18 GA INSULATED HM FLUSH DOOR *PRIMED* + QUOTED HDW | EA | EA |  | TRUE |  | P | PPD | DAYTON
134264 | 2 | 2 | States | TIMMERMAN FINISHING INC | Megan Swymeler | TRUE | 2026-06-22T00:00:00 | 2026-08-06T00:00:00 | 2026-08-06T00:00:00 | 8 | 0 | 8 | 3987 | 199350 | 55421 | USA | N30 | 2025 | LaFORCE HOLDINGS LLC | 54303 | WHMF-V2-RHR-MD | 48" Manual Door (Right Hand Swing) 4 - 0 x 8 - 0 18 GA INSULATED HM FLUSH DOOR *PRIMED* + QUOTED HDW | PUR | 48" Manual Door (Right Hand Swing) 4 - 0 x 8 - 0 18 GA INSULATED HM FLUSH DOOR *PRIMED* + QUOTED HDW | EA | EA |  | TRUE |  | P | PPD | DAYTON
134264 | 2 | 1 | States | TIMMERMAN FINISHING INC | Megan Swymeler | TRUE | 2026-06-22T00:00:00 | 2026-07-23T00:00:00 | 2026-07-23T00:00:00 | 6 | 0 | 6 | 3987 | 199350 | 55421 | USA | N30 | 2025 | LaFORCE HOLDINGS LLC | 54303 | WHMF-V2-RHR-MD | 48" Manual Door (Right Hand Swing) 4 - 0 x 8 - 0 18 GA INSULATED HM FLUSH DOOR *PRIMED* + QUOTED HDW | PUR | 48" Manual Door (Right Hand Swing) 4 - 0 x 8 - 0 18 GA INSULATED HM FLUSH DOOR *PRIMED* + QUOTED HDW | EA | EA |  | TRUE |  | P | PPD | DAYTON
134264 | 1 | 6 | States | TIMMERMAN FINISHING INC | Megan Swymeler | TRUE | 2026-06-22T00:00:00 | 2026-10-01T00:00:00 | 2026-10-01T00:00:00 | 9 | 0 | 9 | 3987 | 199350 | 55421 | USA | N30 | 2025 | LaFORCE HOLDINGS LLC | 54303 | WHMF-V2-LHR-MD | 48" Manual Door (Left Hand Swing) 4 - 0 x 8 - 0 18 GA INSULATED HM FLUSH DOOR *PRIMED* + QUOTED HDW | PUR | 48" Manual Door (Left Hand Swing) 4 - 0 x 8 - 0 18 GA INSULATED HM FLUSH DOOR *PRIMED* + QUOTED HDW | EA | EA |  | TRUE |  | P | PPD | DAYTON
134264 | 1 | 5 | States | TIMMERMAN FINISHING INC | Megan Swymeler | TRUE | 2026-06-22T00:00:00 | 2026-09-17T00:00:00 | 2026-09-17T00:00:00 | 10 | 0 | 10 | 3987 | 199350 | 55421 | USA | N30 | 2025 | LaFORCE HOLDINGS LLC | 54303 | WHMF-V2-LHR-MD | 48" Manual Door (Left Hand Swing) 4 - 0 x 8 - 0 18 GA INSULATED HM FLUSH DOOR *PRIMED* + QUOTED HDW | PUR | 48" Manual Door (Left Hand Swing) 4 - 0 x 8 - 0 18 GA INSULATED HM FLUSH DOOR *PRIMED* + QUOTED HDW | EA | EA |  | TRUE |  | P | PPD | DAYTON
134264 | 1 | 4 | States | TIMMERMAN FINISHING INC | Megan Swymeler | TRUE | 2026-06-22T00:00:00 | 2026-09-03T00:00:00 | 2026-09-03T00:00:00 | 9 | 0 | 9 | 3987 | 199350 | 55421 | USA | N30 | 2025 | LaFORCE HOLDINGS LLC | 54303 | WHMF-V2-LHR-MD | 48" Manual Door (Left Hand Swing) 4 - 0 x 8 - 0 18 GA INSULATED HM FLUSH DOOR *PRIMED* + QUOTED HDW | PUR | 48" Manual Door (Left Hand Swing) 4 - 0 x 8 - 0 18 GA INSULATED HM FLUSH DOOR *PRIMED* + QUOTED HDW | EA | EA |  | TRUE |  | P | PPD | DAYTON
134264 | 1 | 3 | States | TIMMERMAN FINISHING INC | Megan Swymeler | TRUE | 2026-06-22T00:00:00 | 2026-08-20T00:00:00 | 2026-08-20T00:00:00 | 8 | 0 | 8 | 3987 | 199350 | 55421 | USA | N30 | 2025 | LaFORCE HOLDINGS LLC | 54303 | WHMF-V2-LHR-MD | 48" Manual Door (Left Hand Swing) 4 - 0 x 8 - 0 18 GA INSULATED HM FLUSH DOOR *PRIMED* + QUOTED HDW | PUR | 48" Manual Door (Left Hand Swing) 4 - 0 x 8 - 0 18 GA INSULATED HM FLUSH DOOR *PRIMED* + QUOTED HDW | EA | EA |  | TRUE |  | P | PPD | DAYTON
134264 | 1 | 2 | States | TIMMERMAN FINISHING INC | Megan Swymeler | TRUE | 2026-06-22T00:00:00 | 2026-08-06T00:00:00 | 2026-08-06T00:00:00 | 8 | 0 | 8 | 3987 | 199350 | 55421 | USA | N30 | 2025 | LaFORCE HOLDINGS LLC | 54303 | WHMF-V2-LHR-MD | 48" Manual Door (Left Hand Swing) 4 - 0 x 8 - 0 18 GA INSULATED HM FLUSH DOOR *PRIMED* + QUOTED HDW | PUR | 48" Manual Door (Left Hand Swing) 4 - 0 x 8 - 0 18 GA INSULATED HM FLUSH DOOR *PRIMED* + QUOTED HDW | EA | EA |  | TRUE |  | P | PPD | DAYTON
134264 | 1 | 1 | States | TIMMERMAN FINISHING INC | Megan Swymeler | TRUE | 2026-06-22T00:00:00 | 2026-07-23T00:00:00 | 2026-07-23T00:00:00 | 6 | 0 | 6 | 3987 | 199350 | 55421 | USA | N30 | 2025 | LaFORCE HOLDINGS LLC | 54303 | WHMF-V2-LHR-MD | 48" Manual Door (Left Hand Swing) 4 - 0 x 8 - 0 18 GA INSULATED HM FLUSH DOOR *PRIMED* + QUOTED HDW | PUR | 48" Manual Door (Left Hand Swing) 4 - 0 x 8 - 0 18 GA INSULATED HM FLUSH DOOR *PRIMED* + QUOTED HDW | EA | EA |  | TRUE |  | P | PPD | DAYTON
130722 | 1 | 12 | States | TIMMERMAN FINISHING INC | Megan Swymeler | TRUE | 2026-01-14T00:00:00 | 2026-06-19T00:00:00 | 2026-06-04T00:00:00 | 3 | 0 | 3 | 5408 | 194688 | 55421 | USA | N30 | 2025 | LaFORCE HOLDINGS LLC | 54303 | WHMF-RHR-PD | Powered Door (Right Hand Swing) 3 - 0 X 6 - 11 5/8 16GA 4 1/4" JAMB WELDED HM FRAME W/ REMOVABLE TRANSOM/ASTRAGAL *PRIMED* + Quoted HDW | PUR | Powered Door (Right Hand Swing) 3 - 0 X 6 - 11 5/8 16GA 4 1/4" JAMB WELDED HM FRAME W/ REMOVABLE TRANSOM/ASTRAGAL *PRIMED* + Quoted HDW | EA | EA |  | TRUE |  | P | PPD | DAYTON
130722 | 2 | 12 | States | TIMMERMAN FINISHING INC | Megan Swymeler | TRUE | 2026-01-14T00:00:00 | 2026-06-19T00:00:00 | 2026-06-04T00:00:00 | 3 | 0 | 3 | 5408 | 194688 | 55421 | USA | N30 | 2025 | LaFORCE HOLDINGS LLC | 54303 | WHMF-LHR-PD | Powered Door (Left Hand Swing) 3 - 0 X 6 - 11 5/8 16GA 4 1/4" JAMB WELDED HM FRAME W/ REMOVABLE TRANSOM/ASTRAGAL *PRIMED* + Quoted HDW | PUR | Powered Door (Left Hand Swing) 3 - 0 X 6 - 11 5/8 16GA 4 1/4" JAMB WELDED HM FRAME W/ REMOVABLE TRANSOM/ASTRAGAL *PRIMED* + Quoted HDW | EA | EA |  | TRUE |  | P | PPD | DAYTON
133928 | 1 | 1 | States | Dayton | Taylor Barrett | TRUE | 2026-06-08T00:00:00 | 2026-11-20T00:00:00 |  | 60 | 0 | 60 | 18863.12 | 6224829.6 | 55369-6417 | USA | N30 | 2030 | LS ELECTRIC AMERICA INC | 60069 | UVH-38H32E12-M7C7T7SC4U0-A78ES EXPS | VCB, DO, Susol, 38kV, 1200A, 31.5kA Motor: M7 (120VAC) Closing Coil: C7 (120VAC) Shunt Trip Coil: T7 (125VAC) Auxiliary Contacts & Connector Type: SC4 (10a10b Standard Type, Auto-con Type) Under Voltage Release: U0 (Without UVT) Keylock: A7 (Keylock(Individual key)) Button Padlock: A8 (Button Padlock) MOC Operator: AE Aux Wheels: AS | PUR | VCB, DO, Susol, 38kV, 1200A, 31.5kA Motor: M7 (120VAC) Closing Coil: C7 (120VAC) Shunt Trip Coil: T7 (125VAC) Auxiliary Contacts & Connector Type: SC4 (10a10b Standard Type, Auto-con Type) Under Voltage Release: U0 (Without UVT) Keylock: A7 (Keylock(Individual key)) Button Padlock: A8 (Button Padlock) MOC Operator: AE Aux Wheels: AS | EA | EA |  | FALSE |  | P | PPD | DAYTON
133928 | 1 | 2 | States | Dayton | Taylor Barrett | TRUE | 2026-06-08T00:00:00 | 2026-12-21T00:00:00 |  | 60 | 0 | 60 | 18863.12 | 6224829.6 | 55369-6417 | USA | N30 | 2030 | LS ELECTRIC AMERICA INC | 60069 | UVH-38H32E12-M7C7T7SC4U0-A78ES EXPS | VCB, DO, Susol, 38kV, 1200A, 31.5kA Motor: M7 (120VAC) Closing Coil: C7 (120VAC) Shunt Trip Coil: T7 (125VAC) Auxiliary Contacts & Connector Type: SC4 (10a10b Standard Type, Auto-con Type) Under Voltage Release: U0 (Without UVT) Keylock: A7 (Keylock(Individual key)) Button Padlock: A8 (Button Padlock) MOC Operator: AE Aux Wheels: AS | PUR | VCB, DO, Susol, 38kV, 1200A, 31.5kA Motor: M7 (120VAC) Closing Coil: C7 (120VAC) Shunt Trip Coil: T7 (125VAC) Auxiliary Contacts & Connector Type: SC4 (10a10b Standard Type, Auto-con Type) Under Voltage Release: U0 (Without UVT) Keylock: A7 (Keylock(Individual key)) Button Padlock: A8 (Button Padlock) MOC Operator: AE Aux Wheels: AS | EA | EA |  | FALSE |  | P | PPD | DAYTON
133928 | 1 | 3 | States | Dayton | Taylor Barrett | TRUE | 2026-06-08T00:00:00 | 2027-01-25T00:00:00 | 2027-01-25T00:00:00 | 60 | 0 | 60 | 18863.12 | 6224829.6 | 55369-6417 | USA | N30 | 2030 | LS ELECTRIC AMERICA INC | 60069 | UVH-38H32E12-M7C7T7SC4U0-A78ES EXPS | VCB, DO, Susol, 38kV, 1200A, 31.5kA Motor: M7 (120VAC) Closing Coil: C7 (120VAC) Shunt Trip Coil: T7 (125VAC) Auxiliary Contacts & Connector Type: SC4 (10a10b Standard Type, Auto-con Type) Under Voltage Release: U0 (Without UVT) Keylock: A7 (Keylock(Individual key)) Button Padlock: A8 (Button Padlock) MOC Operator: AE Aux Wheels: AS | PUR | VCB, DO, Susol, 38kV, 1200A, 31.5kA Motor: M7 (120VAC) Closing Coil: C7 (120VAC) Shunt Trip Coil: T7 (125VAC) Auxiliary Contacts & Connector Type: SC4 (10a10b Standard Type, Auto-con Type) Under Voltage Release: U0 (Without UVT) Keylock: A7 (Keylock(Individual key)) Button Padlock: A8 (Button Padlock) MOC Operator: AE Aux Wheels: AS | EA | EA |  | FALSE |  | P | PPD | DAYTON
133928 | 1 | 4 | States | Dayton | Taylor Barrett | TRUE | 2026-06-08T00:00:00 | 2027-02-22T00:00:00 | 2027-02-22T00:00:00 | 60 | 0 | 60 | 18863.12 | 6224829.6 | 55369-6417 | USA | N30 | 2030 | LS ELECTRIC AMERICA INC | 60069 | UVH-38H32E12-M7C7T7SC4U0-A78ES EXPS | VCB, DO, Susol, 38kV, 1200A, 31.5kA Motor: M7 (120VAC) Closing Coil: C7 (120VAC) Shunt Trip Coil: T7 (125VAC) Auxiliary Contacts & Connector Type: SC4 (10a10b Standard Type, Auto-con Type) Under Voltage Release: U0 (Without UVT) Keylock: A7 (Keylock(Individual key)) Button Padlock: A8 (Button Padlock) MOC Operator: AE Aux Wheels: AS | PUR | VCB, DO, Susol, 38kV, 1200A, 31.5kA Motor: M7 (120VAC) Closing Coil: C7 (120VAC) Shunt Trip Coil: T7 (125VAC) Auxiliary Contacts & Connector Type: SC4 (10a10b Standard Type, Auto-con Type) Under Voltage Release: U0 (Without UVT) Keylock: A7 (Keylock(Individual key)) Button Padlock: A8 (Button Padlock) MOC Operator: AE Aux Wheels: AS | EA | EA |  | FALSE |  | P | PPD | DAYTON
133928 | 1 | 5 | States | Dayton | Taylor Barrett | TRUE | 2026-06-08T00:00:00 | 2027-03-25T00:00:00 | 2027-03-25T00:00:00 | 60 | 0 | 60 | 18863.12 | 6224829.6 | 55369-6417 | USA | N30 | 2030 | LS ELECTRIC AMERICA INC | 60069 | UVH-38H32E12-M7C7T7SC4U0-A78ES EXPS | VCB, DO, Susol, 38kV, 1200A, 31.5kA Motor: M7 (120VAC) Closing Coil: C7 (120VAC) Shunt Trip Coil: T7 (125VAC) Auxiliary Contacts & Connector Type: SC4 (10a10b Standard Type, Auto-con Type) Under Voltage Release: U0 (Without UVT) Keylock: A7 (Keylock(Individual key)) Button Padlock: A8 (Button Padlock) MOC Operator: AE Aux Wheels: AS | PUR | VCB, DO, Susol, 38kV, 1200A, 31.5kA Motor: M7 (120VAC) Closing Coil: C7 (120VAC) Shunt Trip Coil: T7 (125VAC) Auxiliary Contacts & Connector Type: SC4 (10a10b Standard Type, Auto-con Type) Under Voltage Release: U0 (Without UVT) Keylock: A7 (Keylock(Individual key)) Button Padlock: A8 (Button Padlock) MOC Operator: AE Aux Wheels: AS | EA | EA |  | FALSE |  | P | PPD | DAYTON
133928 | 1 | 6 | States | Dayton | Taylor Barrett | TRUE | 2026-06-08T00:00:00 | 2027-04-26T00:00:00 | 2027-04-26T00:00:00 | 30 | 0 | 30 | 18863.12 | 6224829.6 | 55369-6417 | USA | N30 | 2030 | LS ELECTRIC AMERICA INC | 60069 | UVH-38H32E12-M7C7T7SC4U0-A78ES EXPS | VCB, DO, Susol, 38kV, 1200A, 31.5kA Motor: M7 (120VAC) Closing Coil: C7 (120VAC) Shunt Trip Coil: T7 (125VAC) Auxiliary Contacts & Connector Type: SC4 (10a10b Standard Type, Auto-con Type) Under Voltage Release: U0 (Without UVT) Keylock: A7 (Keylock(Individual key)) Button Padlock: A8 (Button Padlock) MOC Operator: AE Aux Wheels: AS | PUR | VCB, DO, Susol, 38kV, 1200A, 31.5kA Motor: M7 (120VAC) Closing Coil: C7 (120VAC) Shunt Trip Coil: T7 (125VAC) Auxiliary Contacts & Connector Type: SC4 (10a10b Standard Type, Auto-con Type) Under Voltage Release: U0 (Without UVT) Keylock: A7 (Keylock(Individual key)) Button Padlock: A8 (Button Padlock) MOC Operator: AE Aux Wheels: AS | EA | EA |  | FALSE |  | P | PPD | DAYTON
133928 | 2 | 1 | States | Dayton | Taylor Barrett | TRUE | 2026-06-08T00:00:00 | 2026-11-20T00:00:00 |  | 72 | 0 | 72 | 554.53 | 219593.88 | 55369-6417 | USA | N30 | 2030 | LS ELECTRIC AMERICA INC | 60069 | C-38A2-103030 | Multi-Ration CT 2000:5A, C400, for a 2000A VCB | PUR | Multi-Ration CT 2000:5A, C400, for a 2000A VCB | EA | EA |  | FALSE |  | P | PPD | DAYTON
133928 | 2 | 2 | States | Dayton | Taylor Barrett | TRUE | 2026-06-08T00:00:00 | 2026-12-21T00:00:00 |  | 72 | 0 | 72 | 554.53 | 219593.88 | 55369-6417 | USA | N30 | 2030 | LS ELECTRIC AMERICA INC | 60069 | C-38A2-103030 | Multi-Ration CT 2000:5A, C400, for a 2000A VCB | PUR | Multi-Ration CT 2000:5A, C400, for a 2000A VCB | EA | EA |  | FALSE |  | P | PPD | DAYTON
133928 | 2 | 3 | States | Dayton | Taylor Barrett | TRUE | 2026-06-08T00:00:00 | 2027-01-25T00:00:00 |  | 72 | 0 | 72 | 554.53 | 219593.88 | 55369-6417 | USA | N30 | 2030 | LS ELECTRIC AMERICA INC | 60069 | C-38A2-103030 | Multi-Ration CT 2000:5A, C400, for a 2000A VCB | PUR | Multi-Ration CT 2000:5A, C400, for a 2000A VCB | EA | EA |  | FALSE |  | P | PPD | DAYTON
133928 | 2 | 4 | States | Dayton | Taylor Barrett | TRUE | 2026-06-08T00:00:00 | 2027-02-22T00:00:00 |  | 72 | 0 | 72 | 554.53 | 219593.88 | 55369-6417 | USA | N30 | 2030 | LS ELECTRIC AMERICA INC | 60069 | C-38A2-103030 | Multi-Ration CT 2000:5A, C400, for a 2000A VCB | PUR | Multi-Ration CT 2000:5A, C400, for a 2000A VCB | EA | EA |  | FALSE |  | P | PPD | DAYTON
133928 | 2 | 5 | States | Dayton | Taylor Barrett | TRUE | 2026-06-08T00:00:00 | 2027-03-25T00:00:00 |  | 72 | 0 | 72 | 554.53 | 219593.88 | 55369-6417 | USA | N30 | 2030 | LS ELECTRIC AMERICA INC | 60069 | C-38A2-103030 | Multi-Ration CT 2000:5A, C400, for a 2000A VCB | PUR | Multi-Ration CT 2000:5A, C400, for a 2000A VCB | EA | EA |  | FALSE |  | P | PPD | DAYTON
133928 | 2 | 6 | States | Dayton | Taylor Barrett | TRUE | 2026-06-08T00:00:00 | 2027-04-26T00:00:00 |  | 36 | 0 | 36 | 554.53 | 219593.88 | 55369-6417 | USA | N30 | 2030 | LS ELECTRIC AMERICA INC | 60069 | C-38A2-103030 | Multi-Ration CT 2000:5A, C400, for a 2000A VCB | PUR | Multi-Ration CT 2000:5A, C400, for a 2000A VCB | EA | EA |  | FALSE |  | P | PPD | DAYTON
133928 | 3 | 1 | States | Dayton | Taylor Barrett | TRUE | 2026-06-08T00:00:00 | 2026-11-20T00:00:00 |  | 180 | 0 | 180 | 554.53 | 548984.7 | 55369-6417 | USA | N30 | 2030 | LS ELECTRIC AMERICA INC | 60069 | C-38A1-103030 | Multi-Ration CT 2000:5A, C400, for a 1200A VCB | PUR | Multi-Ration CT 2000:5A, C400, for a 1200A VCB | EA | EA |  | FALSE |  | P | PPD | DAYTON
133928 | 3 | 2 | States | Dayton | Taylor Barrett | TRUE | 2026-06-08T00:00:00 | 2026-12-21T00:00:00 |  | 180 | 0 | 180 | 554.53 | 548984.7 | 55369-6417 | USA | N30 | 2030 | LS ELECTRIC AMERICA INC | 60069 | C-38A1-103030 | Multi-Ration CT 2000:5A, C400, for a 1200A VCB | PUR | Multi-Ration CT 2000:5A, C400, for a 1200A VCB | EA | EA |  | FALSE |  | P | PPD | DAYTON
133928 | 3 | 3 | States | Dayton | Taylor Barrett | TRUE | 2026-06-08T00:00:00 | 2027-01-25T00:00:00 |  | 180 | 0 | 180 | 554.53 | 548984.7 | 55369-6417 | USA | N30 | 2030 | LS ELECTRIC AMERICA INC | 60069 | C-38A1-103030 | Multi-Ration CT 2000:5A, C400, for a 1200A VCB | PUR | Multi-Ration CT 2000:5A, C400, for a 1200A VCB | EA | EA |  | FALSE |  | P | PPD | DAYTON
133928 | 3 | 4 | States | Dayton | Taylor Barrett | TRUE | 2026-06-08T00:00:00 | 2027-02-22T00:00:00 |  | 180 | 0 | 180 | 554.53 | 548984.7 | 55369-6417 | USA | N30 | 2030 | LS ELECTRIC AMERICA INC | 60069 | C-38A1-103030 | Multi-Ration CT 2000:5A, C400, for a 1200A VCB | PUR | Multi-Ration CT 2000:5A, C400, for a 1200A VCB | EA | EA |  | FALSE |  | P | PPD | DAYTON
133928 | 3 | 5 | States | Dayton | Taylor Barrett | TRUE | 2026-06-08T00:00:00 | 2027-03-25T00:00:00 |  | 180 | 0 | 180 | 554.53 | 548984.7 | 55369-6417 | USA | N30 | 2030 | LS ELECTRIC AMERICA INC | 60069 | C-38A1-103030 | Multi-Ration CT 2000:5A, C400, for a 1200A VCB | PUR | Multi-Ration CT 2000:5A, C400, for a 1200A VCB | EA | EA |  | FALSE |  | P | PPD | DAYTON
133928 | 3 | 6 | States | Dayton | Taylor Barrett | TRUE | 2026-06-08T00:00:00 | 2027-04-26T00:00:00 |  | 90 | 0 | 90 | 554.53 | 548984.7 | 55369-6417 | USA | N30 | 2030 | LS ELECTRIC AMERICA INC | 60069 | C-38A1-103030 | Multi-Ration CT 2000:5A, C400, for a 1200A VCB | PUR | Multi-Ration CT 2000:5A, C400, for a 1200A VCB | EA | EA |  | FALSE |  | P | PPD | DAYTON
133928 | 4 | 1 | States | Dayton | Taylor Barrett | TRUE | 2026-06-08T00:00:00 | 2026-11-20T00:00:00 |  | 180 | 0 | 180 | 554.53 | 548984.7 | 55369-6417 | USA | N30 | 2030 | LS ELECTRIC AMERICA INC | 60069 | C-38A1-102020 | Multi-Ration CT 1200:5A, C400, for a 1200A VCB | PUR | Multi-Ration CT 1200:5A, C400, for a 1200A VCB | EA | EA |  | FALSE |  | P | PPD | DAYTON
133928 | 4 | 2 | States | Dayton | Taylor Barrett | TRUE | 2026-06-08T00:00:00 | 2026-12-21T00:00:00 |  | 180 | 0 | 180 | 554.53 | 548984.7 | 55369-6417 | USA | N30 | 2030 | LS ELECTRIC AMERICA INC | 60069 | C-38A1-102020 | Multi-Ration CT 1200:5A, C400, for a 1200A VCB | PUR | Multi-Ration CT 1200:5A, C400, for a 1200A VCB | EA | EA |  | FALSE |  | P | PPD | DAYTON
133928 | 4 | 3 | States | Dayton | Taylor Barrett | TRUE | 2026-06-08T00:00:00 | 2027-01-25T00:00:00 |  | 180 | 0 | 180 | 554.53 | 548984.7 | 55369-6417 | USA | N30 | 2030 | LS ELECTRIC AMERICA INC | 60069 | C-38A1-102020 | Multi-Ration CT 1200:5A, C400, for a 1200A VCB | PUR | Multi-Ration CT 1200:5A, C400, for a 1200A VCB | EA | EA |  | FALSE |  | P | PPD | DAYTON
133928 | 4 | 4 | States | Dayton | Taylor Barrett | TRUE | 2026-06-08T00:00:00 | 2027-02-22T00:00:00 |  | 180 | 0 | 180 | 554.53 | 548984.7 | 55369-6417 | USA | N30 | 2030 | LS ELECTRIC AMERICA INC | 60069 | C-38A1-102020 | Multi-Ration CT 1200:5A, C400, for a 1200A VCB | PUR | Multi-Ration CT 1200:5A, C400, for a 1200A VCB | EA | EA |  | FALSE |  | P | PPD | DAYTON
133928 | 4 | 5 | States | Dayton | Taylor Barrett | TRUE | 2026-06-08T00:00:00 | 2027-03-25T00:00:00 |  | 180 | 0 | 180 | 554.53 | 548984.7 | 55369-6417 | USA | N30 | 2030 | LS ELECTRIC AMERICA INC | 60069 | C-38A1-102020 | Multi-Ration CT 1200:5A, C400, for a 1200A VCB | PUR | Multi-Ration CT 1200:5A, C400, for a 1200A VCB | EA | EA |  | FALSE |  | P | PPD | DAYTON
133928 | 4 | 6 | States | Dayton | Taylor Barrett | TRUE | 2026-06-08T00:00:00 | 2027-04-26T00:00:00 |  | 90 | 0 | 90 | 554.53 | 548984.7 | 55369-6417 | USA | N30 | 2030 | LS ELECTRIC AMERICA INC | 60069 | C-38A1-102020 | Multi-Ration CT 1200:5A, C400, for a 1200A VCB | PUR | Multi-Ration CT 1200:5A, C400, for a 1200A VCB | EA | EA |  | FALSE |  | P | PPD | DAYTON
133928 | 5 | 1 | States | Dayton | Taylor Barrett | TRUE | 2026-06-08T00:00:00 | 2026-11-20T00:00:00 |  | 12 | 0 | 12 | 22566.85 | 1489412.1 | 55369-6417 | USA | N30 | 2030 | LS ELECTRIC AMERICA INC | 60069 | DPE-36NF, 34500v3/115v3 0.3Y | PT Drawer, 36.5kV with 3-PTS-300:1, 19920:66.5V, 170kV BIL, 60Hz, 0.5E | PUR | PT Drawer, 36.5kV with 3-PTS-300:1, 19920:66.5V, 170kV BIL, 60Hz, 0.5E | EA | EA |  | FALSE |  | P | PPD | DAYTON
133928 | 5 | 2 | States | Dayton | Taylor Barrett | TRUE | 2026-06-08T00:00:00 | 2026-12-21T00:00:00 |  | 12 | 0 | 12 | 22566.85 | 1489412.1 | 55369-6417 | USA | N30 | 2030 | LS ELECTRIC AMERICA INC | 60069 | DPE-36NF, 34500v3/115v3 0.3Y | PT Drawer, 36.5kV with 3-PTS-300:1, 19920:66.5V, 170kV BIL, 60Hz, 0.5E | PUR | PT Drawer, 36.5kV with 3-PTS-300:1, 19920:66.5V, 170kV BIL, 60Hz, 0.5E | EA | EA |  | FALSE |  | P | PPD | DAYTON
133928 | 5 | 3 | States | Dayton | Taylor Barrett | TRUE | 2026-06-08T00:00:00 | 2027-01-25T00:00:00 |  | 12 | 0 | 12 | 22566.85 | 1489412.1 | 55369-6417 | USA | N30 | 2030 | LS ELECTRIC AMERICA INC | 60069 | DPE-36NF, 34500v3/115v3 0.3Y | PT Drawer, 36.5kV with 3-PTS-300:1, 19920:66.5V, 170kV BIL, 60Hz, 0.5E | PUR | PT Drawer, 36.5kV with 3-PTS-300:1, 19920:66.5V, 170kV BIL, 60Hz, 0.5E | EA | EA |  | FALSE |  | P | PPD | DAYTON
133928 | 5 | 4 | States | Dayton | Taylor Barrett | TRUE | 2026-06-08T00:00:00 | 2027-02-22T00:00:00 |  | 12 | 0 | 12 | 22566.85 | 1489412.1 | 55369-6417 | USA | N30 | 2030 | LS ELECTRIC AMERICA INC | 60069 | DPE-36NF, 34500v3/115v3 0.3Y | PT Drawer, 36.5kV with 3-PTS-300:1, 19920:66.5V, 170kV BIL, 60Hz, 0.5E | PUR | PT Drawer, 36.5kV with 3-PTS-300:1, 19920:66.5V, 170kV BIL, 60Hz, 0.5E | EA | EA |  | FALSE |  | P | PPD | DAYTON
133928 | 5 | 5 | States | Dayton | Taylor Barrett | TRUE | 2026-06-08T00:00:00 | 2027-03-25T00:00:00 |  | 12 | 0 | 12 | 22566.85 | 1489412.1 | 55369-6417 | USA | N30 | 2030 | LS ELECTRIC AMERICA INC | 60069 | DPE-36NF, 34500v3/115v3 0.3Y | PT Drawer, 36.5kV with 3-PTS-300:1, 19920:66.5V, 170kV BIL, 60Hz, 0.5E | PUR | PT Drawer, 36.5kV with 3-PTS-300:1, 19920:66.5V, 170kV BIL, 60Hz, 0.5E | EA | EA |  | FALSE |  | P | PPD | DAYTON
133928 | 5 | 6 | States | Dayton | Taylor Barrett | TRUE | 2026-06-08T00:00:00 | 2027-04-26T00:00:00 |  | 6 | 0 | 6 | 22566.85 | 1489412.1 | 55369-6417 | USA | N30 | 2030 | LS ELECTRIC AMERICA INC | 60069 | DPE-36NF, 34500v3/115v3 0.3Y | PT Drawer, 36.5kV with 3-PTS-300:1, 19920:66.5V, 170kV BIL, 60Hz, 0.5E | PUR | PT Drawer, 36.5kV with 3-PTS-300:1, 19920:66.5V, 170kV BIL, 60Hz, 0.5E | EA | EA |  | FALSE |  | P | PPD | DAYTON
133928 | 6 | 1 | States | Dayton | Taylor Barrett | TRUE | 2026-06-08T00:00:00 | 2026-11-20T00:00:00 |  | 60 | 0 | 60 | 17971.39 | 5930558.7 | 55369-6417 | USA | N30 | 2030 | LS ELECTRIC AMERICA INC | 60069 | UVCH-38D32E12-A23678S EXPS | Cradle, 38kV,1200A, 31.5kA, Direct Roll-In Lead Wire: A2 (10a10B) Standard set (Shutter padlock, TOC,MOC): A3(4a4b(MOC,TOC)) Door: A6 Door interlock: A7 Door emergency push button: A8 Insulation Ring: AS | PUR | Cradle, 38kV,1200A, 31.5kA, Direct Roll-In Lead Wire: A2 (10a10B) Standard set (Shutter padlock, TOC,MOC): A3(4a4b(MOC,TOC)) Door: A6 Door interlock: A7 Door emergency push button: A8 Insulation Ring: AS | EA | EA |  | FALSE |  | P | PPD | DAYTON
133928 | 6 | 2 | States | Dayton | Taylor Barrett | TRUE | 2026-06-08T00:00:00 | 2026-12-21T00:00:00 |  | 60 | 0 | 60 | 17971.39 | 5930558.7 | 55369-6417 | USA | N30 | 2030 | LS ELECTRIC AMERICA INC | 60069 | UVCH-38D32E12-A23678S EXPS | Cradle, 38kV,1200A, 31.5kA, Direct Roll-In Lead Wire: A2 (10a10B) Standard set (Shutter padlock, TOC,MOC): A3(4a4b(MOC,TOC)) Door: A6 Door interlock: A7 Door emergency push button: A8 Insulation Ring: AS | PUR | Cradle, 38kV,1200A, 31.5kA, Direct Roll-In Lead Wire: A2 (10a10B) Standard set (Shutter padlock, TOC,MOC): A3(4a4b(MOC,TOC)) Door: A6 Door interlock: A7 Door emergency push button: A8 Insulation Ring: AS | EA | EA |  | FALSE |  | P | PPD | DAYTON
133928 | 6 | 3 | States | Dayton | Taylor Barrett | TRUE | 2026-06-08T00:00:00 | 2027-01-25T00:00:00 | 2027-01-25T00:00:00 | 60 | 0 | 60 | 17971.39 | 5930558.7 | 55369-6417 | USA | N30 | 2030 | LS ELECTRIC AMERICA INC | 60069 | UVCH-38D32E12-A23678S EXPS | Cradle, 38kV,1200A, 31.5kA, Direct Roll-In Lead Wire: A2 (10a10B) Standard set (Shutter padlock, TOC,MOC): A3(4a4b(MOC,TOC)) Door: A6 Door interlock: A7 Door emergency push button: A8 Insulation Ring: AS | PUR | Cradle, 38kV,1200A, 31.5kA, Direct Roll-In Lead Wire: A2 (10a10B) Standard set (Shutter padlock, TOC,MOC): A3(4a4b(MOC,TOC)) Door: A6 Door interlock: A7 Door emergency push button: A8 Insulation Ring: AS | EA | EA |  | FALSE |  | P | PPD | DAYTON
133928 | 6 | 4 | States | Dayton | Taylor Barrett | TRUE | 2026-06-08T00:00:00 | 2027-02-22T00:00:00 | 2027-02-22T00:00:00 | 60 | 0 | 60 | 17971.39 | 5930558.7 | 55369-6417 | USA | N30 | 2030 | LS ELECTRIC AMERICA INC | 60069 | UVCH-38D32E12-A23678S EXPS | Cradle, 38kV,1200A, 31.5kA, Direct Roll-In Lead Wire: A2 (10a10B) Standard set (Shutter padlock, TOC,MOC): A3(4a4b(MOC,TOC)) Door: A6 Door interlock: A7 Door emergency push button: A8 Insulation Ring: AS | PUR | Cradle, 38kV,1200A, 31.5kA, Direct Roll-In Lead Wire: A2 (10a10B) Standard set (Shutter padlock, TOC,MOC): A3(4a4b(MOC,TOC)) Door: A6 Door interlock: A7 Door emergency push button: A8 Insulation Ring: AS | EA | EA |  | FALSE |  | P | PPD | DAYTON
133928 | 6 | 5 | States | Dayton | Taylor Barrett | TRUE | 2026-06-08T00:00:00 | 2027-03-25T00:00:00 | 2027-03-25T00:00:00 | 60 | 0 | 60 | 17971.39 | 5930558.7 | 55369-6417 | USA | N30 | 2030 | LS ELECTRIC AMERICA INC | 60069 | UVCH-38D32E12-A23678S EXPS | Cradle, 38kV,1200A, 31.5kA, Direct Roll-In Lead Wire: A2 (10a10B) Standard set (Shutter padlock, TOC,MOC): A3(4a4b(MOC,TOC)) Door: A6 Door interlock: A7 Door emergency push button: A8 Insulation Ring: AS | PUR | Cradle, 38kV,1200A, 31.5kA, Direct Roll-In Lead Wire: A2 (10a10B) Standard set (Shutter padlock, TOC,MOC): A3(4a4b(MOC,TOC)) Door: A6 Door interlock: A7 Door emergency push button: A8 Insulation Ring: AS | EA | EA |  | FALSE |  | P | PPD | DAYTON
133928 | 6 | 6 | States | Dayton | Taylor Barrett | TRUE | 2026-06-08T00:00:00 | 2027-04-26T00:00:00 | 2027-04-26T00:00:00 | 30 | 0 | 30 | 17971.39 | 5930558.7 | 55369-6417 | USA | N30 | 2030 | LS ELECTRIC AMERICA INC | 60069 | UVCH-38D32E12-A23678S EXPS | Cradle, 38kV,1200A, 31.5kA, Direct Roll-In Lead Wire: A2 (10a10B) Standard set (Shutter padlock, TOC,MOC): A3(4a4b(MOC,TOC)) Door: A6 Door interlock: A7 Door emergency push button: A8 Insulation Ring: AS | PUR | Cradle, 38kV,1200A, 31.5kA, Direct Roll-In Lead Wire: A2 (10a10B) Standard set (Shutter padlock, TOC,MOC): A3(4a4b(MOC,TOC)) Door: A6 Door interlock: A7 Door emergency push button: A8 Insulation Ring: AS | EA | EA |  | FALSE |  | P | PPD | DAYTON
133928 | 7 | 1 | States | Dayton | Taylor Barrett | TRUE | 2026-06-08T00:00:00 | 2026-11-20T00:00:00 |  | 12 | 0 | 12 | 20826.82 | 1374570.12 | 55369-6417 | USA | N30 | 2030 | LS ELECTRIC AMERICA INC | 60069 | UVH-38H32E20-M7C7T7SC4U0-A78ES EXPS | VCB, DO, Susol, 38kV, 2000A, 31.5kA Motor: M7 (120VAC) Closing Coil: C7 (120VAC) Shunt Trip Coil: T7 (125VAC) Auxiliary Contacts & Connector Type: SC4 (10a10b Standard Type, Auto-con Type) Under Voltage Release: U0 (Without UVT) Keylock: A7 (Keylock(Individual key)) Button Padlock: A8 (Button Padlock) MOC Operator: AE Aux Wheels: AS | PUR | VCB, DO, Susol, 38kV, 2000A, 31.5kA Motor: M7 (120VAC) Closing Coil: C7 (120VAC) Shunt Trip Coil: T7 (125VAC) Auxiliary Contacts & Connector Type: SC4 (10a10b Standard Type, Auto-con Type) Under Voltage Release: U0 (Without UVT) Keylock: A7 (Keylock(Individual key)) Button Padlock: A8 (Button Padlock) MOC Operator: AE Aux Wheels: AS | EA | EA |  | FALSE |  | P | PPD | DAYTON
133928 | 7 | 2 | States | Dayton | Taylor Barrett | TRUE | 2026-06-08T00:00:00 | 2026-12-21T00:00:00 |  | 12 | 0 | 12 | 20826.82 | 1374570.12 | 55369-6417 | USA | N30 | 2030 | LS ELECTRIC AMERICA INC | 60069 | UVH-38H32E20-M7C7T7SC4U0-A78ES EXPS | VCB, DO, Susol, 38kV, 2000A, 31.5kA Motor: M7 (120VAC) Closing Coil: C7 (120VAC) Shunt Trip Coil: T7 (125VAC) Auxiliary Contacts & Connector Type: SC4 (10a10b Standard Type, Auto-con Type) Under Voltage Release: U0 (Without UVT) Keylock: A7 (Keylock(Individual key)) Button Padlock: A8 (Button Padlock) MOC Operator: AE Aux Wheels: AS | PUR | VCB, DO, Susol, 38kV, 2000A, 31.5kA Motor: M7 (120VAC) Closing Coil: C7 (120VAC) Shunt Trip Coil: T7 (125VAC) Auxiliary Contacts & Connector Type: SC4 (10a10b Standard Type, Auto-con Type) Under Voltage Release: U0 (Without UVT) Keylock: A7 (Keylock(Individual key)) Button Padlock: A8 (Button Padlock) MOC Operator: AE Aux Wheels: AS | EA | EA |  | FALSE |  | P | PPD | DAYTON
133928 | 7 | 3 | States | Dayton | Taylor Barrett | TRUE | 2026-06-08T00:00:00 | 2027-01-25T00:00:00 | 2027-01-25T00:00:00 | 12 | 0 | 12 | 20826.82 | 1374570.12 | 55369-6417 | USA | N30 | 2030 | LS ELECTRIC AMERICA INC | 60069 | UVH-38H32E20-M7C7T7SC4U0-A78ES EXPS | VCB, DO, Susol, 38kV, 2000A, 31.5kA Motor: M7 (120VAC) Closing Coil: C7 (120VAC) Shunt Trip Coil: T7 (125VAC) Auxiliary Contacts & Connector Type: SC4 (10a10b Standard Type, Auto-con Type) Under Voltage Release: U0 (Without UVT) Keylock: A7 (Keylock(Individual key)) Button Padlock: A8 (Button Padlock) MOC Operator: AE Aux Wheels: AS | PUR | VCB, DO, Susol, 38kV, 2000A, 31.5kA Motor: M7 (120VAC) Closing Coil: C7 (120VAC) Shunt Trip Coil: T7 (125VAC) Auxiliary Contacts & Connector Type: SC4 (10a10b Standard Type, Auto-con Type) Under Voltage Release: U0 (Without UVT) Keylock: A7 (Keylock(Individual key)) Button Padlock: A8 (Button Padlock) MOC Operator: AE Aux Wheels: AS | EA | EA |  | FALSE |  | P | PPD | DAYTON
133928 | 7 | 4 | States | Dayton | Taylor Barrett | TRUE | 2026-06-08T00:00:00 | 2027-02-22T00:00:00 | 2027-02-22T00:00:00 | 12 | 0 | 12 | 20826.82 | 1374570.12 | 55369-6417 | USA | N30 | 2030 | LS ELECTRIC AMERICA INC | 60069 | UVH-38H32E20-M7C7T7SC4U0-A78ES EXPS | VCB, DO, Susol, 38kV, 2000A, 31.5kA Motor: M7 (120VAC) Closing Coil: C7 (120VAC) Shunt Trip Coil: T7 (125VAC) Auxiliary Contacts & Connector Type: SC4 (10a10b Standard Type, Auto-con Type) Under Voltage Release: U0 (Without UVT) Keylock: A7 (Keylock(Individual key)) Button Padlock: A8 (Button Padlock) MOC Operator: AE Aux Wheels: AS | PUR | VCB, DO, Susol, 38kV, 2000A, 31.5kA Motor: M7 (120VAC) Closing Coil: C7 (120VAC) Shunt Trip Coil: T7 (125VAC) Auxiliary Contacts & Connector Type: SC4 (10a10b Standard Type, Auto-con Type) Under Voltage Release: U0 (Without UVT) Keylock: A7 (Keylock(Individual key)) Button Padlock: A8 (Button Padlock) MOC Operator: AE Aux Wheels: AS | EA | EA |  | FALSE |  | P | PPD | DAYTON
133928 | 7 | 5 | States | Dayton | Taylor Barrett | TRUE | 2026-06-08T00:00:00 | 2027-03-25T00:00:00 | 2027-03-25T00:00:00 | 12 | 0 | 12 | 20826.82 | 1374570.12 | 55369-6417 | USA | N30 | 2030 | LS ELECTRIC AMERICA INC | 60069 | UVH-38H32E20-M7C7T7SC4U0-A78ES EXPS | VCB, DO, Susol, 38kV, 2000A, 31.5kA Motor: M7 (120VAC) Closing Coil: C7 (120VAC) Shunt Trip Coil: T7 (125VAC) Auxiliary Contacts & Connector Type: SC4 (10a10b Standard Type, Auto-con Type) Under Voltage Release: U0 (Without UVT) Keylock: A7 (Keylock(Individual key)) Button Padlock: A8 (Button Padlock) MOC Operator: AE Aux Wheels: AS | PUR | VCB, DO, Susol, 38kV, 2000A, 31.5kA Motor: M7 (120VAC) Closing Coil: C7 (120VAC) Shunt Trip Coil: T7 (125VAC) Auxiliary Contacts & Connector Type: SC4 (10a10b Standard Type, Auto-con Type) Under Voltage Release: U0 (Without UVT) Keylock: A7 (Keylock(Individual key)) Button Padlock: A8 (Button Padlock) MOC Operator: AE Aux Wheels: AS | EA | EA |  | FALSE |  | P | PPD | DAYTON
133928 | 7 | 6 | States | Dayton | Taylor Barrett | TRUE | 2026-06-08T00:00:00 | 2027-04-26T00:00:00 | 2027-04-26T00:00:00 | 6 | 0 | 6 | 20826.82 | 1374570.12 | 55369-6417 | USA | N30 | 2030 | LS ELECTRIC AMERICA INC | 60069 | UVH-38H32E20-M7C7T7SC4U0-A78ES EXPS | VCB, DO, Susol, 38kV, 2000A, 31.5kA Motor: M7 (120VAC) Closing Coil: C7 (120VAC) Shunt Trip Coil: T7 (125VAC) Auxiliary Contacts & Connector Type: SC4 (10a10b Standard Type, Auto-con Type) Under Voltage Release: U0 (Without UVT) Keylock: A7 (Keylock(Individual key)) Button Padlock: A8 (Button Padlock) MOC Operator: AE Aux Wheels: AS | PUR | VCB, DO, Susol, 38kV, 2000A, 31.5kA Motor: M7 (120VAC) Closing Coil: C7 (120VAC) Shunt Trip Coil: T7 (125VAC) Auxiliary Contacts & Connector Type: SC4 (10a10b Standard Type, Auto-con Type) Under Voltage Release: U0 (Without UVT) Keylock: A7 (Keylock(Individual key)) Button Padlock: A8 (Button Padlock) MOC Operator: AE Aux Wheels: AS | EA | EA |  | FALSE |  | P | PPD | DAYTON
133928 | 8 | 1 | States | Dayton | Taylor Barrett | TRUE | 2026-06-08T00:00:00 | 2026-11-20T00:00:00 |  | 12 | 0 | 12 | 18426.15 | 1216125.9 | 55369-6417 | USA | N30 | 2030 | LS ELECTRIC AMERICA INC | 60069 | UVCH-38D32E20-A23678S EXPS | Cradle, 38kV, 2000A, 31.5kA, Direct Roll-In Lead Wire: A2 (10a10B) Standard set (Shutter padlock, TOC,MOC): A3(4a4b(MOC,TOC)) Door: A6 Door interlock: A7 Door emergency push button: A8 Insulation Ring: AS | PUR | Cradle, 38kV, 2000A, 31.5kA, Direct Roll-In Lead Wire: A2 (10a10B) Standard set (Shutter padlock, TOC,MOC): A3(4a4b(MOC,TOC)) Door: A6 Door interlock: A7 Door emergency push button: A8 Insulation Ring: AS | EA | EA |  | FALSE |  | P | PPD | DAYTON
133928 | 8 | 2 | States | Dayton | Taylor Barrett | TRUE | 2026-06-08T00:00:00 | 2026-12-21T00:00:00 |  | 12 | 0 | 12 | 18426.15 | 1216125.9 | 55369-6417 | USA | N30 | 2030 | LS ELECTRIC AMERICA INC | 60069 | UVCH-38D32E20-A23678S EXPS | Cradle, 38kV, 2000A, 31.5kA, Direct Roll-In Lead Wire: A2 (10a10B) Standard set (Shutter padlock, TOC,MOC): A3(4a4b(MOC,TOC)) Door: A6 Door interlock: A7 Door emergency push button: A8 Insulation Ring: AS | PUR | Cradle, 38kV, 2000A, 31.5kA, Direct Roll-In Lead Wire: A2 (10a10B) Standard set (Shutter padlock, TOC,MOC): A3(4a4b(MOC,TOC)) Door: A6 Door interlock: A7 Door emergency push button: A8 Insulation Ring: AS | EA | EA |  | FALSE |  | P | PPD | DAYTON
133928 | 8 | 3 | States | Dayton | Taylor Barrett | TRUE | 2026-06-08T00:00:00 | 2027-01-25T00:00:00 | 2027-01-25T00:00:00 | 12 | 0 | 12 | 18426.15 | 1216125.9 | 55369-6417 | USA | N30 | 2030 | LS ELECTRIC AMERICA INC | 60069 | UVCH-38D32E20-A23678S EXPS | Cradle, 38kV, 2000A, 31.5kA, Direct Roll-In Lead Wire: A2 (10a10B) Standard set (Shutter padlock, TOC,MOC): A3(4a4b(MOC,TOC)) Door: A6 Door interlock: A7 Door emergency push button: A8 Insulation Ring: AS | PUR | Cradle, 38kV, 2000A, 31.5kA, Direct Roll-In Lead Wire: A2 (10a10B) Standard set (Shutter padlock, TOC,MOC): A3(4a4b(MOC,TOC)) Door: A6 Door interlock: A7 Door emergency push button: A8 Insulation Ring: AS | EA | EA |  | FALSE |  | P | PPD | DAYTON
133928 | 8 | 4 | States | Dayton | Taylor Barrett | TRUE | 2026-06-08T00:00:00 | 2027-02-22T00:00:00 | 2027-02-22T00:00:00 | 12 | 0 | 12 | 18426.15 | 1216125.9 | 55369-6417 | USA | N30 | 2030 | LS ELECTRIC AMERICA INC | 60069 | UVCH-38D32E20-A23678S EXPS | Cradle, 38kV, 2000A, 31.5kA, Direct Roll-In Lead Wire: A2 (10a10B) Standard set (Shutter padlock, TOC,MOC): A3(4a4b(MOC,TOC)) Door: A6 Door interlock: A7 Door emergency push button: A8 Insulation Ring: AS | PUR | Cradle, 38kV, 2000A, 31.5kA, Direct Roll-In Lead Wire: A2 (10a10B) Standard set (Shutter padlock, TOC,MOC): A3(4a4b(MOC,TOC)) Door: A6 Door interlock: A7 Door emergency push button: A8 Insulation Ring: AS | EA | EA |  | FALSE |  | P | PPD | DAYTON
133928 | 8 | 5 | States | Dayton | Taylor Barrett | TRUE | 2026-06-08T00:00:00 | 2027-03-25T00:00:00 | 2027-03-25T00:00:00 | 12 | 0 | 12 | 18426.15 | 1216125.9 | 55369-6417 | USA | N30 | 2030 | LS ELECTRIC AMERICA INC | 60069 | UVCH-38D32E20-A23678S EXPS | Cradle, 38kV, 2000A, 31.5kA, Direct Roll-In Lead Wire: A2 (10a10B) Standard set (Shutter padlock, TOC,MOC): A3(4a4b(MOC,TOC)) Door: A6 Door interlock: A7 Door emergency push button: A8 Insulation Ring: AS | PUR | Cradle, 38kV, 2000A, 31.5kA, Direct Roll-In Lead Wire: A2 (10a10B) Standard set (Shutter padlock, TOC,MOC): A3(4a4b(MOC,TOC)) Door: A6 Door interlock: A7 Door emergency push button: A8 Insulation Ring: AS | EA | EA |  | FALSE |  | P | PPD | DAYTON
133928 | 8 | 6 | States | Dayton | Taylor Barrett | TRUE | 2026-06-08T00:00:00 | 2027-04-26T00:00:00 | 2027-04-26T00:00:00 | 6 | 0 | 6 | 18426.15 | 1216125.9 | 55369-6417 | USA | N30 | 2030 | LS ELECTRIC AMERICA INC | 60069 | UVCH-38D32E20-A23678S EXPS | Cradle, 38kV, 2000A, 31.5kA, Direct Roll-In Lead Wire: A2 (10a10B) Standard set (Shutter padlock, TOC,MOC): A3(4a4b(MOC,TOC)) Door: A6 Door interlock: A7 Door emergency push button: A8 Insulation Ring: AS | PUR | Cradle, 38kV, 2000A, 31.5kA, Direct Roll-In Lead Wire: A2 (10a10B) Standard set (Shutter padlock, TOC,MOC): A3(4a4b(MOC,TOC)) Door: A6 Door interlock: A7 Door emergency push button: A8 Insulation Ring: AS | EA | EA |  | FALSE |  | P | PPD | DAYTON
131453 | 1 | 1 | States | Dayton | Taylor Barrett | TRUE | 2026-02-25T00:00:00 | 2030-12-31T00:00:00 | 2026-06-26T00:00:00 | 57 | 0 | 57 | 1085.31 | 61862.67 | 55369 | USA | N30 | 2030 | LS ELECTRIC AMERICA INC | 60069 | DWB-3820LS3 | 38kV Wall Bushing: 2000A | PUR | 38kV Wall Bushing: 2000A | EA | EA |  | TRUE |  | P | PPD | DAYTON
132004 | 1 | 1 | States | Dayton | Taylor Barrett | TRUE | 2026-03-24T00:00:00 | 2026-07-13T00:00:00 | 2026-07-13T00:00:00 | 16 | 0 | 16 | 4945.92 | 79134.72 | 55369-6417 | USA | N30 | 2030 | LS ELECTRIC AMERICA INC | 60069 | 80050013VE | ULI-27R25D12-G EXPS, 1200A load interupter switch | PUR | ULI-27R25D12-G EXPS, 1200A load interupter switch | EA | EA |  | TRUE |  | P | PPD | DAYTON
129150 | 2 | 1 | States | Champlin | Holly Davis | TRUE | 2025-09-25T00:00:00 | 2026-03-31T00:00:00 | 2026-12-31T00:00:00 | 1 | 0 | 1 | 5560 | 5560 | 55316 | USA | N30 | 2059 | DAKOTA ELECTRIC INC | 57104 | 77122-VA Additional SOW | Electrical BID - VA Additional SOW - Location VA Hospital Sioux Falls, SD | PUR | Electrical BID - VA Additional SOW - Location VA Hospital Sioux Falls, SD | EA | EA |  | TRUE |  | P | PPD | 100
134507 | 1 | 1 | States | Dayton | Andrew Olson | TRUE | 2026-07-02T00:00:00 | 2026-08-03T00:00:00 | 2026-08-03T00:00:00 | 40 | 0 | 40 | 68 | 32640 | 55369-6417 | USA | N30 | 2064 | CG HILL AND SONS INC | 55112 | SWG-BLD-GB-01 | SS Grounding Block 4.5" x 1" x 4.25" | PUR | SS Grounding Block 4.5" x 1" x 4.25" | EA | EA |  | TRUE |  | P | PPD | DAYTON
134507 | 1 | 2 | States | Dayton | Andrew Olson | TRUE | 2026-07-02T00:00:00 | 2026-09-01T00:00:00 | 2026-09-01T00:00:00 | 212 | 0 | 212 | 68 | 32640 | 55369-6417 | USA | N30 | 2064 | CG HILL AND SONS INC | 55112 | SWG-BLD-GB-01 | SS Grounding Block 4.5" x 1" x 4.25" | PUR | SS Grounding Block 4.5" x 1" x 4.25" | EA | EA |  | TRUE |  | P | PPD | DAYTON
134507 | 1 | 3 | States | Dayton | Andrew Olson | TRUE | 2026-07-02T00:00:00 | 2026-10-01T00:00:00 | 2026-10-01T00:00:00 | 228 | 0 | 228 | 68 | 32640 | 55369-6417 | USA | N30 | 2064 | CG HILL AND SONS INC | 55112 | SWG-BLD-GB-01 | SS Grounding Block 4.5" x 1" x 4.25" | PUR | SS Grounding Block 4.5" x 1" x 4.25" | EA | EA |  | TRUE |  | P | PPD | DAYTON
134845 | 1 | 1 | States | Dayton | Andrew Olson | TRUE | 2026-07-17T00:00:00 | 2026-11-02T00:00:00 |  | 4 | 0 | 4 | 68 | 272 | 55369-6417 | USA | N30 | 2064 | CG HILL AND SONS INC | 55112 | SWG-BLD-GB-01 | SS Grounding Block 4.5" x 1" x 4.25" | PUR | SS Grounding Block 4.5" x 1" x 4.25" | EA | EA |  | FALSE |  | P | PPD | DAYTON
134524 | 1 | 1 | States | Dayton | Andrew Olson | TRUE | 2026-07-06T00:00:00 | 2026-07-31T00:00:00 | 2026-07-31T00:00:00 | 124 | 0 | 124 | 68 | 8432 | 55369-6417 | USA | N30 | 2064 | CG HILL AND SONS INC | 55112 | SWG-BLD-GB-01 | SS Grounding Block 4.5" x 1" x 4.25" | PUR | SS Grounding Block 4.5" x 1" x 4.25" | EA | EA |  | TRUE |  | P | PPD | DAYTON
134024 | 2 | 1 | States | Dayton | Megan Swymeler | TRUE | 2026-06-11T00:00:00 | 2026-07-24T00:00:00 | 2026-07-24T00:00:00 | 216 | 0 | 216 | 40.25 | 8694 | 55369-6417 | USA | N30 | 2068 | MINNESOTA WATERJET INC | 55303 | BLD-GP-C-12X20-.750 | LIFTING LUG GUSSET PLATE | MFG | LIFTING LUG GUSSET PLATE | EA | EA |  | TRUE |  | P | PPD | DAYTON
134024 | 1 | 1 | States | Dayton | Megan Swymeler | TRUE | 2026-06-11T00:00:00 | 2026-07-24T00:00:00 | 2026-07-24T00:00:00 | 216 | 0 | 216 | 54 | 11664 | 55369-6417 | USA | N30 | 2068 | MINNESOTA WATERJET INC | 55303 | BLD-LE-C-12X20-.750 | LIFTING LUG | MFG | LIFTING LUG | EA | EA |  | TRUE |  | P | PPD | DAYTON
134463 | 1 | 6 | States | Dayton | Robert Boulka | TRUE | 2026-06-30T00:00:00 | 2026-09-28T00:00:00 |  | 6 | 0 | 6 | 254319 | 18565287 | 55369-6417 | USA | N30 | 2072 | _ALLIED TRADING INC/dba PWRQ | 21076 | 77411-1A | Category: --- LV - 891 --- Identifier: --- Main Switchboard MSB-1A ---------------------------------- - Enclosure Rating: --- Nema 1 --- - System voltage: --- 480VAC (3P 3W) --- - Bus amperage: --- 4000A --- - Short Circuit Rating: --- 65KAIC --- - Sections: --- 7 | FGS | Category: --- LV - 891 --- Identifier: --- Main Switchboard MSB-1A ---------------------------------- - Enclosure Rating: --- Nema 1 --- - System voltage: --- 480VAC (3P 3W) --- - Bus amperage: --- 4000A --- - Short Circuit Rating: --- 65KAIC --- - Sections: --- 7 | EA | EA |  | FALSE |  | M | PPD | DAYTON
134463 | 1 | 7 | States | Dayton | Robert Boulka | TRUE | 2026-06-30T00:00:00 | 2026-10-05T00:00:00 |  | 6 | 0 | 6 | 254319 | 18565287 | 55369-6417 | USA | N30 | 2072 | _ALLIED TRADING INC/dba PWRQ | 21076 | 77411-1A | Category: --- LV - 891 --- Identifier: --- Main Switchboard MSB-1A ---------------------------------- - Enclosure Rating: --- Nema 1 --- - System voltage: --- 480VAC (3P 3W) --- - Bus amperage: --- 4000A --- - Short Circuit Rating: --- 65KAIC --- - Sections: --- 7 | FGS | Category: --- LV - 891 --- Identifier: --- Main Switchboard MSB-1A ---------------------------------- - Enclosure Rating: --- Nema 1 --- - System voltage: --- 480VAC (3P 3W) --- - Bus amperage: --- 4000A --- - Short Circuit Rating: --- 65KAIC --- - Sections: --- 7 | EA | EA |  | FALSE |  | M | PPD | DAYTON
134463 | 1 | 8 | States | Dayton | Robert Boulka | TRUE | 2026-06-30T00:00:00 | 2026-10-12T00:00:00 |  | 6 | 0 | 6 | 254319 | 18565287 | 55369-6417 | USA | N30 | 2072 | _ALLIED TRADING INC/dba PWRQ | 21076 | 77411-1A | Category: --- LV - 891 --- Identifier: --- Main Switchboard MSB-1A ---------------------------------- - Enclosure Rating: --- Nema 1 --- - System voltage: --- 480VAC (3P 3W) --- - Bus amperage: --- 4000A --- - Short Circuit Rating: --- 65KAIC --- - Sections: --- 7 | FGS | Category: --- LV - 891 --- Identifier: --- Main Switchboard MSB-1A ---------------------------------- - Enclosure Rating: --- Nema 1 --- - System voltage: --- 480VAC (3P 3W) --- - Bus amperage: --- 4000A --- - Short Circuit Rating: --- 65KAIC --- - Sections: --- 7 | EA | EA |  | FALSE |  | M | PPD | DAYTON
134463 | 1 | 9 | States | Dayton | Robert Boulka | TRUE | 2026-06-30T00:00:00 | 2026-10-19T00:00:00 |  | 8 | 0 | 8 | 254319 | 18565287 | 55369-6417 | USA | N30 | 2072 | _ALLIED TRADING INC/dba PWRQ | 21076 | 77411-1A | Category: --- LV - 891 --- Identifier: --- Main Switchboard MSB-1A ---------------------------------- - Enclosure Rating: --- Nema 1 --- - System voltage: --- 480VAC (3P 3W) --- - Bus amperage: --- 4000A --- - Short Circuit Rating: --- 65KAIC --- - Sections: --- 7 | FGS | Category: --- LV - 891 --- Identifier: --- Main Switchboard MSB-1A ---------------------------------- - Enclosure Rating: --- Nema 1 --- - System voltage: --- 480VAC (3P 3W) --- - Bus amperage: --- 4000A --- - Short Circuit Rating: --- 65KAIC --- - Sections: --- 7 | EA | EA |  | FALSE |  | M | PPD | DAYTON
134463 | 1 | 10 | States | Dayton | Robert Boulka | TRUE | 2026-06-30T00:00:00 | 2026-10-26T00:00:00 |  | 8 | 0 | 8 | 254319 | 18565287 | 55369-6417 | USA | N30 | 2072 | _ALLIED TRADING INC/dba PWRQ | 21076 | 77411-1A | Category: --- LV - 891 --- Identifier: --- Main Switchboard MSB-1A ---------------------------------- - Enclosure Rating: --- Nema 1 --- - System voltage: --- 480VAC (3P 3W) --- - Bus amperage: --- 4000A --- - Short Circuit Rating: --- 65KAIC --- - Sections: --- 7 | FGS | Category: --- LV - 891 --- Identifier: --- Main Switchboard MSB-1A ---------------------------------- - Enclosure Rating: --- Nema 1 --- - System voltage: --- 480VAC (3P 3W) --- - Bus amperage: --- 4000A --- - Short Circuit Rating: --- 65KAIC --- - Sections: --- 7 | EA | EA |  | FALSE |  | M | PPD | DAYTON
134463 | 1 | 11 | States | Dayton | Robert Boulka | TRUE | 2026-06-30T00:00:00 | 2027-11-02T00:00:00 |  | 8 | 0 | 8 | 254319 | 18565287 | 55369-6417 | USA | N30 | 2072 | _ALLIED TRADING INC/dba PWRQ | 21076 | 77411-1A | Category: --- LV - 891 --- Identifier: --- Main Switchboard MSB-1A ---------------------------------- - Enclosure Rating: --- Nema 1 --- - System voltage: --- 480VAC (3P 3W) --- - Bus amperage: --- 4000A --- - Short Circuit Rating: --- 65KAIC --- - Sections: --- 7 | FGS | Category: --- LV - 891 --- Identifier: --- Main Switchboard MSB-1A ---------------------------------- - Enclosure Rating: --- Nema 1 --- - System voltage: --- 480VAC (3P 3W) --- - Bus amperage: --- 4000A --- - Short Circuit Rating: --- 65KAIC --- - Sections: --- 7 | EA | EA |  | FALSE |  | M | PPD | DAYTON
134463 | 1 | 12 | States | Dayton | Robert Boulka | TRUE | 2026-06-30T00:00:00 | 2026-11-09T00:00:00 |  | 4 | 0 | 4 | 254319 | 18565287 | 55369-6417 | USA | N30 | 2072 | _ALLIED TRADING INC/dba PWRQ | 21076 | 77411-1A | Category: --- LV - 891 --- Identifier: --- Main Switchboard MSB-1A ---------------------------------- - Enclosure Rating: --- Nema 1 --- - System voltage: --- 480VAC (3P 3W) --- - Bus amperage: --- 4000A --- - Short Circuit Rating: --- 65KAIC --- - Sections: --- 7 | FGS | Category: --- LV - 891 --- Identifier: --- Main Switchboard MSB-1A ---------------------------------- - Enclosure Rating: --- Nema 1 --- - System voltage: --- 480VAC (3P 3W) --- - Bus amperage: --- 4000A --- - Short Circuit Rating: --- 65KAIC --- - Sections: --- 7 | EA | EA |  | FALSE |  | M | PPD | DAYTON
134463 | 1 | 13 | States | Dayton | Robert Boulka | TRUE | 2026-06-30T00:00:00 | 2026-08-17T00:00:00 |  | 1 | 0 | 1 | 254319 | 18565287 | 55369-6417 | USA | N30 | 2072 | _ALLIED TRADING INC/dba PWRQ | 21076 | 77411-1A | Category: --- LV - 891 --- Identifier: --- Main Switchboard MSB-1A ---------------------------------- - Enclosure Rating: --- Nema 1 --- - System voltage: --- 480VAC (3P 3W) --- - Bus amperage: --- 4000A --- - Short Circuit Rating: --- 65KAIC --- - Sections: --- 7 | FGS | Category: --- LV - 891 --- Identifier: --- Main Switchboard MSB-1A ---------------------------------- - Enclosure Rating: --- Nema 1 --- - System voltage: --- 480VAC (3P 3W) --- - Bus amperage: --- 4000A --- - Short Circuit Rating: --- 65KAIC --- - Sections: --- 7 | EA | EA |  | FALSE |  | M | PPD | DAYTON
134463 | 1 | 14 | States | Dayton | Robert Boulka | TRUE | 2026-06-30T00:00:00 | 2026-08-17T00:00:00 |  | 1 | 0 | 1 | 254319 | 18565287 | 55369-6417 | USA | N30 | 2072 | _ALLIED TRADING INC/dba PWRQ | 21076 | 77411-1A | Category: --- LV - 891 --- Identifier: --- Main Switchboard MSB-1A ---------------------------------- - Enclosure Rating: --- Nema 1 --- - System voltage: --- 480VAC (3P 3W) --- - Bus amperage: --- 4000A --- - Short Circuit Rating: --- 65KAIC --- - Sections: --- 7 | FGS | Category: --- LV - 891 --- Identifier: --- Main Switchboard MSB-1A ---------------------------------- - Enclosure Rating: --- Nema 1 --- - System voltage: --- 480VAC (3P 3W) --- - Bus amperage: --- 4000A --- - Short Circuit Rating: --- 65KAIC --- - Sections: --- 7 | EA | EA |  | FALSE |  | M | PPD | DAYTON
134463 | 1 | 15 | States | Dayton | Robert Boulka | TRUE | 2026-06-30T00:00:00 | 2026-08-17T00:00:00 |  | 1 | 0 | 1 | 254319 | 18565287 | 55369-6417 | USA | N30 | 2072 | _ALLIED TRADING INC/dba PWRQ | 21076 | 77411-1A | Category: --- LV - 891 --- Identifier: --- Main Switchboard MSB-1A ---------------------------------- - Enclosure Rating: --- Nema 1 --- - System voltage: --- 480VAC (3P 3W) --- - Bus amperage: --- 4000A --- - Short Circuit Rating: --- 65KAIC --- - Sections: --- 7 | FGS | Category: --- LV - 891 --- Identifier: --- Main Switchboard MSB-1A ---------------------------------- - Enclosure Rating: --- Nema 1 --- - System voltage: --- 480VAC (3P 3W) --- - Bus amperage: --- 4000A --- - Short Circuit Rating: --- 65KAIC --- - Sections: --- 7 | EA | EA |  | FALSE |  | M | PPD | DAYTON
134463 | 1 | 1 | States | Dayton | Robert Boulka | TRUE | 2026-06-30T00:00:00 | 2026-08-24T00:00:00 |  | 4 | 0 | 4 | 254319 | 18565287 | 55369-6417 | USA | N30 | 2072 | _ALLIED TRADING INC/dba PWRQ | 21076 | 77411-1A | Category: --- LV - 891 --- Identifier: --- Main Switchboard MSB-1A ---------------------------------- - Enclosure Rating: --- Nema 1 --- - System voltage: --- 480VAC (3P 3W) --- - Bus amperage: --- 4000A --- - Short Circuit Rating: --- 65KAIC --- - Sections: --- 7 | FGS | Category: --- LV - 891 --- Identifier: --- Main Switchboard MSB-1A ---------------------------------- - Enclosure Rating: --- Nema 1 --- - System voltage: --- 480VAC (3P 3W) --- - Bus amperage: --- 4000A --- - Short Circuit Rating: --- 65KAIC --- - Sections: --- 7 | EA | EA |  | FALSE |  | M | PPD | DAYTON
134463 | 1 | 2 | States | Dayton | Robert Boulka | TRUE | 2026-06-30T00:00:00 | 2026-08-31T00:00:00 |  | 4 | 0 | 4 | 254319 | 18565287 | 55369-6417 | USA | N30 | 2072 | _ALLIED TRADING INC/dba PWRQ | 21076 | 77411-1A | Category: --- LV - 891 --- Identifier: --- Main Switchboard MSB-1A ---------------------------------- - Enclosure Rating: --- Nema 1 --- - System voltage: --- 480VAC (3P 3W) --- - Bus amperage: --- 4000A --- - Short Circuit Rating: --- 65KAIC --- - Sections: --- 7 | FGS | Category: --- LV - 891 --- Identifier: --- Main Switchboard MSB-1A ---------------------------------- - Enclosure Rating: --- Nema 1 --- - System voltage: --- 480VAC (3P 3W) --- - Bus amperage: --- 4000A --- - Short Circuit Rating: --- 65KAIC --- - Sections: --- 7 | EA | EA |  | FALSE |  | M | PPD | DAYTON
134463 | 1 | 3 | States | Dayton | Robert Boulka | TRUE | 2026-06-30T00:00:00 | 2026-09-07T00:00:00 |  | 4 | 0 | 4 | 254319 | 18565287 | 55369-6417 | USA | N30 | 2072 | _ALLIED TRADING INC/dba PWRQ | 21076 | 77411-1A | Category: --- LV - 891 --- Identifier: --- Main Switchboard MSB-1A ---------------------------------- - Enclosure Rating: --- Nema 1 --- - System voltage: --- 480VAC (3P 3W) --- - Bus amperage: --- 4000A --- - Short Circuit Rating: --- 65KAIC --- - Sections: --- 7 | FGS | Category: --- LV - 891 --- Identifier: --- Main Switchboard MSB-1A ---------------------------------- - Enclosure Rating: --- Nema 1 --- - System voltage: --- 480VAC (3P 3W) --- - Bus amperage: --- 4000A --- - Short Circuit Rating: --- 65KAIC --- - Sections: --- 7 | EA | EA |  | FALSE |  | M | PPD | DAYTON
134463 | 1 | 4 | States | Dayton | Robert Boulka | TRUE | 2026-06-30T00:00:00 | 2026-09-14T00:00:00 |  | 6 | 0 | 6 | 254319 | 18565287 | 55369-6417 | USA | N30 | 2072 | _ALLIED TRADING INC/dba PWRQ | 21076 | 77411-1A | Category: --- LV - 891 --- Identifier: --- Main Switchboard MSB-1A ---------------------------------- - Enclosure Rating: --- Nema 1 --- - System voltage: --- 480VAC (3P 3W) --- - Bus amperage: --- 4000A --- - Short Circuit Rating: --- 65KAIC --- - Sections: --- 7 | FGS | Category: --- LV - 891 --- Identifier: --- Main Switchboard MSB-1A ---------------------------------- - Enclosure Rating: --- Nema 1 --- - System voltage: --- 480VAC (3P 3W) --- - Bus amperage: --- 4000A --- - Short Circuit Rating: --- 65KAIC --- - Sections: --- 7 | EA | EA |  | FALSE |  | M | PPD | DAYTON
134463 | 1 | 5 | States | Dayton | Robert Boulka | TRUE | 2026-06-30T00:00:00 | 2026-09-21T00:00:00 |  | 6 | 0 | 6 | 254319 | 18565287 | 55369-6417 | USA | N30 | 2072 | _ALLIED TRADING INC/dba PWRQ | 21076 | 77411-1A | Category: --- LV - 891 --- Identifier: --- Main Switchboard MSB-1A ---------------------------------- - Enclosure Rating: --- Nema 1 --- - System voltage: --- 480VAC (3P 3W) --- - Bus amperage: --- 4000A --- - Short Circuit Rating: --- 65KAIC --- - Sections: --- 7 | FGS | Category: --- LV - 891 --- Identifier: --- Main Switchboard MSB-1A ---------------------------------- - Enclosure Rating: --- Nema 1 --- - System voltage: --- 480VAC (3P 3W) --- - Bus amperage: --- 4000A --- - Short Circuit Rating: --- 65KAIC --- - Sections: --- 7 | EA | EA |  | FALSE |  | M | PPD | DAYTON
134463 | 2 | 1 | States | Dayton | Robert Boulka | TRUE | 2026-06-30T00:00:00 | 2026-08-24T00:00:00 |  | 4 | 0 | 4 | 254319 | 19073925 | 55369-6417 | USA | N30 | 2072 | _ALLIED TRADING INC/dba PWRQ | 21076 | 77411-1B | Category: --- LV - 891 --- Identifier: --- Main Switchboard MSB-1A ---------------------------------- - Enclosure Rating: --- Nema 1 --- - System voltage: --- 480VAC (3P 3W) --- - Bus amperage: --- 4000A --- - Short Circuit Rating: --- 65KAIC --- - Sections: --- 7 | FGS | Category: --- LV - 891 --- Identifier: --- Main Switchboard MSB-1A ---------------------------------- - Enclosure Rating: --- Nema 1 --- - System voltage: --- 480VAC (3P 3W) --- - Bus amperage: --- 4000A --- - Short Circuit Rating: --- 65KAIC --- - Sections: --- 7 | EA | EA |  | FALSE |  | M | PPD | DAYTON
134463 | 2 | 2 | States | Dayton | Robert Boulka | TRUE | 2026-06-30T00:00:00 | 2026-08-31T00:00:00 |  | 4 | 0 | 4 | 254319 | 19073925 | 55369-6417 | USA | N30 | 2072 | _ALLIED TRADING INC/dba PWRQ | 21076 | 77411-1B | Category: --- LV - 891 --- Identifier: --- Main Switchboard MSB-1A ---------------------------------- - Enclosure Rating: --- Nema 1 --- - System voltage: --- 480VAC (3P 3W) --- - Bus amperage: --- 4000A --- - Short Circuit Rating: --- 65KAIC --- - Sections: --- 7 | FGS | Category: --- LV - 891 --- Identifier: --- Main Switchboard MSB-1A ---------------------------------- - Enclosure Rating: --- Nema 1 --- - System voltage: --- 480VAC (3P 3W) --- - Bus amperage: --- 4000A --- - Short Circuit Rating: --- 65KAIC --- - Sections: --- 7 | EA | EA |  | FALSE |  | M | PPD | DAYTON
134463 | 2 | 3 | States | Dayton | Robert Boulka | TRUE | 2026-06-30T00:00:00 | 2026-09-07T00:00:00 |  | 4 | 0 | 4 | 254319 | 19073925 | 55369-6417 | USA | N30 | 2072 | _ALLIED TRADING INC/dba PWRQ | 21076 | 77411-1B | Category: --- LV - 891 --- Identifier: --- Main Switchboard MSB-1A ---------------------------------- - Enclosure Rating: --- Nema 1 --- - System voltage: --- 480VAC (3P 3W) --- - Bus amperage: --- 4000A --- - Short Circuit Rating: --- 65KAIC --- - Sections: --- 7 | FGS | Category: --- LV - 891 --- Identifier: --- Main Switchboard MSB-1A ---------------------------------- - Enclosure Rating: --- Nema 1 --- - System voltage: --- 480VAC (3P 3W) --- - Bus amperage: --- 4000A --- - Short Circuit Rating: --- 65KAIC --- - Sections: --- 7 | EA | EA |  | FALSE |  | M | PPD | DAYTON
134463 | 2 | 4 | States | Dayton | Robert Boulka | TRUE | 2026-06-30T00:00:00 | 2026-09-14T00:00:00 |  | 6 | 0 | 6 | 254319 | 19073925 | 55369-6417 | USA | N30 | 2072 | _ALLIED TRADING INC/dba PWRQ | 21076 | 77411-1B | Category: --- LV - 891 --- Identifier: --- Main Switchboard MSB-1A ---------------------------------- - Enclosure Rating: --- Nema 1 --- - System voltage: --- 480VAC (3P 3W) --- - Bus amperage: --- 4000A --- - Short Circuit Rating: --- 65KAIC --- - Sections: --- 7 | FGS | Category: --- LV - 891 --- Identifier: --- Main Switchboard MSB-1A ---------------------------------- - Enclosure Rating: --- Nema 1 --- - System voltage: --- 480VAC (3P 3W) --- - Bus amperage: --- 4000A --- - Short Circuit Rating: --- 65KAIC --- - Sections: --- 7 | EA | EA |  | FALSE |  | M | PPD | DAYTON
134463 | 2 | 5 | States | Dayton | Robert Boulka | TRUE | 2026-06-30T00:00:00 | 2026-09-21T00:00:00 |  | 6 | 0 | 6 | 254319 | 19073925 | 55369-6417 | USA | N30 | 2072 | _ALLIED TRADING INC/dba PWRQ | 21076 | 77411-1B | Category: --- LV - 891 --- Identifier: --- Main Switchboard MSB-1A ---------------------------------- - Enclosure Rating: --- Nema 1 --- - System voltage: --- 480VAC (3P 3W) --- - Bus amperage: --- 4000A --- - Short Circuit Rating: --- 65KAIC --- - Sections: --- 7 | FGS | Category: --- LV - 891 --- Identifier: --- Main Switchboard MSB-1A ---------------------------------- - Enclosure Rating: --- Nema 1 --- - System voltage: --- 480VAC (3P 3W) --- - Bus amperage: --- 4000A --- - Short Circuit Rating: --- 65KAIC --- - Sections: --- 7 | EA | EA |  | FALSE |  | M | PPD | DAYTON
134463 | 2 | 6 | States | Dayton | Robert Boulka | TRUE | 2026-06-30T00:00:00 | 2026-09-28T00:00:00 |  | 6 | 0 | 6 | 254319 | 19073925 | 55369-6417 | USA | N30 | 2072 | _ALLIED TRADING INC/dba PWRQ | 21076 | 77411-1B | Category: --- LV - 891 --- Identifier: --- Main Switchboard MSB-1A ---------------------------------- - Enclosure Rating: --- Nema 1 --- - System voltage: --- 480VAC (3P 3W) --- - Bus amperage: --- 4000A --- - Short Circuit Rating: --- 65KAIC --- - Sections: --- 7 | FGS | Category: --- LV - 891 --- Identifier: --- Main Switchboard MSB-1A ---------------------------------- - Enclosure Rating: --- Nema 1 --- - System voltage: --- 480VAC (3P 3W) --- - Bus amperage: --- 4000A --- - Short Circuit Rating: --- 65KAIC --- - Sections: --- 7 | EA | EA |  | FALSE |  | M | PPD | DAYTON
134463 | 2 | 7 | States | Dayton | Robert Boulka | TRUE | 2026-06-30T00:00:00 | 2026-10-05T00:00:00 |  | 6 | 0 | 6 | 254319 | 19073925 | 55369-6417 | USA | N30 | 2072 | _ALLIED TRADING INC/dba PWRQ | 21076 | 77411-1B | Category: --- LV - 891 --- Identifier: --- Main Switchboard MSB-1A ---------------------------------- - Enclosure Rating: --- Nema 1 --- - System voltage: --- 480VAC (3P 3W) --- - Bus amperage: --- 4000A --- - Short Circuit Rating: --- 65KAIC --- - Sections: --- 7 | FGS | Category: --- LV - 891 --- Identifier: --- Main Switchboard MSB-1A ---------------------------------- - Enclosure Rating: --- Nema 1 --- - System voltage: --- 480VAC (3P 3W) --- - Bus amperage: --- 4000A --- - Short Circuit Rating: --- 65KAIC --- - Sections: --- 7 | EA | EA |  | FALSE |  | M | PPD | DAYTON
134463 | 2 | 8 | States | Dayton | Robert Boulka | TRUE | 2026-06-30T00:00:00 | 2026-10-12T00:00:00 |  | 6 | 0 | 6 | 254319 | 19073925 | 55369-6417 | USA | N30 | 2072 | _ALLIED TRADING INC/dba PWRQ | 21076 | 77411-1B | Category: --- LV - 891 --- Identifier: --- Main Switchboard MSB-1A ---------------------------------- - Enclosure Rating: --- Nema 1 --- - System voltage: --- 480VAC (3P 3W) --- - Bus amperage: --- 4000A --- - Short Circuit Rating: --- 65KAIC --- - Sections: --- 7 | FGS | Category: --- LV - 891 --- Identifier: --- Main Switchboard MSB-1A ---------------------------------- - Enclosure Rating: --- Nema 1 --- - System voltage: --- 480VAC (3P 3W) --- - Bus amperage: --- 4000A --- - Short Circuit Rating: --- 65KAIC --- - Sections: --- 7 | EA | EA |  | FALSE |  | M | PPD | DAYTON
134463 | 2 | 9 | States | Dayton | Robert Boulka | TRUE | 2026-06-30T00:00:00 | 2026-10-19T00:00:00 |  | 8 | 0 | 8 | 254319 | 19073925 | 55369-6417 | USA | N30 | 2072 | _ALLIED TRADING INC/dba PWRQ | 21076 | 77411-1B | Category: --- LV - 891 --- Identifier: --- Main Switchboard MSB-1A ---------------------------------- - Enclosure Rating: --- Nema 1 --- - System voltage: --- 480VAC (3P 3W) --- - Bus amperage: --- 4000A --- - Short Circuit Rating: --- 65KAIC --- - Sections: --- 7 | FGS | Category: --- LV - 891 --- Identifier: --- Main Switchboard MSB-1A ---------------------------------- - Enclosure Rating: --- Nema 1 --- - System voltage: --- 480VAC (3P 3W) --- - Bus amperage: --- 4000A --- - Short Circuit Rating: --- 65KAIC --- - Sections: --- 7 | EA | EA |  | FALSE |  | M | PPD | DAYTON
134463 | 2 | 10 | States | Dayton | Robert Boulka | TRUE | 2026-06-30T00:00:00 | 2026-10-26T00:00:00 |  | 8 | 0 | 8 | 254319 | 19073925 | 55369-6417 | USA | N30 | 2072 | _ALLIED TRADING INC/dba PWRQ | 21076 | 77411-1B | Category: --- LV - 891 --- Identifier: --- Main Switchboard MSB-1A ---------------------------------- - Enclosure Rating: --- Nema 1 --- - System voltage: --- 480VAC (3P 3W) --- - Bus amperage: --- 4000A --- - Short Circuit Rating: --- 65KAIC --- - Sections: --- 7 | FGS | Category: --- LV - 891 --- Identifier: --- Main Switchboard MSB-1A ---------------------------------- - Enclosure Rating: --- Nema 1 --- - System voltage: --- 480VAC (3P 3W) --- - Bus amperage: --- 4000A --- - Short Circuit Rating: --- 65KAIC --- - Sections: --- 7 | EA | EA |  | FALSE |  | M | PPD | DAYTON
134463 | 2 | 11 | States | Dayton | Robert Boulka | TRUE | 2026-06-30T00:00:00 | 2026-11-02T00:00:00 |  | 8 | 0 | 8 | 254319 | 19073925 | 55369-6417 | USA | N30 | 2072 | _ALLIED TRADING INC/dba PWRQ | 21076 | 77411-1B | Category: --- LV - 891 --- Identifier: --- Main Switchboard MSB-1A ---------------------------------- - Enclosure Rating: --- Nema 1 --- - System voltage: --- 480VAC (3P 3W) --- - Bus amperage: --- 4000A --- - Short Circuit Rating: --- 65KAIC --- - Sections: --- 7 | FGS | Category: --- LV - 891 --- Identifier: --- Main Switchboard MSB-1A ---------------------------------- - Enclosure Rating: --- Nema 1 --- - System voltage: --- 480VAC (3P 3W) --- - Bus amperage: --- 4000A --- - Short Circuit Rating: --- 65KAIC --- - Sections: --- 7 | EA | EA |  | FALSE |  | M | PPD | DAYTON
134463 | 2 | 12 | States | Dayton | Robert Boulka | TRUE | 2026-06-30T00:00:00 | 2026-11-09T00:00:00 |  | 8 | 0 | 8 | 254319 | 19073925 | 55369-6417 | USA | N30 | 2072 | _ALLIED TRADING INC/dba PWRQ | 21076 | 77411-1B | Category: --- LV - 891 --- Identifier: --- Main Switchboard MSB-1A ---------------------------------- - Enclosure Rating: --- Nema 1 --- - System voltage: --- 480VAC (3P 3W) --- - Bus amperage: --- 4000A --- - Short Circuit Rating: --- 65KAIC --- - Sections: --- 7 | FGS | Category: --- LV - 891 --- Identifier: --- Main Switchboard MSB-1A ---------------------------------- - Enclosure Rating: --- Nema 1 --- - System voltage: --- 480VAC (3P 3W) --- - Bus amperage: --- 4000A --- - Short Circuit Rating: --- 65KAIC --- - Sections: --- 7 | EA | EA |  | FALSE |  | M | PPD | DAYTON
134463 | 2 | 13 | States | Dayton | Robert Boulka | TRUE | 2026-06-30T00:00:00 | 2026-08-17T00:00:00 |  | 1 | 0 | 1 | 254319 | 19073925 | 55369-6417 | USA | N30 | 2072 | _ALLIED TRADING INC/dba PWRQ | 21076 | 77411-1B | Category: --- LV - 891 --- Identifier: --- Main Switchboard MSB-1A ---------------------------------- - Enclosure Rating: --- Nema 1 --- - System voltage: --- 480VAC (3P 3W) --- - Bus amperage: --- 4000A --- - Short Circuit Rating: --- 65KAIC --- - Sections: --- 7 | FGS | Category: --- LV - 891 --- Identifier: --- Main Switchboard MSB-1A ---------------------------------- - Enclosure Rating: --- Nema 1 --- - System voltage: --- 480VAC (3P 3W) --- - Bus amperage: --- 4000A --- - Short Circuit Rating: --- 65KAIC --- - Sections: --- 7 | EA | EA |  | FALSE |  | M | PPD | DAYTON
134463 | 3 | 1 | States | Dayton | Robert Boulka | TRUE | 2026-06-30T00:00:00 | 2026-08-24T00:00:00 |  | 4 | 0 | 4 | 254319 | 1017276 | 55369-6417 | USA | N30 | 2072 | _ALLIED TRADING INC/dba PWRQ | 21076 | 77411-12A | Category: --- LV - 891 --- Identifier: --- Main Switchboard MSB-1A - CORE EPOD Only ---------------------------------- - Enclosure Rating: --- Nema 1 --- - System voltage: --- 480VAC (3P 3W) --- - Bus amperage: --- 4000A --- - Short Circuit Rating: --- 65KAIC --- - Sections: --- 0 | FGS | Category: --- LV - 891 --- Identifier: --- Main Switchboard MSB-1A - CORE EPOD Only ---------------------------------- - Enclosure Rating: --- Nema 1 --- - System voltage: --- 480VAC (3P 3W) --- - Bus amperage: --- 4000A --- - Short Circuit Rating: --- 65KAIC --- - Sections: --- 0 | EA | EA |  | FALSE |  | M | PPD | 100
134498 | 1 | 1 | States | Champlin | Robert Boulka | TRUE | 2026-07-01T00:00:00 |  |  | 3 | 0 | 3 | 0.01 | 0.03 | 55316-3157 | USA | N30 | 2072 | _ALLIED TRADING INC/dba PWRQ | 21076 | Z4HHNMAK53LAMEAE4NXX | ABB BREAKER | PUR | ABB BREAKER | EA | EA |  | TRUE |  | P | PPD | 100
134721 | 1 | 1 | States | Champlin | Taylor Barrett | TRUE | 2026-07-14T00:00:00 | 2026-07-20T00:00:00 |  | 2 | 0 | 2 | 4277.18 | 8554.36 | 55316-3157 | USA | N30 | 2072 | _ALLIED TRADING INC/dba PWRQ | 21076 | Z6A50JEXX | Cradle - w/400V Auxiliary Position Contacts, Right Sets | PUR | Cradle - w/400V Auxiliary Position Contacts, Right Sets | EA | EA |  | FALSE |  | P | PPD | 100
134772 | 3 | 1 | States | Dayton | Taylor Barrett | TRUE | 2026-07-15T00:00:00 | 2026-07-20T00:00:00 |  | 312 | 0 | 312 | 0 | 0 | 55369-6417 | USA | N30 | 2072 | _ALLIED TRADING INC/dba PWRQ | 21076 | MD- STOCK_DOORSTOP REV A | MARYLAND DOOR STOP | PUR | MARYLAND DOOR STOP | EA | EA |  | FALSE |  | P | PPD | DAYTON
134772 | 1 | 1 | States | Dayton | Taylor Barrett | TRUE | 2026-07-15T00:00:00 | 2026-07-20T00:00:00 |  | 136 | 0 | 136 | 0 | 0 | 55369-6417 | USA | N30 | 2072 | _ALLIED TRADING INC/dba PWRQ | 21076 | MD- 112153N11_SWING-HANDLE KEYED CAM LOCK | SWING-HANDLE KEYED CAM LOCK | PUR | SWING-HANDLE KEYED CAM LOCK | EA | EA |  | FALSE |  | P | PPD | DAYTON
134772 | 2 | 1 | States | Dayton | Taylor Barrett | TRUE | 2026-07-15T00:00:00 | 2026-07-20T00:00:00 |  | 68 | 0 | 68 | 0 | 0 | 55369-6417 | USA | N30 | 2072 | _ALLIED TRADING INC/dba PWRQ | 21076 | MD- 2153N11_SWING-HANDLE KEYED CAM LOCK-LEFT | SWING-HANDLE KEYED CAM LOCK | PUR | SWING-HANDLE KEYED CAM LOCK | EA | EA |  | FALSE |  | P | PPD | DAYTON
133170 | 1 | 2 | States | Dayton | Taylor Barrett | TRUE | 2026-05-11T00:00:00 | 2026-08-25T00:00:00 | 2026-08-25T00:00:00 | 9 | 0 | 9 | 112000 | 3808000 | 55369-6417 | USA | N30 | 2090 | DAEDEX / MAS HVAC | 55369 | ECTPUA040A4654ERVPCS | Outdoor packaged DX e-house cooling unit, consisting of (2) redundant, fully independent 20-ton Air Cooled Condensing Units, Air Handling Units with Centrifugal Fans, DX Evaporator Coils, and Refrigeration and control systems, for N+1 operation Each unit installed with:- ECM axial fans for heat rejection - ECM centrifugal fans for supply air with gravity fall backdraft dampers - One fixed, scroll and one digital, scroll compressor per circuit - Microchannel coils - Evaporator coils - Hot gas reheat coils (7.5KW/ea for 40T) - 2” MERV8 return air filters - Control panel with 65kAIC disconnect - Carel controller- R454b refrigerant | PUR | Outdoor packaged DX e-house cooling unit, consisting of (2) redundant, fully independent 20-ton Air Cooled Condensing Units, Air Handling Units with Centrifugal Fans, DX Evaporator Coils, and Refrigeration and control systems, for N+1 operation Each unit installed with:- ECM axial fans for heat rejection - ECM centrifugal fans for supply air with gravity fall backdraft dampers - One fixed, scroll and one digital, scroll compressor per circuit - Microchannel coils - Evaporator coils - Hot gas reheat coils (7.5KW/ea for 40T) - 2” MERV8 return air filters - Control panel with 65kAIC disconnect - Carel controller- R454b refrigerant | EA | EA |  | TRUE |  | P | ALL | DAYTON
133170 | 1 | 3 | States | Dayton | Taylor Barrett | TRUE | 2026-05-11T00:00:00 | 2026-09-24T00:00:00 | 2026-09-24T00:00:00 | 20 | 0 | 20 | 112000 | 3808000 | 55369-6417 | USA | N30 | 2090 | DAEDEX / MAS HVAC | 55369 | ECTPUA040A4654ERVPCS | Outdoor packaged DX e-house cooling unit, consisting of (2) redundant, fully independent 20-ton Air Cooled Condensing Units, Air Handling Units with Centrifugal Fans, DX Evaporator Coils, and Refrigeration and control systems, for N+1 operation Each unit installed with:- ECM axial fans for heat rejection - ECM centrifugal fans for supply air with gravity fall backdraft dampers - One fixed, scroll and one digital, scroll compressor per circuit - Microchannel coils - Evaporator coils - Hot gas reheat coils (7.5KW/ea for 40T) - 2” MERV8 return air filters - Control panel with 65kAIC disconnect - Carel controller- R454b refrigerant | PUR | Outdoor packaged DX e-house cooling unit, consisting of (2) redundant, fully independent 20-ton Air Cooled Condensing Units, Air Handling Units with Centrifugal Fans, DX Evaporator Coils, and Refrigeration and control systems, for N+1 operation Each unit installed with:- ECM axial fans for heat rejection - ECM centrifugal fans for supply air with gravity fall backdraft dampers - One fixed, scroll and one digital, scroll compressor per circuit - Microchannel coils - Evaporator coils - Hot gas reheat coils (7.5KW/ea for 40T) - 2” MERV8 return air filters - Control panel with 65kAIC disconnect - Carel controller- R454b refrigerant | EA | EA |  | TRUE |  | P | ALL | DAYTON
133170 | 2 | 1 | States | Dayton | Taylor Barrett | TRUE | 2026-05-11T00:00:00 | 2026-07-27T00:00:00 | 2026-07-27T00:00:00 | 5 | 0 | 5 | 118000 | 17464000 | 55369-6417 | USA | N30 | 2090 | DAEDEX / MAS HVAC | 55369 | ECTPUA060A4654ERVPCS | Outdoor packaged DX e-house cooling unit, consisting of (2) redundant, fully independent 30-ton Air Cooled Condensing Units, Air Handling Units with Centrifugal Fans, DX Evaporator Coils, and Refrigeration and control systems, for N+1 operation Each unit installed with: - ECM axial fans for heat rejection - ECM centrifugal fans for supply air with gravity fall backdraft dampers - One fixed, scroll and one digital, scroll compressor per circuit - Microchannel coils - Evaporator coils - Hot gas reheat coils (10KW/ea for 60T) - 2” MERV8 return air filters - Control panel with 65kAIC disconnect - Carel controller - R454b refrigerant | PUR | Outdoor packaged DX e-house cooling unit, consisting of (2) redundant, fully independent 30-ton Air Cooled Condensing Units, Air Handling Units with Centrifugal Fans, DX Evaporator Coils, and Refrigeration and control systems, for N+1 operation Each unit installed with: - ECM axial fans for heat rejection - ECM centrifugal fans for supply air with gravity fall backdraft dampers - One fixed, scroll and one digital, scroll compressor per circuit - Microchannel coils - Evaporator coils - Hot gas reheat coils (10KW/ea for 60T) - 2” MERV8 return air filters - Control panel with 65kAIC disconnect - Carel controller - R454b refrigerant | EA | EA |  | TRUE |  | P | ALL | DAYTON
133170 | 2 | 2 | States | Dayton | Taylor Barrett | TRUE | 2026-05-11T00:00:00 | 2026-08-25T00:00:00 | 2026-08-25T00:00:00 | 16 | 0 | 16 | 118000 | 17464000 | 55369-6417 | USA | N30 | 2090 | DAEDEX / MAS HVAC | 55369 | ECTPUA060A4654ERVPCS | Outdoor packaged DX e-house cooling unit, consisting of (2) redundant, fully independent 30-ton Air Cooled Condensing Units, Air Handling Units with Centrifugal Fans, DX Evaporator Coils, and Refrigeration and control systems, for N+1 operation Each unit installed with: - ECM axial fans for heat rejection - ECM centrifugal fans for supply air with gravity fall backdraft dampers - One fixed, scroll and one digital, scroll compressor per circuit - Microchannel coils - Evaporator coils - Hot gas reheat coils (10KW/ea for 60T) - 2” MERV8 return air filters - Control panel with 65kAIC disconnect - Carel controller - R454b refrigerant | PUR | Outdoor packaged DX e-house cooling unit, consisting of (2) redundant, fully independent 30-ton Air Cooled Condensing Units, Air Handling Units with Centrifugal Fans, DX Evaporator Coils, and Refrigeration and control systems, for N+1 operation Each unit installed with: - ECM axial fans for heat rejection - ECM centrifugal fans for supply air with gravity fall backdraft dampers - One fixed, scroll and one digital, scroll compressor per circuit - Microchannel coils - Evaporator coils - Hot gas reheat coils (10KW/ea for 60T) - 2” MERV8 return air filters - Control panel with 65kAIC disconnect - Carel controller - R454b refrigerant | EA | EA |  | TRUE |  | P | ALL | DAYTON
133170 | 2 | 3 | States | Dayton | Taylor Barrett | TRUE | 2026-05-11T00:00:00 | 2026-09-25T00:00:00 | 2026-08-25T00:00:00 | 20 | 0 | 20 | 118000 | 17464000 | 55369-6417 | USA | N30 | 2090 | DAEDEX / MAS HVAC | 55369 | ECTPUA060A4654ERVPCS | Outdoor packaged DX e-house cooling unit, consisting of (2) redundant, fully independent 30-ton Air Cooled Condensing Units, Air Handling Units with Centrifugal Fans, DX Evaporator Coils, and Refrigeration and control systems, for N+1 operation Each unit installed with: - ECM axial fans for heat rejection - ECM centrifugal fans for supply air with gravity fall backdraft dampers - One fixed, scroll and one digital, scroll compressor per circuit - Microchannel coils - Evaporator coils - Hot gas reheat coils (10KW/ea for 60T) - 2” MERV8 return air filters - Control panel with 65kAIC disconnect - Carel controller - R454b refrigerant | PUR | Outdoor packaged DX e-house cooling unit, consisting of (2) redundant, fully independent 30-ton Air Cooled Condensing Units, Air Handling Units with Centrifugal Fans, DX Evaporator Coils, and Refrigeration and control systems, for N+1 operation Each unit installed with: - ECM axial fans for heat rejection - ECM centrifugal fans for supply air with gravity fall backdraft dampers - One fixed, scroll and one digital, scroll compressor per circuit - Microchannel coils - Evaporator coils - Hot gas reheat coils (10KW/ea for 60T) - 2” MERV8 return air filters - Control panel with 65kAIC disconnect - Carel controller - R454b refrigerant | EA | EA |  | TRUE |  | P | ALL | DAYTON
133170 | 2 | 4 | States | Dayton | Taylor Barrett | TRUE | 2026-05-11T00:00:00 | 2026-10-30T00:00:00 | 2026-10-30T00:00:00 | 52 | 0 | 52 | 118000 | 17464000 | 55369-6417 | USA | N30 | 2090 | DAEDEX / MAS HVAC | 55369 | ECTPUA060A4654ERVPCS | Outdoor packaged DX e-house cooling unit, consisting of (2) redundant, fully independent 30-ton Air Cooled Condensing Units, Air Handling Units with Centrifugal Fans, DX Evaporator Coils, and Refrigeration and control systems, for N+1 operation Each unit installed with: - ECM axial fans for heat rejection - ECM centrifugal fans for supply air with gravity fall backdraft dampers - One fixed, scroll and one digital, scroll compressor per circuit - Microchannel coils - Evaporator coils - Hot gas reheat coils (10KW/ea for 60T) - 2” MERV8 return air filters - Control panel with 65kAIC disconnect - Carel controller - R454b refrigerant | PUR | Outdoor packaged DX e-house cooling unit, consisting of (2) redundant, fully independent 30-ton Air Cooled Condensing Units, Air Handling Units with Centrifugal Fans, DX Evaporator Coils, and Refrigeration and control systems, for N+1 operation Each unit installed with: - ECM axial fans for heat rejection - ECM centrifugal fans for supply air with gravity fall backdraft dampers - One fixed, scroll and one digital, scroll compressor per circuit - Microchannel coils - Evaporator coils - Hot gas reheat coils (10KW/ea for 60T) - 2” MERV8 return air filters - Control panel with 65kAIC disconnect - Carel controller - R454b refrigerant | EA | EA |  | TRUE |  | P | ALL | DAYTON
133170 | 2 | 5 | States | Dayton | Taylor Barrett | TRUE | 2026-05-11T00:00:00 | 2026-11-27T00:00:00 | 2026-11-27T00:00:00 | 55 | 0 | 55 | 118000 | 17464000 | 55369-6417 | USA | N30 | 2090 | DAEDEX / MAS HVAC | 55369 | ECTPUA060A4654ERVPCS | Outdoor packaged DX e-house cooling unit, consisting of (2) redundant, fully independent 30-ton Air Cooled Condensing Units, Air Handling Units with Centrifugal Fans, DX Evaporator Coils, and Refrigeration and control systems, for N+1 operation Each unit installed with: - ECM axial fans for heat rejection - ECM centrifugal fans for supply air with gravity fall backdraft dampers - One fixed, scroll and one digital, scroll compressor per circuit - Microchannel coils - Evaporator coils - Hot gas reheat coils (10KW/ea for 60T) - 2” MERV8 return air filters - Control panel with 65kAIC disconnect - Carel controller - R454b refrigerant | PUR | Outdoor packaged DX e-house cooling unit, consisting of (2) redundant, fully independent 30-ton Air Cooled Condensing Units, Air Handling Units with Centrifugal Fans, DX Evaporator Coils, and Refrigeration and control systems, for N+1 operation Each unit installed with: - ECM axial fans for heat rejection - ECM centrifugal fans for supply air with gravity fall backdraft dampers - One fixed, scroll and one digital, scroll compressor per circuit - Microchannel coils - Evaporator coils - Hot gas reheat coils (10KW/ea for 60T) - 2” MERV8 return air filters - Control panel with 65kAIC disconnect - Carel controller - R454b refrigerant | EA | EA |  | TRUE |  | P | ALL | DAYTON
133784 | 2 | 1 | States | Dayton | Megan Swymeler | TRUE | 2026-06-02T00:00:00 | 2026-07-31T00:00:00 | 2026-07-31T00:00:00 | 50 | 0 | 50 | 1016.72 | 50836 | 55369-6417 | USA | N60 | 2098 | S+S INDUSTRIES INC | 77011 | CUB3-.375X6 | C110 HH COPPER BUS BAR 3/8" X 6" X 12' - #3) ROUND EDGE - TIN PLATED | BUSB | C110 HH COPPER BUS BAR 3/8" X 6" X 12' - #3) ROUND EDGE - TIN PLATED | FT | L12 |  | TRUE |  | P | PPD | Dayton
133784 | 1 | 1 | States | Dayton | Megan Swymeler | TRUE | 2026-06-02T00:00:00 | 2026-07-31T00:00:00 | 2026-07-31T00:00:00 | 150 | 0 | 150 | 677.78 | 101667 | 55369-6417 | USA | N60 | 2098 | S+S INDUSTRIES INC | 77011 | CUB3-.375X4 | C110 HH COPPER BUS BAR 3/8" X 4" X 12' - #3) ROUND EDGE - TIN PLATED | BUSB | C110 HH COPPER BUS BAR 3/8" X 4" X 12' - #3) ROUND EDGE - TIN PLATED | FT | L12 |  | TRUE |  | P | PPD | Dayton
133344 | 2 | 1 | States | Champlin | Megan Swymeler | TRUE | 2026-05-18T00:00:00 | 2026-07-15T00:00:00 | 2026-07-15T00:00:00 | 584 | 0 | 584 | 338.94 | 197940.96 | 55316-3157 | USA | N60 | 2098 | S+S INDUSTRIES INC | 77011 | CUB3-.250X3 | C110 HH COPPER BUS BAR 1/4" X 3" X 12' - #3) ROUND EDGE - TIN PLATED | BUSB | C110 HH COPPER BUS BAR 1/4" X 3" X 12' - #3) ROUND EDGE - TIN PLATED | FT | L12 |  | TRUE |  | P | PPD | 100
133344 | 1 | 1 | States | Champlin | Megan Swymeler | TRUE | 2026-05-18T00:00:00 | 2026-07-01T00:00:00 | 2026-07-01T00:00:00 | 584 | 0 | 584 | 338.94 | 197940.96 | 55316-3157 | USA | N60 | 2098 | S+S INDUSTRIES INC | 77011 | CUB3-.250X3 | C110 HH COPPER BUS BAR 1/4" X 3" X 12' - #3) ROUND EDGE - TIN PLATED | BUSB | C110 HH COPPER BUS BAR 1/4" X 3" X 12' - #3) ROUND EDGE - TIN PLATED | FT | L12 |  | TRUE |  | P | PPD | 100
132570 | 2 | 1 | States | Dayton | Megan Swymeler | TRUE | 2026-04-17T00:00:00 | 2026-06-24T00:00:00 | 2026-06-24T00:00:00 | 64 | 0 | 64 | 282.42 | 18074.88 | 55369-6417 | USA | N60 | 2098 | S+S INDUSTRIES INC | 77011 | CUB1-.250X2 | C110 HH COPPER BUS BAR 1/4" X 2" X 12' - #1) ROUND EDGE - SILVER WASHED | BUSB | C110 HH COPPER BUS BAR 1/4" X 2" X 12' - #1) ROUND EDGE - SILVER WASHED | FT | L12 |  | TRUE |  | P | PPD | Dayton
132570 | 3 | 1 | States | Dayton | Megan Swymeler | TRUE | 2026-04-17T00:00:00 | 2026-08-25T00:00:00 | 2026-08-25T00:00:00 | 32 | 0 | 32 | 282.42 | 9037.44 | 55369-6417 | USA | N60 | 2098 | S+S INDUSTRIES INC | 77011 | CUB1-.250X2 | C110 HH COPPER BUS BAR 1/4" X 2" X 12' - #1) ROUND EDGE - SILVER WASHED | BUSB | C110 HH COPPER BUS BAR 1/4" X 2" X 12' - #1) ROUND EDGE - SILVER WASHED | FT | L12 |  | TRUE |  | P | PPD | Dayton
132570 | 4 | 1 | States | Dayton | Megan Swymeler | TRUE | 2026-04-17T00:00:00 | 2026-11-20T00:00:00 | 2026-11-20T00:00:00 | 159 | 0 | 159 | 282.42 | 44904.78 | 55369-6417 | USA | N60 | 2098 | S+S INDUSTRIES INC | 77011 | CUB1-.250X2 | C110 HH COPPER BUS BAR 1/4" X 2" X 12' - #1) ROUND EDGE - SILVER WASHED | BUSB | C110 HH COPPER BUS BAR 1/4" X 2" X 12' - #1) ROUND EDGE - SILVER WASHED | FT | L12 |  | TRUE |  | P | PPD | Dayton
132570 | 5 | 1 | States | Dayton | Megan Swymeler | TRUE | 2026-04-17T00:00:00 | 2026-12-18T00:00:00 | 2026-12-18T00:00:00 | 159 | 0 | 159 | 282.42 | 44904.78 | 55369-6417 | USA | N60 | 2098 | S+S INDUSTRIES INC | 77011 | CUB1-.250X2 | C110 HH COPPER BUS BAR 1/4" X 2" X 12' - #1) ROUND EDGE - SILVER WASHED | BUSB | C110 HH COPPER BUS BAR 1/4" X 2" X 12' - #1) ROUND EDGE - SILVER WASHED | FT | L12 |  | TRUE |  | P | PPD | Dayton
132570 | 6 | 1 | States | Dayton | Megan Swymeler | TRUE | 2026-04-17T00:00:00 | 2027-01-25T00:00:00 | 2027-01-25T00:00:00 | 32 | 0 | 32 | 282.42 | 9037.44 | 55369-6417 | USA | N60 | 2098 | S+S INDUSTRIES INC | 77011 | CUB1-.250X2 | C110 HH COPPER BUS BAR 1/4" X 2" X 12' - #1) ROUND EDGE - SILVER WASHED | BUSB | C110 HH COPPER BUS BAR 1/4" X 2" X 12' - #1) ROUND EDGE - SILVER WASHED | FT | L12 |  | TRUE |  | P | PPD | Dayton
131953 | 6 | 1 | States | Dayton | Megan Swymeler | TRUE | 2026-03-23T00:00:00 | 2026-06-10T00:00:00 | 2026-06-10T00:00:00 | 40 | 0 | 40 | 677.78 | 27111.2 | 55369-6417 | USA | N60 | 2098 | S+S INDUSTRIES INC | 77011 | CUB3-.375X4 | C110 HH COPPER BUS BAR 3/8" X 4" X 12' - #3) ROUND EDGE - TIN PLATED | BUSB | C110 HH COPPER BUS BAR 3/8" X 4" X 12' - #3) ROUND EDGE - TIN PLATED | FT | L12 |  | TRUE |  | P | PPD | Dayton
133783 | 4 | 1 | States | Dayton | Megan Swymeler | TRUE | 2026-06-02T00:00:00 | 2026-06-30T00:00:00 | 2026-06-30T00:00:00 | 50 | 0 | 50 | 1006.484 | 50324.2 | 55369-6417 | USA | N60 | 2098 | S+S INDUSTRIES INC | 77011 | CUB3-.375X6 | C110 HH COPPER BUS BAR 3/8" X 6" X 12' - #3) ROUND EDGE - TIN PLATED | BUSB | C110 HH COPPER BUS BAR 3/8" X 6" X 12' - #3) ROUND EDGE - TIN PLATED | FT | L12 |  | TRUE |  | P | PPD | Dayton
133783 | 3 | 1 | States | Dayton | Megan Swymeler | TRUE | 2026-06-02T00:00:00 | 2026-06-30T00:00:00 | 2026-06-30T00:00:00 | 150 | 0 | 150 | 677.89 | 101683.5 | 55369-6417 | USA | N60 | 2098 | S+S INDUSTRIES INC | 77011 | CUB3-.375X4 | C110 HH COPPER BUS BAR 3/8" X 4" X 12' - #3) ROUND EDGE - TIN PLATED | BUSB | C110 HH COPPER BUS BAR 3/8" X 4" X 12' - #3) ROUND EDGE - TIN PLATED | FT | L12 |  | TRUE |  | P | PPD | Dayton
133783 | 2 | 1 | States | Dayton | Megan Swymeler | TRUE | 2026-06-02T00:00:00 | 2026-06-30T00:00:00 | 2026-06-30T00:00:00 | 84 | 0 | 84 | 225.89 | 18974.76 | 55369-6417 | USA | N60 | 2098 | S+S INDUSTRIES INC | 77011 | CUB3-.250X2 | C110 HH COPPER BUS BAR 1/4" X 2" X 12' - #3) ROUND EDGE - TIN PLATED | BUSB | C110 HH COPPER BUS BAR 1/4" X 2" X 12' - #3) ROUND EDGE - TIN PLATED | FT | L12 |  | TRUE |  | P | PPD | Dayton
133786 | 12 | 1 | States | Champlin | Megan Swymeler | TRUE | 2026-06-02T00:00:00 | 2026-07-15T00:00:00 | 2026-07-15T00:00:00 | 500 | 0 | 500 | 338.94 | 169470 | 55316-3157 | USA | N60 | 2098 | S+S INDUSTRIES INC | 77011 | CUB3-.250X3 | C110 HH COPPER BUS BAR 1/4" X 3" X 12' - #3) ROUND EDGE - TIN PLATED | BUSB | C110 HH COPPER BUS BAR 1/4" X 3" X 12' - #3) ROUND EDGE - TIN PLATED | FT | L12 |  | TRUE |  | P | PPD | 100
133786 | 11 | 1 | States | Champlin | Megan Swymeler | TRUE | 2026-06-02T00:00:00 | 2026-07-08T00:00:00 | 2026-07-08T00:00:00 | 500 | 0 | 500 | 338.94 | 169470 | 55316-3157 | USA | N60 | 2098 | S+S INDUSTRIES INC | 77011 | CUB3-.250X3 | C110 HH COPPER BUS BAR 1/4" X 3" X 12' - #3) ROUND EDGE - TIN PLATED | BUSB | C110 HH COPPER BUS BAR 1/4" X 3" X 12' - #3) ROUND EDGE - TIN PLATED | FT | L12 |  | TRUE |  | P | PPD | 100
133786 | 10 | 1 | States | Champlin | Megan Swymeler | TRUE | 2026-06-02T00:00:00 | 2026-07-01T00:00:00 | 2026-07-01T00:00:00 | 500 | 0 | 500 | 338.94 | 169470 | 55316-3157 | USA | N60 | 2098 | S+S INDUSTRIES INC | 77011 | CUB3-.250X3 | C110 HH COPPER BUS BAR 1/4" X 3" X 12' - #3) ROUND EDGE - TIN PLATED | BUSB | C110 HH COPPER BUS BAR 1/4" X 3" X 12' - #3) ROUND EDGE - TIN PLATED | FT | L12 |  | TRUE |  | P | PPD | 100
133786 | 8 | 1 | States | Champlin | Megan Swymeler | TRUE | 2026-06-02T00:00:00 | 2026-07-22T00:00:00 | 2026-07-22T00:00:00 | 209 | 0 | 209 | 225.89 | 47211.01 | 55316-3157 | USA | N60 | 2098 | S+S INDUSTRIES INC | 77011 | CUB3-.250X2 | C110 HH COPPER BUS BAR 1/4" X 2" X 12' - #3) ROUND EDGE - TIN PLATED | BUSB | C110 HH COPPER BUS BAR 1/4" X 2" X 12' - #3) ROUND EDGE - TIN PLATED | FT | L12 |  | TRUE |  | P | PPD | 100
133786 | 7 | 1 | States | Champlin | Megan Swymeler | TRUE | 2026-06-02T00:00:00 | 2026-07-15T00:00:00 | 2026-07-15T00:00:00 | 209 | 0 | 209 | 225.89 | 47211.01 | 55316-3157 | USA | N60 | 2098 | S+S INDUSTRIES INC | 77011 | CUB3-.250X2 | C110 HH COPPER BUS BAR 1/4" X 2" X 12' - #3) ROUND EDGE - TIN PLATED | BUSB | C110 HH COPPER BUS BAR 1/4" X 2" X 12' - #3) ROUND EDGE - TIN PLATED | FT | L12 |  | TRUE |  | P | PPD | 100
133786 | 6 | 1 | States | Champlin | Megan Swymeler | TRUE | 2026-06-02T00:00:00 | 2026-07-08T00:00:00 | 2026-07-08T00:00:00 | 209 | 0 | 209 | 225.89 | 47211.01 | 55316-3157 | USA | N60 | 2098 | S+S INDUSTRIES INC | 77011 | CUB3-.250X2 | C110 HH COPPER BUS BAR 1/4" X 2" X 12' - #3) ROUND EDGE - TIN PLATED | BUSB | C110 HH COPPER BUS BAR 1/4" X 2" X 12' - #3) ROUND EDGE - TIN PLATED | FT | L12 |  | TRUE |  | P | PPD | 100
133786 | 5 | 1 | States | Champlin | Megan Swymeler | TRUE | 2026-06-02T00:00:00 | 2026-07-01T00:00:00 | 2026-07-01T00:00:00 | 209 | 0 | 209 | 225.89 | 47211.01 | 55316-3157 | USA | N60 | 2098 | S+S INDUSTRIES INC | 77011 | CUB3-.250X2 | C110 HH COPPER BUS BAR 1/4" X 2" X 12' - #3) ROUND EDGE - TIN PLATED | BUSB | C110 HH COPPER BUS BAR 1/4" X 2" X 12' - #3) ROUND EDGE - TIN PLATED | FT | L12 |  | TRUE |  | P | PPD | 100
133786 | 13 | 1 | States | Champlin | Megan Swymeler | TRUE | 2026-06-02T00:00:00 | 2026-07-22T00:00:00 | 2026-07-22T00:00:00 | 500 | 0 | 500 | 338.94 | 169470 | 55316-3157 | USA | N60 | 2098 | S+S INDUSTRIES INC | 77011 | CUB3-.250X3 | C110 HH COPPER BUS BAR 1/4" X 3" X 12' - #3) ROUND EDGE - TIN PLATED | BUSB | C110 HH COPPER BUS BAR 1/4" X 3" X 12' - #3) ROUND EDGE - TIN PLATED | FT | L12 |  | TRUE |  | P | PPD | 100
133786 | 15 | 2 | States | Champlin | Megan Swymeler | TRUE | 2026-06-02T00:00:00 | 2026-07-02T00:00:00 |  | 226 | 0 | 226 | 445.8606 | 222930.3 | 55316-3157 | USA | N60 | 2098 | S+S INDUSTRIES INC | 77011 | CUB3-.250X4 | C110 HH COPPER BUS BAR 1/4" X 4" X 12' - #1) ROUND EDGE - TIN PLATED | BUSB | C110 HH COPPER BUS BAR 1/4" X 4" X 12' - #1) ROUND EDGE - TIN PLATED | FT | L12 |  | TRUE |  | P | PPD | 100
133786 | 17 | 1 | States | Champlin | Megan Swymeler | TRUE | 2026-06-02T00:00:00 | 2026-07-27T00:00:00 | 2026-07-27T00:00:00 | 500 | 226 | 274 | 445.8606 | 222930.3 | 55316-3157 | USA | N60 | 2098 | S+S INDUSTRIES INC | 77011 | CUB3-.250X4 | C110 HH COPPER BUS BAR 1/4" X 4" X 12' - #1) ROUND EDGE - TIN PLATED | BUSB | C110 HH COPPER BUS BAR 1/4" X 4" X 12' - #1) ROUND EDGE - TIN PLATED | FT | L12 |  | TRUE |  | P | PPD | 100
133786 | 22 | 1 | States | Champlin | Megan Swymeler | TRUE | 2026-06-02T00:00:00 | 2026-07-06T00:00:00 | 2026-07-06T00:00:00 | 500 | 0 | 500 | 677.78 | 338890 | 55316-3157 | USA | N60 | 2098 | S+S INDUSTRIES INC | 77011 | CUB3-.250X6 | C110 HH COPPER BUS BAR 1/4" X 6" X 12' - #3) ROUND EDGE - TIN PLATED | BUSB | C110 HH COPPER BUS BAR 1/4" X 6" X 12' - #3) ROUND EDGE - TIN PLATED | FT | L12 |  | TRUE |  | P | PPD | 100
133786 | 23 | 1 | States | Champlin | Megan Swymeler | TRUE | 2026-06-02T00:00:00 | 2026-07-13T00:00:00 | 2026-07-13T00:00:00 | 500 | 0 | 500 | 677.78 | 338890 | 55316-3157 | USA | N60 | 2098 | S+S INDUSTRIES INC | 77011 | CUB3-.250X6 | C110 HH COPPER BUS BAR 1/4" X 6" X 12' - #3) ROUND EDGE - TIN PLATED | BUSB | C110 HH COPPER BUS BAR 1/4" X 6" X 12' - #3) ROUND EDGE - TIN PLATED | FT | L12 |  | TRUE |  | P | PPD | 100
133786 | 24 | 1 | States | Champlin | Megan Swymeler | TRUE | 2026-06-02T00:00:00 | 2026-07-20T00:00:00 | 2026-07-20T00:00:00 | 500 | 0 | 500 | 677.78 | 338890 | 55316-3157 | USA | N60 | 2098 | S+S INDUSTRIES INC | 77011 | CUB3-.250X6 | C110 HH COPPER BUS BAR 1/4" X 6" X 12' - #3) ROUND EDGE - TIN PLATED | BUSB | C110 HH COPPER BUS BAR 1/4" X 6" X 12' - #3) ROUND EDGE - TIN PLATED | FT | L12 |  | TRUE |  | P | PPD | 100
133786 | 25 | 1 | States | Champlin | Megan Swymeler | TRUE | 2026-06-02T00:00:00 | 2026-07-27T00:00:00 | 2026-07-27T00:00:00 | 500 | 0 | 500 | 677.78 | 338890 | 55316-3157 | USA | N60 | 2098 | S+S INDUSTRIES INC | 77011 | CUB3-.250X6 | C110 HH COPPER BUS BAR 1/4" X 6" X 12' - #3) ROUND EDGE - TIN PLATED | BUSB | C110 HH COPPER BUS BAR 1/4" X 6" X 12' - #3) ROUND EDGE - TIN PLATED | FT | L12 |  | TRUE |  | P | PPD | 100
132646 | 1 | 1 | States | Champlin | Megan Swymeler | TRUE | 2026-04-21T00:00:00 | 2026-07-17T00:00:00 | 2026-07-17T00:00:00 | 75 | 0 | 75 | 677.78 | 50833.5 | 55316-3157 | USA | N60 | 2098 | S+S INDUSTRIES INC | 77011 | CUB3-.375X4 | C110 HH COPPER BUS BAR 3/8" X 4" X 12' - #3) ROUND EDGE - TIN PLATED | BUSB | C110 HH COPPER BUS BAR 3/8" X 4" X 12' - #3) ROUND EDGE - TIN PLATED | FT | L12 |  | TRUE |  | P | PPD | 100
132441 | 1 | 1 | States | Champlin | Megan Swymeler | TRUE | 2026-04-13T00:00:00 | 2026-05-27T00:00:00 | 2026-05-27T00:00:00 | 17 | 0 | 17 | 1270.4 | 21596.8 | 55316-3157 | USA | N60 | 2098 | S+S INDUSTRIES INC | 77011 | CUB3-.750X4 | C110 HH COPPER BUS BAR 3/4" X 4" X 12' - #3) ROUND EDGE - TIN PLATED | BUSB | C110 HH COPPER BUS BAR 3/4" X 4" X 12' - #3) ROUND EDGE - TIN PLATED | FT | L12 |  | TRUE |  | P | PPD | 100
133788 | 1 | 1 | States | Champlin | Megan Swymeler | TRUE | 2026-06-02T00:00:00 | 2026-09-07T00:00:00 | 2026-09-07T00:00:00 | 125 | 0 | 125 | 112.95 | 14118.75 | 55316-3157 | USA | N60 | 2098 | S+S INDUSTRIES INC | 77011 | CUB3-.250X1 | C110 HH COPPER BUS BAR 1/4" X 1" X 12' - #3) ROUND EDGE - TIN PLATED | BUSB | C110 HH COPPER BUS BAR 1/4" X 1" X 12' - #3) ROUND EDGE - TIN PLATED | FT | L12 |  | TRUE |  | P | PPD | 100
133788 | 2 | 1 | States | Champlin | Megan Swymeler | TRUE | 2026-06-02T00:00:00 | 2026-09-14T00:00:00 | 2026-09-14T00:00:00 | 125 | 0 | 125 | 112.95 | 14118.75 | 55316-3157 | USA | N60 | 2098 | S+S INDUSTRIES INC | 77011 | CUB3-.250X1 | C110 HH COPPER BUS BAR 1/4" X 1" X 12' - #3) ROUND EDGE - TIN PLATED | BUSB | C110 HH COPPER BUS BAR 1/4" X 1" X 12' - #3) ROUND EDGE - TIN PLATED | FT | L12 |  | TRUE |  | P | PPD | 100
133788 | 3 | 1 | States | Champlin | Megan Swymeler | TRUE | 2026-06-02T00:00:00 | 2026-09-21T00:00:00 | 2026-09-21T00:00:00 | 125 | 0 | 125 | 112.95 | 14118.75 | 55316-3157 | USA | N60 | 2098 | S+S INDUSTRIES INC | 77011 | CUB3-.250X1 | C110 HH COPPER BUS BAR 1/4" X 1" X 12' - #3) ROUND EDGE - TIN PLATED | BUSB | C110 HH COPPER BUS BAR 1/4" X 1" X 12' - #3) ROUND EDGE - TIN PLATED | FT | L12 |  | TRUE |  | P | PPD | 100
133788 | 4 | 1 | States | Champlin | Megan Swymeler | TRUE | 2026-06-02T00:00:00 | 2026-09-28T00:00:00 | 2026-09-28T00:00:00 | 125 | 0 | 125 | 112.95 | 14118.75 | 55316-3157 | USA | N60 | 2098 | S+S INDUSTRIES INC | 77011 | CUB3-.250X1 | C110 HH COPPER BUS BAR 1/4" X 1" X 12' - #3) ROUND EDGE - TIN PLATED | BUSB | C110 HH COPPER BUS BAR 1/4" X 1" X 12' - #3) ROUND EDGE - TIN PLATED | FT | L12 |  | TRUE |  | P | PPD | 100
133788 | 5 | 1 | States | Champlin | Megan Swymeler | TRUE | 2026-06-02T00:00:00 | 2026-09-07T00:00:00 | 2026-09-07T00:00:00 | 313 | 0 | 313 | 225.89 | 70703.57 | 55316-3157 | USA | N60 | 2098 | S+S INDUSTRIES INC | 77011 | CUB3-.250X2 | C110 HH COPPER BUS BAR 1/4" X 2" X 12' - #3) ROUND EDGE - TIN PLATED | BUSB | C110 HH COPPER BUS BAR 1/4" X 2" X 12' - #3) ROUND EDGE - TIN PLATED | FT | L12 |  | TRUE |  | P | PPD | 100
133788 | 6 | 1 | States | Champlin | Megan Swymeler | TRUE | 2026-06-02T00:00:00 | 2026-09-14T00:00:00 | 2026-09-14T00:00:00 | 313 | 0 | 313 | 225.89 | 70703.57 | 55316-3157 | USA | N60 | 2098 | S+S INDUSTRIES INC | 77011 | CUB3-.250X2 | C110 HH COPPER BUS BAR 1/4" X 2" X 12' - #3) ROUND EDGE - TIN PLATED | BUSB | C110 HH COPPER BUS BAR 1/4" X 2" X 12' - #3) ROUND EDGE - TIN PLATED | FT | L12 |  | TRUE |  | P | PPD | 100
133788 | 7 | 1 | States | Champlin | Megan Swymeler | TRUE | 2026-06-02T00:00:00 | 2026-09-21T00:00:00 | 2026-09-21T00:00:00 | 313 | 0 | 313 | 225.89 | 70703.57 | 55316-3157 | USA | N60 | 2098 | S+S INDUSTRIES INC | 77011 | CUB3-.250X2 | C110 HH COPPER BUS BAR 1/4" X 2" X 12' - #3) ROUND EDGE - TIN PLATED | BUSB | C110 HH COPPER BUS BAR 1/4" X 2" X 12' - #3) ROUND EDGE - TIN PLATED | FT | L12 |  | TRUE |  | P | PPD | 100
133788 | 8 | 1 | States | Champlin | Megan Swymeler | TRUE | 2026-06-02T00:00:00 | 2026-09-28T00:00:00 | 2026-09-28T00:00:00 | 313 | 0 | 313 | 225.89 | 70703.57 | 55316-3157 | USA | N60 | 2098 | S+S INDUSTRIES INC | 77011 | CUB3-.250X2 | C110 HH COPPER BUS BAR 1/4" X 2" X 12' - #3) ROUND EDGE - TIN PLATED | BUSB | C110 HH COPPER BUS BAR 1/4" X 2" X 12' - #3) ROUND EDGE - TIN PLATED | FT | L12 |  | TRUE |  | P | PPD | 100
133788 | 9 | 1 | States | Champlin | Megan Swymeler | TRUE | 2026-06-02T00:00:00 | 2026-09-07T00:00:00 | 2026-09-07T00:00:00 | 300 | 0 | 300 | 282.42 | 84726 | 55316-3157 | USA | N60 | 2098 | S+S INDUSTRIES INC | 77011 | CUB3-.250X2.5 | C110 HH COPPER BUS BAR 1/4" X 2.5" X 12' - #3) ROUND EDGE - TIN PLATED | BUSB | C110 HH COPPER BUS BAR 1/4" X 2.5" X 12' - #3) ROUND EDGE - TIN PLATED | FT | L12 |  | TRUE |  | P | PPD | 100
133788 | 10 | 1 | States | Champlin | Megan Swymeler | TRUE | 2026-06-02T00:00:00 | 2026-09-07T00:00:00 | 2026-09-07T00:00:00 | 625 | 0 | 625 | 338.94 | 211837.5 | 55316-3157 | USA | N60 | 2098 | S+S INDUSTRIES INC | 77011 | CUB3-.250X3 | C110 HH COPPER BUS BAR 1/4" X 3" X 12' - #3) ROUND EDGE - TIN PLATED | BUSB | C110 HH COPPER BUS BAR 1/4" X 3" X 12' - #3) ROUND EDGE - TIN PLATED | FT | L12 |  | TRUE |  | P | PPD | 100
133788 | 11 | 1 | States | Champlin | Megan Swymeler | TRUE | 2026-06-02T00:00:00 | 2026-09-14T00:00:00 | 2026-09-14T00:00:00 | 625 | 0 | 625 | 338.94 | 211837.5 | 55316-3157 | USA | N60 | 2098 | S+S INDUSTRIES INC | 77011 | CUB3-.250X3 | C110 HH COPPER BUS BAR 1/4" X 3" X 12' - #3) ROUND EDGE - TIN PLATED | BUSB | C110 HH COPPER BUS BAR 1/4" X 3" X 12' - #3) ROUND EDGE - TIN PLATED | FT | L12 |  | TRUE |  | P | PPD | 100
133788 | 12 | 1 | States | Champlin | Megan Swymeler | TRUE | 2026-06-02T00:00:00 | 2026-09-21T00:00:00 | 2026-09-21T00:00:00 | 625 | 0 | 625 | 338.94 | 211837.5 | 55316-3157 | USA | N60 | 2098 | S+S INDUSTRIES INC | 77011 | CUB3-.250X3 | C110 HH COPPER BUS BAR 1/4" X 3" X 12' - #3) ROUND EDGE - TIN PLATED | BUSB | C110 HH COPPER BUS BAR 1/4" X 3" X 12' - #3) ROUND EDGE - TIN PLATED | FT | L12 |  | TRUE |  | P | PPD | 100
133788 | 13 | 1 | States | Champlin | Megan Swymeler | TRUE | 2026-06-02T00:00:00 | 2026-09-28T00:00:00 | 2026-09-28T00:00:00 | 625 | 0 | 625 | 338.94 | 211837.5 | 55316-3157 | USA | N60 | 2098 | S+S INDUSTRIES INC | 77011 | CUB3-.250X3 | C110 HH COPPER BUS BAR 1/4" X 3" X 12' - #3) ROUND EDGE - TIN PLATED | BUSB | C110 HH COPPER BUS BAR 1/4" X 3" X 12' - #3) ROUND EDGE - TIN PLATED | FT | L12 |  | TRUE |  | P | PPD | 100
133788 | 14 | 1 | States | Champlin | Megan Swymeler | TRUE | 2026-06-02T00:00:00 | 2026-09-08T00:00:00 | 2026-09-08T00:00:00 | 625 | 0 | 625 | 451.88 | 282425 | 55316-3157 | USA | N60 | 2098 | S+S INDUSTRIES INC | 77011 | CUB3-.250X4 | C110 HH COPPER BUS BAR 1/4" X 4" X 12' - #1) ROUND EDGE - TIN PLATED | BUSB | C110 HH COPPER BUS BAR 1/4" X 4" X 12' - #1) ROUND EDGE - TIN PLATED | FT | L12 |  | TRUE |  | P | PPD | 100
133788 | 15 | 1 | States | Champlin | Megan Swymeler | TRUE | 2026-06-02T00:00:00 | 2026-09-15T00:00:00 | 2026-09-15T00:00:00 | 625 | 0 | 625 | 451.88 | 282425 | 55316-3157 | USA | N60 | 2098 | S+S INDUSTRIES INC | 77011 | CUB3-.250X4 | C110 HH COPPER BUS BAR 1/4" X 4" X 12' - #1) ROUND EDGE - TIN PLATED | BUSB | C110 HH COPPER BUS BAR 1/4" X 4" X 12' - #1) ROUND EDGE - TIN PLATED | FT | L12 |  | TRUE |  | P | PPD | 100
133788 | 16 | 1 | States | Champlin | Megan Swymeler | TRUE | 2026-06-02T00:00:00 | 2026-09-22T00:00:00 | 2026-09-22T00:00:00 | 625 | 0 | 625 | 451.88 | 282425 | 55316-3157 | USA | N60 | 2098 | S+S INDUSTRIES INC | 77011 | CUB3-.250X4 | C110 HH COPPER BUS BAR 1/4" X 4" X 12' - #1) ROUND EDGE - TIN PLATED | BUSB | C110 HH COPPER BUS BAR 1/4" X 4" X 12' - #1) ROUND EDGE - TIN PLATED | FT | L12 |  | TRUE |  | P | PPD | 100
133788 | 17 | 1 | States | Champlin | Megan Swymeler | TRUE | 2026-06-02T00:00:00 | 2026-09-29T00:00:00 | 2026-09-29T00:00:00 | 625 | 0 | 625 | 451.88 | 282425 | 55316-3157 | USA | N60 | 2098 | S+S INDUSTRIES INC | 77011 | CUB3-.250X4 | C110 HH COPPER BUS BAR 1/4" X 4" X 12' - #1) ROUND EDGE - TIN PLATED | BUSB | C110 HH COPPER BUS BAR 1/4" X 4" X 12' - #1) ROUND EDGE - TIN PLATED | FT | L12 |  | TRUE |  | P | PPD | 100
133788 | 21 | 1 | States | Champlin | Megan Swymeler | TRUE | 2026-06-02T00:00:00 | 2026-09-30T00:00:00 | 2026-09-30T00:00:00 | 500 | 0 | 500 | 554.657 | 277328.5 | 55316-3157 | USA | N60 | 2098 | S+S INDUSTRIES INC | 77011 | CUB3-.250X5 | C110 HH COPPER BUS BAR 1/4" X 5" X 12' - #3) ROUND EDGE - TIN PLATED | BUSB | C110 HH COPPER BUS BAR 1/4" X 5" X 12' - #3) ROUND EDGE - TIN PLATED | FT | L12 |  | TRUE |  | P | PPD | 100
133788 | 22 | 1 | States | Champlin | Megan Swymeler | TRUE | 2026-06-02T00:00:00 | 2026-09-09T00:00:00 | 2026-09-09T00:00:00 | 625 | 0 | 625 | 677.78 | 423612.5 | 55316-3157 | USA | N60 | 2098 | S+S INDUSTRIES INC | 77011 | CUB3-.250X6 | C110 HH COPPER BUS BAR 1/4" X 6" X 12' - #3) ROUND EDGE - TIN PLATED | BUSB | C110 HH COPPER BUS BAR 1/4" X 6" X 12' - #3) ROUND EDGE - TIN PLATED | FT | L12 |  | TRUE |  | P | PPD | 100
133788 | 23 | 1 | States | Champlin | Megan Swymeler | TRUE | 2026-06-02T00:00:00 | 2026-09-16T00:00:00 | 2026-09-16T00:00:00 | 625 | 0 | 625 | 677.78 | 423612.5 | 55316-3157 | USA | N60 | 2098 | S+S INDUSTRIES INC | 77011 | CUB3-.250X6 | C110 HH COPPER BUS BAR 1/4" X 6" X 12' - #3) ROUND EDGE - TIN PLATED | BUSB | C110 HH COPPER BUS BAR 1/4" X 6" X 12' - #3) ROUND EDGE - TIN PLATED | FT | L12 |  | TRUE |  | P | PPD | 100
133788 | 24 | 1 | States | Champlin | Megan Swymeler | TRUE | 2026-06-02T00:00:00 | 2026-09-23T00:00:00 | 2026-09-23T00:00:00 | 625 | 0 | 625 | 677.78 | 423612.5 | 55316-3157 | USA | N60 | 2098 | S+S INDUSTRIES INC | 77011 | CUB3-.250X6 | C110 HH COPPER BUS BAR 1/4" X 6" X 12' - #3) ROUND EDGE - TIN PLATED | BUSB | C110 HH COPPER BUS BAR 1/4" X 6" X 12' - #3) ROUND EDGE - TIN PLATED | FT | L12 |  | TRUE |  | P | PPD | 100
133788 | 25 | 1 | States | Champlin | Megan Swymeler | TRUE | 2026-06-02T00:00:00 | 2026-09-30T00:00:00 | 2026-09-30T00:00:00 | 625 | 0 | 625 | 677.78 | 423612.5 | 55316-3157 | USA | N60 | 2098 | S+S INDUSTRIES INC | 77011 | CUB3-.250X6 | C110 HH COPPER BUS BAR 1/4" X 6" X 12' - #3) ROUND EDGE - TIN PLATED | BUSB | C110 HH COPPER BUS BAR 1/4" X 6" X 12' - #3) ROUND EDGE - TIN PLATED | FT | L12 |  | TRUE |  | P | PPD | 100
133787 | 1 | 1 | States | Champlin | Megan Swymeler | TRUE | 2026-06-02T00:00:00 | 2026-08-03T00:00:00 | 2026-08-03T00:00:00 | 84 | 0 | 84 | 112.95 | 9487.8 | 55316-3157 | USA | N60 | 2098 | S+S INDUSTRIES INC | 77011 | CUB3-.250X1 | C110 HH COPPER BUS BAR 1/4" X 1" X 12' - #3) ROUND EDGE - TIN PLATED | BUSB | C110 HH COPPER BUS BAR 1/4" X 1" X 12' - #3) ROUND EDGE - TIN PLATED | FT | L12 |  | TRUE |  | P | PPD | 100
133787 | 2 | 1 | States | Champlin | Megan Swymeler | TRUE | 2026-06-02T00:00:00 | 2026-08-10T00:00:00 | 2026-08-10T00:00:00 | 84 | 0 | 84 | 112.95 | 9487.8 | 55316-3157 | USA | N60 | 2098 | S+S INDUSTRIES INC | 77011 | CUB3-.250X1 | C110 HH COPPER BUS BAR 1/4" X 1" X 12' - #3) ROUND EDGE - TIN PLATED | BUSB | C110 HH COPPER BUS BAR 1/4" X 1" X 12' - #3) ROUND EDGE - TIN PLATED | FT | L12 |  | TRUE |  | P | PPD | 100
133787 | 3 | 1 | States | Champlin | Megan Swymeler | TRUE | 2026-06-02T00:00:00 | 2026-08-17T00:00:00 | 2026-08-17T00:00:00 | 84 | 0 | 84 | 112.95 | 9487.8 | 55316-3157 | USA | N60 | 2098 | S+S INDUSTRIES INC | 77011 | CUB3-.250X1 | C110 HH COPPER BUS BAR 1/4" X 1" X 12' - #3) ROUND EDGE - TIN PLATED | BUSB | C110 HH COPPER BUS BAR 1/4" X 1" X 12' - #3) ROUND EDGE - TIN PLATED | FT | L12 |  | TRUE |  | P | PPD | 100
133787 | 4 | 1 | States | Champlin | Megan Swymeler | TRUE | 2026-06-02T00:00:00 | 2026-08-24T00:00:00 | 2026-08-24T00:00:00 | 84 | 0 | 84 | 112.95 | 9487.8 | 55316-3157 | USA | N60 | 2098 | S+S INDUSTRIES INC | 77011 | CUB3-.250X1 | C110 HH COPPER BUS BAR 1/4" X 1" X 12' - #3) ROUND EDGE - TIN PLATED | BUSB | C110 HH COPPER BUS BAR 1/4" X 1" X 12' - #3) ROUND EDGE - TIN PLATED | FT | L12 |  | TRUE |  | P | PPD | 100
133787 | 5 | 1 | States | Champlin | Megan Swymeler | TRUE | 2026-06-02T00:00:00 | 2026-08-03T00:00:00 | 2026-08-03T00:00:00 | 209 | 0 | 209 | 225.89 | 47211.01 | 55316-3157 | USA | N60 | 2098 | S+S INDUSTRIES INC | 77011 | CUB3-.250X2 | C110 HH COPPER BUS BAR 1/4" X 2" X 12' - #3) ROUND EDGE - TIN PLATED | BUSB | C110 HH COPPER BUS BAR 1/4" X 2" X 12' - #3) ROUND EDGE - TIN PLATED | FT | L12 |  | TRUE |  | P | PPD | 100
133787 | 6 | 1 | States | Champlin | Megan Swymeler | TRUE | 2026-06-02T00:00:00 | 2026-08-10T00:00:00 | 2026-08-10T00:00:00 | 209 | 0 | 209 | 225.89 | 47211.01 | 55316-3157 | USA | N60 | 2098 | S+S INDUSTRIES INC | 77011 | CUB3-.250X2 | C110 HH COPPER BUS BAR 1/4" X 2" X 12' - #3) ROUND EDGE - TIN PLATED | BUSB | C110 HH COPPER BUS BAR 1/4" X 2" X 12' - #3) ROUND EDGE - TIN PLATED | FT | L12 |  | TRUE |  | P | PPD | 100
133787 | 7 | 1 | States | Champlin | Megan Swymeler | TRUE | 2026-06-02T00:00:00 | 2026-08-17T00:00:00 | 2026-08-17T00:00:00 | 209 | 0 | 209 | 225.89 | 47211.01 | 55316-3157 | USA | N60 | 2098 | S+S INDUSTRIES INC | 77011 | CUB3-.250X2 | C110 HH COPPER BUS BAR 1/4" X 2" X 12' - #3) ROUND EDGE - TIN PLATED | BUSB | C110 HH COPPER BUS BAR 1/4" X 2" X 12' - #3) ROUND EDGE - TIN PLATED | FT | L12 |  | TRUE |  | P | PPD | 100
133787 | 8 | 1 | States | Champlin | Megan Swymeler | TRUE | 2026-06-02T00:00:00 | 2026-08-24T00:00:00 | 2026-08-24T00:00:00 | 209 | 0 | 209 | 225.89 | 47211.01 | 55316-3157 | USA | N60 | 2098 | S+S INDUSTRIES INC | 77011 | CUB3-.250X2 | C110 HH COPPER BUS BAR 1/4" X 2" X 12' - #3) ROUND EDGE - TIN PLATED | BUSB | C110 HH COPPER BUS BAR 1/4" X 2" X 12' - #3) ROUND EDGE - TIN PLATED | FT | L12 |  | TRUE |  | P | PPD | 100
133787 | 9 | 1 | States | Champlin | Megan Swymeler | TRUE | 2026-06-02T00:00:00 | 2026-08-03T00:00:00 | 2026-08-03T00:00:00 | 200 | 0 | 200 | 282.42 | 56484 | 55316-3157 | USA | N60 | 2098 | S+S INDUSTRIES INC | 77011 | CUB3-.250X2.5 | C110 HH COPPER BUS BAR 1/4" X 2.5" X 12' - #3) ROUND EDGE - TIN PLATED | BUSB | C110 HH COPPER BUS BAR 1/4" X 2.5" X 12' - #3) ROUND EDGE - TIN PLATED | FT | L12 |  | TRUE |  | P | PPD | 100
133787 | 10 | 1 | States | Champlin | Megan Swymeler | TRUE | 2026-06-02T00:00:00 | 2026-08-03T00:00:00 | 2026-08-03T00:00:00 | 500 | 0 | 500 | 338.94 | 169470 | 55316-3157 | USA | N60 | 2098 | S+S INDUSTRIES INC | 77011 | CUB3-.250X3 | C110 HH COPPER BUS BAR 1/4" X 3" X 12' - #3) ROUND EDGE - TIN PLATED | BUSB | C110 HH COPPER BUS BAR 1/4" X 3" X 12' - #3) ROUND EDGE - TIN PLATED | FT | L12 |  | TRUE |  | P | PPD | 100
133787 | 11 | 1 | States | Champlin | Megan Swymeler | TRUE | 2026-06-02T00:00:00 | 2026-08-10T00:00:00 | 2026-08-10T00:00:00 | 500 | 0 | 500 | 338.94 | 169470 | 55316-3157 | USA | N60 | 2098 | S+S INDUSTRIES INC | 77011 | CUB3-.250X3 | C110 HH COPPER BUS BAR 1/4" X 3" X 12' - #3) ROUND EDGE - TIN PLATED | BUSB | C110 HH COPPER BUS BAR 1/4" X 3" X 12' - #3) ROUND EDGE - TIN PLATED | FT | L12 |  | TRUE |  | P | PPD | 100
133787 | 12 | 1 | States | Champlin | Megan Swymeler | TRUE | 2026-06-02T00:00:00 | 2026-08-17T00:00:00 | 2026-08-17T00:00:00 | 500 | 0 | 500 | 338.94 | 169470 | 55316-3157 | USA | N60 | 2098 | S+S INDUSTRIES INC | 77011 | CUB3-.250X3 | C110 HH COPPER BUS BAR 1/4" X 3" X 12' - #3) ROUND EDGE - TIN PLATED | BUSB | C110 HH COPPER BUS BAR 1/4" X 3" X 12' - #3) ROUND EDGE - TIN PLATED | FT | L12 |  | TRUE |  | P | PPD | 100
133787 | 13 | 1 | States | Champlin | Megan Swymeler | TRUE | 2026-06-02T00:00:00 | 2026-08-24T00:00:00 | 2026-08-24T00:00:00 | 500 | 0 | 500 | 338.94 | 169470 | 55316-3157 | USA | N60 | 2098 | S+S INDUSTRIES INC | 77011 | CUB3-.250X3 | C110 HH COPPER BUS BAR 1/4" X 3" X 12' - #3) ROUND EDGE - TIN PLATED | BUSB | C110 HH COPPER BUS BAR 1/4" X 3" X 12' - #3) ROUND EDGE - TIN PLATED | FT | L12 |  | TRUE |  | P | PPD | 100
133787 | 14 | 1 | States | Champlin | Megan Swymeler | TRUE | 2026-06-02T00:00:00 | 2026-08-03T00:00:00 | 2026-08-03T00:00:00 | 500 | 0 | 500 | 451.88 | 225940 | 55316-3157 | USA | N60 | 2098 | S+S INDUSTRIES INC | 77011 | CUB3-.250X4 | C110 HH COPPER BUS BAR 1/4" X 4" X 12' - #1) ROUND EDGE - TIN PLATED | BUSB | C110 HH COPPER BUS BAR 1/4" X 4" X 12' - #1) ROUND EDGE - TIN PLATED | FT | L12 |  | TRUE |  | P | PPD | 100
133787 | 15 | 1 | States | Champlin | Megan Swymeler | TRUE | 2026-06-02T00:00:00 | 2026-08-10T00:00:00 | 2026-08-10T00:00:00 | 500 | 0 | 500 | 451.88 | 225940 | 55316-3157 | USA | N60 | 2098 | S+S INDUSTRIES INC | 77011 | CUB3-.250X4 | C110 HH COPPER BUS BAR 1/4" X 4" X 12' - #1) ROUND EDGE - TIN PLATED | BUSB | C110 HH COPPER BUS BAR 1/4" X 4" X 12' - #1) ROUND EDGE - TIN PLATED | FT | L12 |  | TRUE |  | P | PPD | 100
133787 | 16 | 1 | States | Champlin | Megan Swymeler | TRUE | 2026-06-02T00:00:00 | 2026-08-17T00:00:00 | 2026-08-17T00:00:00 | 500 | 0 | 500 | 451.88 | 225940 | 55316-3157 | USA | N60 | 2098 | S+S INDUSTRIES INC | 77011 | CUB3-.250X4 | C110 HH COPPER BUS BAR 1/4" X 4" X 12' - #1) ROUND EDGE - TIN PLATED | BUSB | C110 HH COPPER BUS BAR 1/4" X 4" X 12' - #1) ROUND EDGE - TIN PLATED | FT | L12 |  | TRUE |  | P | PPD | 100
133787 | 17 | 1 | States | Champlin | Megan Swymeler | TRUE | 2026-06-02T00:00:00 | 2026-08-24T00:00:00 | 2026-08-24T00:00:00 | 500 | 0 | 500 | 451.88 | 225940 | 55316-3157 | USA | N60 | 2098 | S+S INDUSTRIES INC | 77011 | CUB3-.250X4 | C110 HH COPPER BUS BAR 1/4" X 4" X 12' - #1) ROUND EDGE - TIN PLATED | BUSB | C110 HH COPPER BUS BAR 1/4" X 4" X 12' - #1) ROUND EDGE - TIN PLATED | FT | L12 |  | TRUE |  | P | PPD | 100
133787 | 22 | 1 | States | Champlin | Megan Swymeler | TRUE | 2026-06-02T00:00:00 | 2026-08-04T00:00:00 | 2026-08-04T00:00:00 | 500 | 0 | 500 | 677.78 | 338890 | 55316-3157 | USA | N60 | 2098 | S+S INDUSTRIES INC | 77011 | CUB3-.250X6 | C110 HH COPPER BUS BAR 1/4" X 6" X 12' - #3) ROUND EDGE - TIN PLATED | BUSB | C110 HH COPPER BUS BAR 1/4" X 6" X 12' - #3) ROUND EDGE - TIN PLATED | FT | L12 |  | TRUE |  | P | PPD | 100
133787 | 23 | 1 | States | Champlin | Megan Swymeler | TRUE | 2026-06-02T00:00:00 | 2026-08-11T00:00:00 | 2026-08-11T00:00:00 | 500 | 0 | 500 | 677.78 | 338890 | 55316-3157 | USA | N60 | 2098 | S+S INDUSTRIES INC | 77011 | CUB3-.250X6 | C110 HH COPPER BUS BAR 1/4" X 6" X 12' - #3) ROUND EDGE - TIN PLATED | BUSB | C110 HH COPPER BUS BAR 1/4" X 6" X 12' - #3) ROUND EDGE - TIN PLATED | FT | L12 |  | TRUE |  | P | PPD | 100
133787 | 24 | 1 | States | Champlin | Megan Swymeler | TRUE | 2026-06-02T00:00:00 | 2026-08-18T00:00:00 | 2026-08-18T00:00:00 | 500 | 0 | 500 | 677.78 | 338890 | 55316-3157 | USA | N60 | 2098 | S+S INDUSTRIES INC | 77011 | CUB3-.250X6 | C110 HH COPPER BUS BAR 1/4" X 6" X 12' - #3) ROUND EDGE - TIN PLATED | BUSB | C110 HH COPPER BUS BAR 1/4" X 6" X 12' - #3) ROUND EDGE - TIN PLATED | FT | L12 |  | TRUE |  | P | PPD | 100
133787 | 25 | 1 | States | Champlin | Megan Swymeler | TRUE | 2026-06-02T00:00:00 | 2026-08-25T00:00:00 | 2026-08-25T00:00:00 | 500 | 0 | 500 | 677.78 | 338890 | 55316-3157 | USA | N60 | 2098 | S+S INDUSTRIES INC | 77011 | CUB3-.250X6 | C110 HH COPPER BUS BAR 1/4" X 6" X 12' - #3) ROUND EDGE - TIN PLATED | BUSB | C110 HH COPPER BUS BAR 1/4" X 6" X 12' - #3) ROUND EDGE - TIN PLATED | FT | L12 |  | TRUE |  | P | PPD | 100
132278 | 1 | 1 | States | Champlin | Megan Swymeler | TRUE | 2026-04-07T00:00:00 | 2026-06-15T00:00:00 | 2026-06-15T00:00:00 | 33 | 0 | 33 | 677.78 | 22366.74 | 55316-3157 | USA | N60 | 2098 | S+S INDUSTRIES INC | 77011 | CUB3-.375X4 | C110 HH COPPER BUS BAR 3/8" X 4" X 12' - #3) ROUND EDGE - TIN PLATED | BUSB | C110 HH COPPER BUS BAR 3/8" X 4" X 12' - #3) ROUND EDGE - TIN PLATED | FT | L12 |  | TRUE |  | P | PPD | 100
133785 | 2 | 1 | States | Dayton | Megan Swymeler | TRUE | 2026-06-02T00:00:00 | 2026-08-31T00:00:00 | 2026-08-31T00:00:00 | 50 | 0 | 50 | 1016.72 | 50836 | 55369-6417 | USA | N60 | 2098 | S+S INDUSTRIES INC | 77011 | CUB3-.375X6 | C110 HH COPPER BUS BAR 3/8" X 6" X 12' - #3) ROUND EDGE - TIN PLATED | BUSB | C110 HH COPPER BUS BAR 3/8" X 6" X 12' - #3) ROUND EDGE - TIN PLATED | FT | L12 |  | TRUE |  | P | PPD | Dayton
133785 | 1 | 1 | States | Dayton | Megan Swymeler | TRUE | 2026-06-02T00:00:00 | 2026-08-31T00:00:00 | 2026-08-31T00:00:00 | 150 | 0 | 150 | 677.78 | 101667 | 55369-6417 | USA | N60 | 2098 | S+S INDUSTRIES INC | 77011 | CUB3-.375X4 | C110 HH COPPER BUS BAR 3/8" X 4" X 12' - #3) ROUND EDGE - TIN PLATED | BUSB | C110 HH COPPER BUS BAR 3/8" X 4" X 12' - #3) ROUND EDGE - TIN PLATED | FT | L12 |  | TRUE |  | P | PPD | Dayton
134725 | 1 | 1 | States | Champlin | Megan Swymeler | TRUE | 2026-07-14T00:00:00 | 2026-09-01T00:00:00 | 2026-09-01T00:00:00 | 125 | 0 | 125 | 454.5455 | 56818.19 | 55316-3157 | USA | N60 | 2098 | S+S INDUSTRIES INC | 77011 | CUB1-.250X4 | C110 HH COPPER BUS BAR 1/4" X 4" X 12' - #1) ROUND EDGE - SILVER WASHED | BUSB | C110 HH COPPER BUS BAR 1/4" X 4" X 12' - #1) ROUND EDGE - SILVER WASHED | FT | L12 |  | TRUE |  | P | PPD | 100
132040 | 1 | 5 | States | Dayton | Taylor Barrett | TRUE | 2026-03-25T00:00:00 | 2026-07-14T00:00:00 | 2026-07-14T00:00:00 | 8 | 0 | 8 | 2650 | 111300 | 55369-6417 | USA | N30 | 2103 | SPEC-MAG SPECIALITY MAGNETICS LLC | 44056 | ATS100514 | 5KVA, Single phase Control Power Transformers Input 24,940 V, +/-2 x 2.5% taps, 60 Hz, 125 kV BIL Sealed HV winding Output 120/240 V Copper/Aluminum wound, 200 C UL insl system, 80 C rise | PUR | 5KVA, Single phase Control Power Transformers Input 24,940 V, +/-2 x 2.5% taps, 60 Hz, 125 kV BIL Sealed HV winding Output 120/240 V Copper/Aluminum wound, 200 C UL insl system, 80 C rise | EA | EA |  | TRUE |  | P | PPD | DAYTON
132040 | 1 | 4 | States | Dayton | Taylor Barrett | TRUE | 2026-03-25T00:00:00 | 2026-07-09T00:00:00 | 2026-07-09T00:00:00 | 8 | 0 | 8 | 2650 | 111300 | 55369-6417 | USA | N30 | 2103 | SPEC-MAG SPECIALITY MAGNETICS LLC | 44056 | ATS100514 | 5KVA, Single phase Control Power Transformers Input 24,940 V, +/-2 x 2.5% taps, 60 Hz, 125 kV BIL Sealed HV winding Output 120/240 V Copper/Aluminum wound, 200 C UL insl system, 80 C rise | PUR | 5KVA, Single phase Control Power Transformers Input 24,940 V, +/-2 x 2.5% taps, 60 Hz, 125 kV BIL Sealed HV winding Output 120/240 V Copper/Aluminum wound, 200 C UL insl system, 80 C rise | EA | EA |  | TRUE |  | P | PPD | DAYTON
132040 | 1 | 3 | States | Dayton | Taylor Barrett | TRUE | 2026-03-25T00:00:00 | 2026-07-07T00:00:00 | 2026-07-07T00:00:00 | 8 | 2 | 6 | 2650 | 111300 | 55369-6417 | USA | N30 | 2103 | SPEC-MAG SPECIALITY MAGNETICS LLC | 44056 | ATS100514 | 5KVA, Single phase Control Power Transformers Input 24,940 V, +/-2 x 2.5% taps, 60 Hz, 125 kV BIL Sealed HV winding Output 120/240 V Copper/Aluminum wound, 200 C UL insl system, 80 C rise | PUR | 5KVA, Single phase Control Power Transformers Input 24,940 V, +/-2 x 2.5% taps, 60 Hz, 125 kV BIL Sealed HV winding Output 120/240 V Copper/Aluminum wound, 200 C UL insl system, 80 C rise | EA | EA |  | TRUE |  | P | PPD | DAYTON
133291 | 2 | 1 | States | Dayton | Taylor Barrett | TRUE | 2026-05-14T00:00:00 | 2026-10-26T00:00:00 | 2026-10-26T00:00:00 | 6 | 0 | 6 | 5950 | 35700 | 55369-6417 | USA | N30 | 2103 | SPEC-MAG SPECIALITY MAGNETICS LLC | 44056 | Q4170 | 15 kVA 1 PH CPT 34.5 kV class Input 19.9 kV, 60 Hz, 150 kV BIL Output 120/240 V | PUR | 15 kVA 1 PH CPT 34.5 kV class Input 19.9 kV, 60 Hz, 150 kV BIL Output 120/240 V | EA | EA |  | TRUE |  | P | PPD | DAYTON
133291 | 1 | 1 | States | Dayton | Taylor Barrett | TRUE | 2026-05-14T00:00:00 | 2027-02-22T00:00:00 | 2027-02-22T00:00:00 | 34 | 0 | 34 | 2750 | 93500 | 55369-6417 | USA | N30 | 2103 | SPEC-MAG SPECIALITY MAGNETICS LLC | 44056 | ATS100514 | 5KVA, Single phase Control Power Transformers Input 24,940 V, +/-2 x 2.5% taps, 60 Hz, 125 kV BIL Sealed HV winding Output 120/240 V Copper/Aluminum wound, 200 C UL insl system, 80 C rise | PUR | 5KVA, Single phase Control Power Transformers Input 24,940 V, +/-2 x 2.5% taps, 60 Hz, 125 kV BIL Sealed HV winding Output 120/240 V Copper/Aluminum wound, 200 C UL insl system, 80 C rise | EA | EA |  | TRUE |  | P | PPD | DAYTON
133943 | 1 | 6 | States | Dayton | Taylor Barrett | TRUE | 2026-06-08T00:00:00 | 2027-04-26T00:00:00 | 2027-04-26T00:00:00 | 6 | 0 | 6 | 0 | 0 | 55369-6417 | USA | N30 | 2103 | SPEC-MAG SPECIALITY MAGNETICS LLC | 44056 | ATS101013 | 10 kVA 1 PH CPT 34.5 kV class Input 19.9 kV, 60 Hz, 150 kV BIL Output 120/240 V | PUR | 10 kVA 1 PH CPT 34.5 kV class Input 19.9 kV, 60 Hz, 150 kV BIL Output 120/240 V | EA | EA |  | TRUE |  | P | PPD | DAYTON
133943 | 1 | 5 | States | Dayton | Taylor Barrett | TRUE | 2026-06-08T00:00:00 | 2027-03-25T00:00:00 | 2027-03-25T00:00:00 | 12 | 0 | 12 | 0 | 0 | 55369-6417 | USA | N30 | 2103 | SPEC-MAG SPECIALITY MAGNETICS LLC | 44056 | ATS101013 | 10 kVA 1 PH CPT 34.5 kV class Input 19.9 kV, 60 Hz, 150 kV BIL Output 120/240 V | PUR | 10 kVA 1 PH CPT 34.5 kV class Input 19.9 kV, 60 Hz, 150 kV BIL Output 120/240 V | EA | EA |  | TRUE |  | P | PPD | DAYTON
133943 | 1 | 4 | States | Dayton | Taylor Barrett | TRUE | 2026-06-08T00:00:00 | 2027-02-22T00:00:00 | 2027-02-22T00:00:00 | 12 | 0 | 12 | 0 | 0 | 55369-6417 | USA | N30 | 2103 | SPEC-MAG SPECIALITY MAGNETICS LLC | 44056 | ATS101013 | 10 kVA 1 PH CPT 34.5 kV class Input 19.9 kV, 60 Hz, 150 kV BIL Output 120/240 V | PUR | 10 kVA 1 PH CPT 34.5 kV class Input 19.9 kV, 60 Hz, 150 kV BIL Output 120/240 V | EA | EA |  | TRUE |  | P | PPD | DAYTON
133943 | 1 | 3 | States | Dayton | Taylor Barrett | TRUE | 2026-06-08T00:00:00 | 2027-01-25T00:00:00 | 2027-01-25T00:00:00 | 12 | 0 | 12 | 0 | 0 | 55369-6417 | USA | N30 | 2103 | SPEC-MAG SPECIALITY MAGNETICS LLC | 44056 | ATS101013 | 10 kVA 1 PH CPT 34.5 kV class Input 19.9 kV, 60 Hz, 150 kV BIL Output 120/240 V | PUR | 10 kVA 1 PH CPT 34.5 kV class Input 19.9 kV, 60 Hz, 150 kV BIL Output 120/240 V | EA | EA |  | TRUE |  | P | PPD | DAYTON
133943 | 1 | 2 | States | Dayton | Taylor Barrett | TRUE | 2026-06-08T00:00:00 | 2026-12-23T00:00:00 | 2026-12-23T00:00:00 | 12 | 0 | 12 | 0 | 0 | 55369-6417 | USA | N30 | 2103 | SPEC-MAG SPECIALITY MAGNETICS LLC | 44056 | ATS101013 | 10 kVA 1 PH CPT 34.5 kV class Input 19.9 kV, 60 Hz, 150 kV BIL Output 120/240 V | PUR | 10 kVA 1 PH CPT 34.5 kV class Input 19.9 kV, 60 Hz, 150 kV BIL Output 120/240 V | EA | EA |  | TRUE |  | P | PPD | DAYTON
133943 | 1 | 1 | States | Dayton | Taylor Barrett | TRUE | 2026-06-08T00:00:00 | 2026-11-20T00:00:00 | 2026-11-20T00:00:00 | 12 | 0 | 12 | 0 | 0 | 55369-6417 | USA | N30 | 2103 | SPEC-MAG SPECIALITY MAGNETICS LLC | 44056 | ATS101013 | 10 kVA 1 PH CPT 34.5 kV class Input 19.9 kV, 60 Hz, 150 kV BIL Output 120/240 V | PUR | 10 kVA 1 PH CPT 34.5 kV class Input 19.9 kV, 60 Hz, 150 kV BIL Output 120/240 V | EA | EA |  | TRUE |  | P | PPD | DAYTON
132997 | 1 | 1 | States | Dayton | Taylor Barrett | TRUE | 2026-05-05T00:00:00 | 2026-07-28T00:00:00 | 2026-07-28T00:00:00 | 8 | 0 | 8 | 5950 | 47600 | 55369-6417 | USA | N30 | 2103 | SPEC-MAG SPECIALITY MAGNETICS LLC | 44056 | Q4170 | 15 kVA 1 PH CPT 34.5 kV class Input 19.9 kV, 60 Hz, 150 kV BIL Output 120/240 V | PUR | 15 kVA 1 PH CPT 34.5 kV class Input 19.9 kV, 60 Hz, 150 kV BIL Output 120/240 V | EA | EA |  | FALSE |  | P | PPD | DAYTON
134757 | 1 | 1 | States | Dayton | Taylor Barrett | TRUE | 2026-07-14T00:00:00 | 2026-10-12T00:00:00 |  | 11 | 0 | 11 | 2750 | 30250 | 55369-6417 | USA | N30 | 2103 | SPEC-MAG SPECIALITY MAGNETICS LLC | 44056 | ATS100514 | 5KVA, Single phase Control Power Transformers Input 24,940 V, +/-2 x 2.5% taps, 60 Hz, 125 kV BIL Sealed HV winding Output 120/240 V Copper/Aluminum wound, 200 C UL insl system, 80 C rise | PUR | 5KVA, Single phase Control Power Transformers Input 24,940 V, +/-2 x 2.5% taps, 60 Hz, 125 kV BIL Sealed HV winding Output 120/240 V Copper/Aluminum wound, 200 C UL insl system, 80 C rise | EA | EA |  | FALSE |  | P | PPD | DAYTON
134757 | 2 | 1 | States | Dayton | Taylor Barrett | TRUE | 2026-07-14T00:00:00 | 2026-09-04T00:00:00 |  | 1 | 0 | 1 | 5250 | 5250 | 55369-6417 | USA | N30 | 2103 | SPEC-MAG SPECIALITY MAGNETICS LLC | 44056 | ATS101508 | 15KVA, Single phase Control Power Transformers Input 24,940 V, +/-2 x 2.5% taps, 60 Hz, 125 kV BIL Sealed HV winding Output 120/240 V Copper/Aluminum wound, 200 C UL insl system, 80 C rise | PUR | 15KVA, Single phase Control Power Transformers Input 24,940 V, +/-2 x 2.5% taps, 60 Hz, 125 kV BIL Sealed HV winding Output 120/240 V Copper/Aluminum wound, 200 C UL insl system, 80 C rise | EA | EA |  | FALSE |  | P | PPD | DAYTON
133651 | 2 | 2 | States | Champlin | Andrew Olson | TRUE | 2026-05-27T00:00:00 | 2026-12-22T00:00:00 |  | 60 | 0 | 60 | 89.4 | 14661.6 | 55316-3157 | USA | N30 | 2110 | ACCUENERGY (CANADA) INC | M1L 2H6 | AcuCT-S650-4000:5A | Current Transformers, 4000:5, 8.66" x 9.06" square with 6.30" x 6.30" window | PUR | Current Transformers, 4000:5, 8.66" x 9.06" square with 6.30" x 6.30" window | EA | EA |  | TRUE |  | P | PPD | 100
133651 | 2 | 1 | States | Champlin | Andrew Olson | TRUE | 2026-05-27T00:00:00 | 2026-10-26T00:00:00 |  | 104 | 0 | 104 | 89.4 | 14661.6 | 55316-3157 | USA | N30 | 2110 | ACCUENERGY (CANADA) INC | M1L 2H6 | AcuCT-S650-4000:5A | Current Transformers, 4000:5, 8.66" x 9.06" square with 6.30" x 6.30" window | PUR | Current Transformers, 4000:5, 8.66" x 9.06" square with 6.30" x 6.30" window | EA | EA |  | TRUE |  | P | PPD | 100
133651 | 1 | 2 | States | Champlin | Andrew Olson | TRUE | 2026-05-27T00:00:00 | 2026-07-09T00:00:00 | 2026-07-09T00:00:00 | 30 | 0 | 30 | 15 | 705 | 55316-3157 | USA | N30 | 2110 | ACCUENERGY (CANADA) INC | M1L 2H6 | AcuCT-S113-300:5A | Current Transformers, 300:5, 2.68" x 2.38" with 1.20" Dia. window | PUR | Current Transformers, 300:5, 2.68" x 2.38" with 1.20" Dia. window | EA | EA |  | TRUE |  | P | PPD | 100
133346 | 4 | 1 | States | Champlin | Andrew Olson | TRUE | 2026-05-18T00:00:00 | 2026-08-25T00:00:00 | 2026-08-25T00:00:00 | 6 | 0 | 6 | 111.75 | 670.5 | 55316-3157 | USA | N30 | 2110 | ACCUENERGY (CANADA) INC | M1L 2H6 | AcuCT-S650-2500:5A | Current Transformers, 2500:5, 8.66" x 9.06" square with 6.30" x 6.30" window | PUR | Current Transformers, 2500:5, 8.66" x 9.06" square with 6.30" x 6.30" window | EA | EA |  | TRUE |  | P | PPD | 100
133346 | 3 | 1 | States | Champlin | Andrew Olson | TRUE | 2026-05-18T00:00:00 | 2026-08-25T00:00:00 | 2026-08-25T00:00:00 | 6 | 0 | 6 | 102.81 | 616.86 | 55316-3157 | USA | N30 | 2110 | ACCUENERGY (CANADA) INC | M1L 2H6 | AcuCT-S650-2000:5A | Current Transformers, 2000:5, 8.66" x 9.06" square with 6.30" x 6.30" window | PUR | Current Transformers, 2000:5, 8.66" x 9.06" square with 6.30" x 6.30" window | EA | EA |  | TRUE |  | P | PPD | 100
133346 | 2 | 1 | States | Champlin | Andrew Olson | TRUE | 2026-05-18T00:00:00 | 2026-08-10T00:00:00 | 2026-08-10T00:00:00 | 3 | 0 | 3 | 33 | 99 | 55316-3157 | USA | N30 | 2110 | ACCUENERGY (CANADA) INC | M1L 2H6 | AcuCT-S165-300:5A | Current Transformers, 300:5, 3.27" x 3.78" with 1.65" Dia. Window | PUR | Current Transformers, 300:5, 3.27" x 3.78" with 1.65" Dia. Window | EA | EA |  | TRUE |  | P | PPD | 100
133346 | 1 | 2 | States | Champlin | Andrew Olson | TRUE | 2026-05-18T00:00:00 | 2026-09-24T00:00:00 | 2026-09-24T00:00:00 | 30 | 0 | 30 | 42.9 | 5276.7 | 55316-3157 | USA | N30 | 2110 | ACCUENERGY (CANADA) INC | M1L 2H6 | AcuCT-S165-1000:5A | Current Transformers, 1000:5, 3.27" x 3.78" with 1.65" Dia. window | PUR | Current Transformers, 1000:5, 3.27" x 3.78" with 1.65" Dia. window | EA | EA |  | TRUE |  | P | PPD | 100
133346 | 1 | 1 | States | Champlin | Andrew Olson | TRUE | 2026-05-18T00:00:00 | 2026-08-25T00:00:00 | 2026-08-25T00:00:00 | 93 | 0 | 93 | 42.9 | 5276.7 | 55316-3157 | USA | N30 | 2110 | ACCUENERGY (CANADA) INC | M1L 2H6 | AcuCT-S165-1000:5A | Current Transformers, 1000:5, 3.27" x 3.78" with 1.65" Dia. window | PUR | Current Transformers, 1000:5, 3.27" x 3.78" with 1.65" Dia. window | EA | EA |  | TRUE |  | P | PPD | 100
133277 | 1 | 1 | States | Champlin | Andrew Olson | TRUE | 2026-05-14T00:00:00 | 2026-08-26T00:00:00 | 2026-08-26T00:00:00 | 9 | 0 | 9 | 89.4 | 804.6 | 55316-3157 | USA | N30 | 2110 | ACCUENERGY (CANADA) INC | M1L 2H6 | AcuCT-S650-4000:5A | Current Transformers, 4000:5, 8.66" x 9.06" square with 6.30" x 6.30" window | PUR | Current Transformers, 4000:5, 8.66" x 9.06" square with 6.30" x 6.30" window | EA | EA |  | TRUE |  | P | PPD | 100
133090 | 1 | 1 | States | Champlin | Andrew Olson | TRUE | 2026-05-08T00:00:00 | 2026-10-26T00:00:00 | 2026-10-26T00:00:00 | 6 | 0 | 6 | 89.4 | 536.4 | 55316-3157 | USA | N30 | 2110 | ACCUENERGY (CANADA) INC | M1L 2H6 | AcuCT-S650-4000:5A | Current Transformers, 4000:5, 8.66" x 9.06" square with 6.30" x 6.30" window | PUR | Current Transformers, 4000:5, 8.66" x 9.06" square with 6.30" x 6.30" window | EA | EA |  | TRUE |  | P | PPD | 100
132743 | 3 | 1 | States | Champlin | Andrew Olson | TRUE | 2026-04-24T00:00:00 | 2026-07-27T00:00:00 | 2026-07-27T00:00:00 | 48 | 0 | 48 | 89.4 | 4291.2 | 55316-3157 | USA | N30 | 2110 | ACCUENERGY (CANADA) INC | M1L 2H6 | AcuCT-S650-4000:5A | Current Transformers, 4000:5, 8.66" x 9.06" square with 6.30" x 6.30" window | PUR | Current Transformers, 4000:5, 8.66" x 9.06" square with 6.30" x 6.30" window | EA | EA |  | TRUE |  | P | PPD | 100
132743 | 2 | 1 | States | Champlin | Andrew Olson | TRUE | 2026-04-24T00:00:00 | 2026-08-10T00:00:00 | 2026-08-10T00:00:00 | 27 | 0 | 27 | 33 | 891 | 55316-3157 | USA | N30 | 2110 | ACCUENERGY (CANADA) INC | M1L 2H6 | AcuCT-S165-400:5A | Current Transformers, 400:5, 3.27" x 3.78" with 1.65" Dia. window | PUR | Current Transformers, 400:5, 3.27" x 3.78" with 1.65" Dia. window | EA | EA |  | TRUE |  | P | PPD | 100
132743 | 1 | 1 | States | Champlin | Andrew Olson | TRUE | 2026-04-24T00:00:00 | 2026-08-10T00:00:00 | 2026-08-10T00:00:00 | 9 | 0 | 9 | 33 | 297 | 55316-3157 | USA | N30 | 2110 | ACCUENERGY (CANADA) INC | M1L 2H6 | AcuCT-S165-300:5A | Current Transformers, 300:5, 3.27" x 3.78" with 1.65" Dia. Window | PUR | Current Transformers, 300:5, 3.27" x 3.78" with 1.65" Dia. Window | EA | EA |  | TRUE |  | P | PPD | 100
132877 | 1 | 2 | States | Dayton | Andrew Olson | TRUE | 2026-04-30T00:00:00 | 2026-06-26T00:00:00 | 2026-06-17T00:00:00 | 1812 | 33 | 1779 | 62.4 | 131788.8 | 55369-6417 | USA | N30 | 2110 | ACCUENERGY (CANADA) INC | M1L 2H6 | ACUCT-3135R-600:333MV | 600:333MV REVENUE GRADE SPLIT CORE CT, 3.10" * 3.50" WINDOW SIZE | PUR | 600:333MV REVENUE GRADE SPLIT CORE CT, 3.10" * 3.50" WINDOW SIZE | EA | EA |  | TRUE |  | P | PPD | DAYTON
132877 | 2 | 1 | States | Dayton | Andrew Olson | TRUE | 2026-04-30T00:00:00 | 2026-06-17T00:00:00 | 2026-06-17T00:00:00 | 12 | 90 | -78 | 144 | 19008 | 55369-6417 | USA | N30 | 2110 | ACCUENERGY (CANADA) INC | M1L 2H6 | AcuCT-4161R-2000:333mV | 2000:333MV REVENUE GRADE SPLIT CORE CT, 4.10" * 6.10" WINDOW SIZE | PUR | 2000:333MV REVENUE GRADE SPLIT CORE CT, 4.10" * 6.10" WINDOW SIZE | EA | EA |  | TRUE |  | P | PPD | DAYTON
134073 | 4 | 1 | States | Champlin | Andrew Olson | TRUE | 2026-06-15T00:00:00 | 2026-10-01T00:00:00 | 2026-10-01T00:00:00 | 6 | 0 | 6 | 102.81 | 616.86 | 55316-3157 | USA | N30 | 2110 | ACCUENERGY (CANADA) INC | M1L 2H6 | AcuCT-S650-2000:5A | Current Transformers, 2000:5, 8.66" x 9.06" square with 6.30" x 6.30" window | PUR | Current Transformers, 2000:5, 8.66" x 9.06" square with 6.30" x 6.30" window | EA | EA |  | TRUE |  | P | PPD | 100
134073 | 3 | 1 | States | Champlin | Andrew Olson | TRUE | 2026-06-15T00:00:00 | 2026-10-01T00:00:00 | 2026-10-01T00:00:00 | 123 | 0 | 123 | 42.9 | 5276.7 | 55316-3157 | USA | N30 | 2110 | ACCUENERGY (CANADA) INC | M1L 2H6 | AcuCT-S165-1000:5A | Current Transformers, 1000:5, 3.27" x 3.78" with 1.65" Dia. window | PUR | Current Transformers, 1000:5, 3.27" x 3.78" with 1.65" Dia. window | EA | EA |  | TRUE |  | P | PPD | 100
134363 | 1 | 4 | States | Champlin | Andrew Olson | TRUE | 2026-06-25T00:00:00 | 2026-10-26T00:00:00 | 2026-10-26T00:00:00 | 228 | 0 | 228 | 144 | 131760 | 55316-3157 | USA | N30 | 2110 | ACCUENERGY (CANADA) INC | M1L 2H6 | AcuCT-4161R-2000:333mV | 2000:333MV REVENUE GRADE SPLIT CORE CT, 4.10" * 6.10" WINDOW SIZE | PUR | 2000:333MV REVENUE GRADE SPLIT CORE CT, 4.10" * 6.10" WINDOW SIZE | EA | EA |  | TRUE |  | P | PPD | 100
134363 | 1 | 3 | States | Champlin | Andrew Olson | TRUE | 2026-06-25T00:00:00 | 2026-09-24T00:00:00 | 2026-09-24T00:00:00 | 228 | 0 | 228 | 144 | 131760 | 55316-3157 | USA | N30 | 2110 | ACCUENERGY (CANADA) INC | M1L 2H6 | AcuCT-4161R-2000:333mV | 2000:333MV REVENUE GRADE SPLIT CORE CT, 4.10" * 6.10" WINDOW SIZE | PUR | 2000:333MV REVENUE GRADE SPLIT CORE CT, 4.10" * 6.10" WINDOW SIZE | EA | EA |  | TRUE |  | P | PPD | 100
134363 | 1 | 2 | States | Champlin | Andrew Olson | TRUE | 2026-06-25T00:00:00 | 2026-08-25T00:00:00 | 2026-08-25T00:00:00 | 238 | 0 | 238 | 144 | 131760 | 55316-3157 | USA | N30 | 2110 | ACCUENERGY (CANADA) INC | M1L 2H6 | AcuCT-4161R-2000:333mV | 2000:333MV REVENUE GRADE SPLIT CORE CT, 4.10" * 6.10" WINDOW SIZE | PUR | 2000:333MV REVENUE GRADE SPLIT CORE CT, 4.10" * 6.10" WINDOW SIZE | EA | EA |  | TRUE |  | P | PPD | 100
134363 | 1 | 1 | States | Champlin | Andrew Olson | TRUE | 2026-06-25T00:00:00 | 2026-07-27T00:00:00 | 2026-07-27T00:00:00 | 221 | 0 | 221 | 144 | 131760 | 55316-3157 | USA | N30 | 2110 | ACCUENERGY (CANADA) INC | M1L 2H6 | AcuCT-4161R-2000:333mV | 2000:333MV REVENUE GRADE SPLIT CORE CT, 4.10" * 6.10" WINDOW SIZE | PUR | 2000:333MV REVENUE GRADE SPLIT CORE CT, 4.10" * 6.10" WINDOW SIZE | EA | EA |  | TRUE |  | P | PPD | 100
134443 | 1 | 2 | States | Dayton | Andrew Olson | TRUE | 2026-06-30T00:00:00 | 2026-08-28T00:00:00 | 2026-08-28T00:00:00 | 384 | 0 | 384 | 34.2 | 32832 | 55369-6417 | USA | N30 | 2110 | ACCUENERGY (CANADA) INC | M1L 2H6 | AcuCT-200-600:333mV | 600:333MV REVENUE GRADE SPLIT CORE CT, 2" * 2" WINDOW SIZE | PUR | 600:333MV REVENUE GRADE SPLIT CORE CT, 2" * 2" WINDOW SIZE | EA | EA |  | TRUE |  | P | PPD | DAYTON
134443 | 1 | 1 | States | Dayton | Andrew Olson | TRUE | 2026-06-30T00:00:00 | 2026-08-14T00:00:00 | 2026-08-14T00:00:00 | 576 | 0 | 576 | 34.2 | 32832 | 55369-6417 | USA | N30 | 2110 | ACCUENERGY (CANADA) INC | M1L 2H6 | AcuCT-200-600:333mV | 600:333MV REVENUE GRADE SPLIT CORE CT, 2" * 2" WINDOW SIZE | PUR | 600:333MV REVENUE GRADE SPLIT CORE CT, 2" * 2" WINDOW SIZE | EA | EA |  | TRUE |  | P | PPD | DAYTON
134374 | 1 | 2 | States | Champlin | Andrew Olson | TRUE | 2026-06-26T00:00:00 | 2026-07-24T00:00:00 | 2026-07-24T00:00:00 | 124 | 0 | 124 | 62.4 | 10483.2 | 55316-3157 | USA | N30 | 2110 | ACCUENERGY (CANADA) INC | M1L 2H6 | AcuCT-3135R-1200:5A | AcuCT-3135R-1200:5A Current Transformers, 1200:5, 7.00"x6.10"x1.25" with 3.1"x3.5" Window | PUR | AcuCT-3135R-1200:5A Current Transformers, 1200:5, 7.00"x6.10"x1.25" with 3.1"x3.5" Window | EA | EA |  | TRUE |  | P | PPD | 100
132772 | 1 | 1 | States | Champlin | Andrew Olson | TRUE | 2026-04-27T00:00:00 | 2026-08-10T00:00:00 | 2026-08-10T00:00:00 | 30 | 0 | 30 | 33 | 990 | 55316-3157 | USA | N30 | 2110 | ACCUENERGY (CANADA) INC | M1L 2H6 | AcuCT-S165-300:5A | Current Transformers, 300:5, 3.27" x 3.78" with 1.65" Dia. Window | PUR | Current Transformers, 300:5, 3.27" x 3.78" with 1.65" Dia. Window | EA | EA |  | TRUE |  | P | PPD | 100
132772 | 2 | 1 | States | Champlin | Andrew Olson | TRUE | 2026-04-27T00:00:00 | 2026-08-10T00:00:00 | 2026-08-10T00:00:00 | 18 | 0 | 18 | 33 | 594 | 55316-3157 | USA | N30 | 2110 | ACCUENERGY (CANADA) INC | M1L 2H6 | AcuCT-S165-400:5A | Current Transformers, 400:5, 3.27" x 3.78" with 1.65" Dia. window | PUR | Current Transformers, 400:5, 3.27" x 3.78" with 1.65" Dia. window | EA | EA |  | TRUE |  | P | PPD | 100
132772 | 3 | 1 | States | Champlin | Andrew Olson | TRUE | 2026-04-27T00:00:00 | 2026-07-27T00:00:00 | 2026-07-27T00:00:00 | 12 | 0 | 12 | 89.4 | 1072.8 | 55316-3157 | USA | N30 | 2110 | ACCUENERGY (CANADA) INC | M1L 2H6 | AcuCT-S650-4000:5A | Current Transformers, 4000:5, 8.66" x 9.06" square with 6.30" x 6.30" window | PUR | Current Transformers, 4000:5, 8.66" x 9.06" square with 6.30" x 6.30" window | EA | EA |  | TRUE |  | P | PPD | 100
133419 | 1 | 3 | States | Dayton | Andrew Olson | TRUE | 2026-05-20T00:00:00 | 2026-06-22T00:00:00 | 2026-06-22T00:00:00 | 960 | 900 | 60 | 34.2 | 72230.4 | 55369-6417 | USA | N30 | 2110 | ACCUENERGY (CANADA) INC | M1L 2H6 | AcuCT-200-600:333mV | 600:333MV REVENUE GRADE SPLIT CORE CT, 2" * 2" WINDOW SIZE | PUR | 600:333MV REVENUE GRADE SPLIT CORE CT, 2" * 2" WINDOW SIZE | EA | EA |  | TRUE |  | P | PPD | DAYTON
133728 | 1 | 1 | States | Champlin | Andrew Olson | TRUE | 2026-05-29T00:00:00 | 2026-08-25T00:00:00 | 2026-08-25T00:00:00 | 24 | 0 | 24 | 102.81 | 2467.44 | 55316-3157 | USA | N30 | 2110 | ACCUENERGY (CANADA) INC | M1L 2H6 | AcuCT-S650-2000:5A | Current Transformers, 2000:5, 8.66" x 9.06" square with 6.30" x 6.30" window | PUR | Current Transformers, 2000:5, 8.66" x 9.06" square with 6.30" x 6.30" window | EA | EA |  | TRUE |  | P | PPD | 100
133046 | 1 | 2 | States | Champlin | Andrew Olson | TRUE | 2026-05-07T00:00:00 | 2026-07-27T00:00:00 | 2026-07-27T00:00:00 | 60 | 0 | 60 | 89.4 | 119080.8 | 55316-3157 | USA | N30 | 2110 | ACCUENERGY (CANADA) INC | M1L 2H6 | AcuCT-S650-4000:5A | Current Transformers, 4000:5, 8.66" x 9.06" square with 6.30" x 6.30" window | PUR | Current Transformers, 4000:5, 8.66" x 9.06" square with 6.30" x 6.30" window | EA | EA |  | TRUE |  | P | PPD | 100
133046 | 1 | 3 | States | Champlin | Andrew Olson | TRUE | 2026-05-07T00:00:00 | 2026-07-27T00:00:00 | 2026-07-27T00:00:00 | 252 | 0 | 252 | 89.4 | 119080.8 | 55316-3157 | USA | N30 | 2110 | ACCUENERGY (CANADA) INC | M1L 2H6 | AcuCT-S650-4000:5A | Current Transformers, 4000:5, 8.66" x 9.06" square with 6.30" x 6.30" window | PUR | Current Transformers, 4000:5, 8.66" x 9.06" square with 6.30" x 6.30" window | EA | EA |  | TRUE |  | P | PPD | 100
133046 | 1 | 4 | States | Champlin | Andrew Olson | TRUE | 2026-05-07T00:00:00 | 2026-08-25T00:00:00 | 2026-08-25T00:00:00 | 378 | 0 | 378 | 89.4 | 119080.8 | 55316-3157 | USA | N30 | 2110 | ACCUENERGY (CANADA) INC | M1L 2H6 | AcuCT-S650-4000:5A | Current Transformers, 4000:5, 8.66" x 9.06" square with 6.30" x 6.30" window | PUR | Current Transformers, 4000:5, 8.66" x 9.06" square with 6.30" x 6.30" window | EA | EA |  | TRUE |  | P | PPD | 100
133046 | 1 | 5 | States | Champlin | Andrew Olson | TRUE | 2026-05-07T00:00:00 | 2026-09-24T00:00:00 | 2026-09-24T00:00:00 | 135 | 0 | 135 | 89.4 | 119080.8 | 55316-3157 | USA | N30 | 2110 | ACCUENERGY (CANADA) INC | M1L 2H6 | AcuCT-S650-4000:5A | Current Transformers, 4000:5, 8.66" x 9.06" square with 6.30" x 6.30" window | PUR | Current Transformers, 4000:5, 8.66" x 9.06" square with 6.30" x 6.30" window | EA | EA |  | TRUE |  | P | PPD | 100
134441 | 1 | 1 | States | Champlin | Andrew Olson | TRUE | 2026-06-30T00:00:00 | 2026-08-06T00:00:00 | 2026-08-06T00:00:00 | 85 | 0 | 85 | 62.4 | 5304 | 55316-3157 | USA | N30 | 2110 | ACCUENERGY (CANADA) INC | M1L 2H6 | AcuCT-3135R-1200:5A | AcuCT-3135R-1200:5A Current Transformers, 1200:5, 7.00"x6.10"x1.25" with 3.1"x3.5" Window | PUR | AcuCT-3135R-1200:5A Current Transformers, 1200:5, 7.00"x6.10"x1.25" with 3.1"x3.5" Window | EA | EA |  | TRUE |  | P | PPD | 100
134289 | 4 | 1 | States | Champlin | Andrew Olson | TRUE | 2026-06-23T00:00:00 | 2026-10-21T00:00:00 | 2026-10-21T00:00:00 | 9 | 0 | 9 | 89.4 | 804.6 | 55316-3157 | USA | N30 | 2110 | ACCUENERGY (CANADA) INC | M1L 2H6 | AcuCT-S650-800: 5A | Current Transformers, 800:5, 8.66" x 9.06" square with 6.30" x 6.30" window | PUR | Current Transformers, 800:5, 8.66" x 9.06" square with 6.30" x 6.30" window | EA | EA |  | TRUE |  | P | PPD | 100
134289 | 3 | 1 | States | Champlin | Andrew Olson | TRUE | 2026-06-23T00:00:00 | 2026-10-21T00:00:00 | 2026-10-21T00:00:00 | 21 | 0 | 21 | 89.4 | 1877.4 | 55316-3157 | USA | N30 | 2110 | ACCUENERGY (CANADA) INC | M1L 2H6 | AcuCT-S650-1200:5A | Current Transformers, 1200:5, 8.66" x 9.06" square with 6.30" x 6.30" window | PUR | Current Transformers, 1200:5, 8.66" x 9.06" square with 6.30" x 6.30" window | EA | EA |  | TRUE |  | P | PPD | 100
134289 | 2 | 1 | States | Champlin | Andrew Olson | TRUE | 2026-06-23T00:00:00 | 2026-10-21T00:00:00 | 2026-10-21T00:00:00 | 21 | 0 | 21 | 33 | 693 | 55316-3157 | USA | N30 | 2110 | ACCUENERGY (CANADA) INC | M1L 2H6 | AcuCT-S165-300: 5A | Current Transformers, 300:5, 3.27" x 3.78" with 1.65" Dia. Window | PUR | Current Transformers, 300:5, 3.27" x 3.78" with 1.65" Dia. Window | EA | EA |  | TRUE |  | P | PPD | 100
134289 | 1 | 1 | States | Champlin | Andrew Olson | TRUE | 2026-06-23T00:00:00 | 2026-10-21T00:00:00 | 2026-10-21T00:00:00 | 10 | 0 | 10 | 63 | 630 | 55316-3157 | USA | N30 | 2110 | ACCUENERGY (CANADA) INC | M1L 2H6 | AcuCT-3147-1200: 5A | Current Transformers, 1200:5, 5.67” x 7.28” with 3.15” x 4.72” window | PUR | Current Transformers, 1200:5, 5.67” x 7.28” with 3.15” x 4.72” window | EA | EA |  | TRUE |  | P | PPD | 100
133384 | 1 | 4 | States | Champlin | Andrew Olson | TRUE | 2026-05-19T00:00:00 | 2026-10-26T00:00:00 | 2026-10-26T00:00:00 | 114 | 0 | 114 | 105 | 48195 | 55316-3157 | USA | N30 | 2110 | ACCUENERGY (CANADA) INC | M1L 2H6 | AcuCT-3163-2000:5 | Current transformer, 2000:5 | PUR | Current transformer, 2000:5 | EA | EA |  | TRUE |  | P | PPD | 100
133384 | 1 | 3 | States | Champlin | Andrew Olson | TRUE | 2026-05-19T00:00:00 | 2026-09-24T00:00:00 | 2026-09-24T00:00:00 | 114 | 0 | 114 | 105 | 48195 | 55316-3157 | USA | N30 | 2110 | ACCUENERGY (CANADA) INC | M1L 2H6 | AcuCT-3163-2000:5 | Current transformer, 2000:5 | PUR | Current transformer, 2000:5 | EA | EA |  | TRUE |  | P | PPD | 100
133384 | 1 | 2 | States | Champlin | Andrew Olson | TRUE | 2026-05-19T00:00:00 | 2026-08-25T00:00:00 | 2026-08-25T00:00:00 | 114 | 0 | 114 | 105 | 48195 | 55316-3157 | USA | N30 | 2110 | ACCUENERGY (CANADA) INC | M1L 2H6 | AcuCT-3163-2000:5 | Current transformer, 2000:5 | PUR | Current transformer, 2000:5 | EA | EA |  | TRUE |  | P | PPD | 100
133384 | 1 | 1 | States | Champlin | Andrew Olson | TRUE | 2026-05-19T00:00:00 | 2026-07-27T00:00:00 | 2026-07-27T00:00:00 | 117 | 0 | 117 | 105 | 48195 | 55316-3157 | USA | N30 | 2110 | ACCUENERGY (CANADA) INC | M1L 2H6 | AcuCT-3163-2000:5 | Current transformer, 2000:5 | PUR | Current transformer, 2000:5 | EA | EA |  | TRUE |  | P | PPD | 100
133137 | 1 | 1 | States | Champlin | Andrew Olson | TRUE | 2026-05-11T00:00:00 | 2026-08-10T00:00:00 | 2026-08-10T00:00:00 | 51 | 0 | 51 | 62.4 | 3182.4 | 55316-3157 | USA | N30 | 2110 | ACCUENERGY (CANADA) INC | M1L 2H6 | AcuCT-3135R-800:5A | Current Transformers, 800:5, 5.67" x 6.10" with 3.10" x 3.50" window | PUR | Current Transformers, 800:5, 5.67" x 6.10" with 3.10" x 3.50" window | EA | EA |  | TRUE |  | P | PPD | 100
133137 | 2 | 3 | States | Champlin | Andrew Olson | TRUE | 2026-05-11T00:00:00 | 2026-07-20T00:00:00 | 2026-07-20T00:00:00 | 42 | 0 | 42 | 15 | 1395 | 55316-3157 | USA | N30 | 2110 | ACCUENERGY (CANADA) INC | M1L 2H6 | AcuCT-S113-300:5A | Current Transformers, 300:5, 2.68" x 2.38" with 1.20" Dia. window | PUR | Current Transformers, 300:5, 2.68" x 2.38" with 1.20" Dia. window | EA | EA |  | TRUE |  | P | PPD | 100
133137 | 3 | 2 | States | Champlin | Andrew Olson | TRUE | 2026-05-11T00:00:00 | 2026-07-20T00:00:00 | 2026-07-20T00:00:00 | 42 | 0 | 42 | 46.2 | 3742.2 | 55316-3157 | USA | N30 | 2110 | ACCUENERGY (CANADA) INC | M1L 2H6 | AcuCT-S165-1200:5A | Current Transformers, 1200:5, 3.27" x 3.78" with 1.65" Dia. Window | PUR | Current Transformers, 1200:5, 3.27" x 3.78" with 1.65" Dia. Window | EA | EA |  | TRUE |  | P | PPD | 100
133137 | 4 | 1 | States | Champlin | Andrew Olson | TRUE | 2026-05-11T00:00:00 | 2026-09-24T00:00:00 | 2026-09-24T00:00:00 | 30 | 0 | 30 | 89.4 | 14751 | 55316-3157 | USA | N30 | 2110 | ACCUENERGY (CANADA) INC | M1L 2H6 | AcuCT-S650-4000:5A | Current Transformers, 4000:5, 8.66" x 9.06" square with 6.30" x 6.30" window | PUR | Current Transformers, 4000:5, 8.66" x 9.06" square with 6.30" x 6.30" window | EA | EA |  | TRUE |  | P | PPD | 100
133137 | 4 | 2 | States | Champlin | Andrew Olson | TRUE | 2026-05-11T00:00:00 | 2026-10-26T00:00:00 | 2026-10-26T00:00:00 | 135 | 0 | 135 | 89.4 | 14751 | 55316-3157 | USA | N30 | 2110 | ACCUENERGY (CANADA) INC | M1L 2H6 | AcuCT-S650-4000:5A | Current Transformers, 4000:5, 8.66" x 9.06" square with 6.30" x 6.30" window | PUR | Current Transformers, 4000:5, 8.66" x 9.06" square with 6.30" x 6.30" window | EA | EA |  | TRUE |  | P | PPD | 100
134529 | 1 | 1 | States | Champlin | Andrew Olson | TRUE | 2026-07-06T00:00:00 | 2026-10-16T00:00:00 | 2026-10-16T00:00:00 | 3 | 0 | 3 | 138.57 | 415.71 | 55316-3157 | USA | N30 | 2110 | ACCUENERGY (CANADA) INC | M1L 2H6 | AccuCT-S650-4000:5A | Current transformers, 4000:5, Accuracy Class | PUR | Current transformers, 4000:5, Accuracy Class | EA | EA |  | TRUE |  | P | PPD | 100
132049 | 1 | 1 | States | Champlin | Megan Swymeler | TRUE | 2026-03-25T00:00:00 | 2027-04-30T00:00:00 |  | 24 | 0 | 24 | 600000 | 14400000 | 55316-3157 | USA |  | 2122 | Sieyuan Electric USA,LLC | 75024 | DTCB-345 kV | LW58A-420/T2000A-50kA 1300 BIL Three-phase monopolar operation spring-motor operation with steel support structure with CT: two 2000:5 MR CT per bushing Accuracy class: C800 25mm/kV Control Voltage: 125VDC Auxiliary Voltage: 120VAC with the breaker poles discrepancy protection scheme Stainless Cabinet (Necessary for Breaker) Included. | PUR | LW58A-420/T2000A-50kA 1300 BIL Three-phase monopolar operation spring-motor operation with steel support structure with CT: two 2000:5 MR CT per bushing Accuracy class: C800 25mm/kV Control Voltage: 125VDC Auxiliary Voltage: 120VAC with the breaker poles discrepancy protection scheme Stainless Cabinet (Necessary for Breaker) Included. | EA | EA |  | FALSE |  | P | SPEC
132050 | 1 | 1 | States | Champlin | Megan Swymeler | TRUE | 2026-03-25T00:00:00 | 2027-02-26T00:00:00 |  | 1 | 0 | 1 | 500000 | 500000 | 55316-3157 | USA | N30 | 2123 | Encompass Engineers and Architects | 45840 | Austin Data Center 345 kV Switch and Breaker QA/QC | QA/QC for (76) 345 kV Group Operated Switches & QA/QC for (24) 345 kV Power Circuit Breakers | Buy | QA/QC for (76) 345 kV Group Operated Switches & QA/QC for (24) 345 kV Power Circuit Breakers | EA | EA |  | FALSE |  | P | PPD
132051 | 3 | 1 | States | Champlin | Megan Swymeler | TRUE | 2026-03-25T00:00:00 | 2027-01-29T00:00:00 |  | 69 | 0 | 69 | 34987 | 2414103 | 55316-3157 | USA | N30 | 2124 | Springfield Electric Supply Company LLC dba ECHO | 62708 | SWITCH STAND WITH ENGINEERING | SWITCH STAND WITH ENGINEERING | PUR | SWITCH STAND WITH ENGINEERING | EA | EA |  | FALSE |  | P | B/W | 100
132051 | 2 | 2 | States | Champlin | Megan Swymeler | TRUE | 2026-03-25T00:00:00 | 2027-02-26T00:00:00 | 2027-02-26T00:00:00 | 36 | 0 | 36 | 61957 | 4275033 | 55316-3157 | USA | N30 | 2124 | Springfield Electric Supply Company LLC dba ECHO | 62708 | 345TTR8-1300_ | 345 KV TTR8 2000 AMP-MANUAL WITH AUX CONTACTS | PUR | 345 KV TTR8 2000 AMP-MANUAL WITH AUX CONTACTS | EA | EA |  | FALSE |  | P | B/W | 100
132051 | 2 | 1 | States | Champlin | Megan Swymeler | TRUE | 2026-03-25T00:00:00 | 2027-01-29T00:00:00 | 2027-01-29T00:00:00 | 33 | 0 | 33 | 61957 | 4275033 | 55316-3157 | USA | N30 | 2124 | Springfield Electric Supply Company LLC dba ECHO | 62708 | 345TTR8-1300_ | 345 KV TTR8 2000 AMP-MANUAL WITH AUX CONTACTS | PUR | 345 KV TTR8 2000 AMP-MANUAL WITH AUX CONTACTS | EA | EA |  | FALSE |  | P | B/W | 100
132051 | 1 | 1 | States | Champlin | Megan Swymeler | TRUE | 2026-03-25T00:00:00 | 2027-01-29T00:00:00 |  | 6 | 0 | 6 | 89049 | 534294 | 55316-3157 | USA | N30 | 2124 | Springfield Electric Supply Company LLC dba ECHO | 62708 | 345TTR8-1300 | 345 KV TTR8 2000 AMP 1300 KV BIL W MO 345 KV, 1300 KV BIL, 2000 AMP, 100 KA MOM THREE POLE, GANG OPERATED TYPE TTR-8 ALUMINUM VERTICAL BREAK DISCONNECT SWITCH HORIZONTAL MOUNTING ARCING HORN POSITION INDICATORS MO-10 MOTOR OPERATING MECHANISM ALUMINUM HOUSING 30,000 IN-LBS OPERATING TORQUE 10.8 SEC OPERATING TIME 125 VDC CONTROLS FUSE PROTECTION ALLEN BRADLEY TERMINAL BLOCKS - STRIPPED WIRE TERMINATION 10 CIRCUIT AUX SWITCH FOR CUSTOMER USE 120 VAC THERMOSTATICALLY CONTROLLED HEATER W/ GUARD OPEN/CLOSE PUSHBUTTONS VARIABLE SPEED CONTROL INSULATORS: TR-324, STANDARD STRENGTH, CREEP, AND COLOR, WITH 5” B.C. TOP AND BOTTOM INCLUDED IN PRICE AND SHIPPED DIRECT TO JOBSITE, (9) PER SWITCH | PUR | 345 KV TTR8 2000 AMP 1300 KV BIL W MO 345 KV, 1300 KV BIL, 2000 AMP, 100 KA MOM THREE POLE, GANG OPERATED TYPE TTR-8 ALUMINUM VERTICAL BREAK DISCONNECT SWITCH HORIZONTAL MOUNTING ARCING HORN POSITION INDICATORS MO-10 MOTOR OPERATING MECHANISM ALUMINUM HOUSING 30,000 IN-LBS OPERATING TORQUE 10.8 SEC OPERATING TIME 125 VDC CONTROLS FUSE PROTECTION ALLEN BRADLEY TERMINAL BLOCKS - STRIPPED WIRE TERMINATION 10 CIRCUIT AUX SWITCH FOR CUSTOMER USE 120 VAC THERMOSTATICALLY CONTROLLED HEATER W/ GUARD OPEN/CLOSE PUSHBUTTONS VARIABLE SPEED CONTROL INSULATORS: TR-324, STANDARD STRENGTH, CREEP, AND COLOR, WITH 5” B.C. TOP AND BOTTOM INCLUDED IN PRICE AND SHIPPED DIRECT TO JOBSITE, (9) PER SWITCH | EA | EA |  | FALSE |  | P | B/W
132860 | 1 | 5 | States | Dayton | Andrew Olson | TRUE | 2026-04-29T00:00:00 | 2026-07-17T00:00:00 | 2026-07-17T00:00:00 | 9 | 0 | 9 | 986.07 | 97620.93 | 55369-6417 | USA | N60 | 2136 | OLYMPIC CONTROLS CORP | 60103 | 143-202 | 2000:5 SR CT for Bus Differential Protection (SEL-787) | PUR | 2000:5 SR CT for Bus Differential Protection (SEL-787) | EA | EA |  | TRUE |  | P | PPD | DAYTON
132860 | 1 | 6 | States | Dayton | Andrew Olson | TRUE | 2026-04-29T00:00:00 | 2026-07-24T00:00:00 | 2026-07-24T00:00:00 | 9 | 0 | 9 | 986.07 | 97620.93 | 55369-6417 | USA | N60 | 2136 | OLYMPIC CONTROLS CORP | 60103 | 143-202 | 2000:5 SR CT for Bus Differential Protection (SEL-787) | PUR | 2000:5 SR CT for Bus Differential Protection (SEL-787) | EA | EA |  | TRUE |  | P | PPD | DAYTON
132860 | 1 | 7 | States | Dayton | Andrew Olson | TRUE | 2026-04-29T00:00:00 | 2026-07-31T00:00:00 | 2026-07-31T00:00:00 | 9 | 0 | 9 | 986.07 | 97620.93 | 55369-6417 | USA | N60 | 2136 | OLYMPIC CONTROLS CORP | 60103 | 143-202 | 2000:5 SR CT for Bus Differential Protection (SEL-787) | PUR | 2000:5 SR CT for Bus Differential Protection (SEL-787) | EA | EA |  | TRUE |  | P | PPD | DAYTON
132860 | 1 | 8 | States | Dayton | Andrew Olson | TRUE | 2026-04-29T00:00:00 | 2026-08-07T00:00:00 | 2026-08-07T00:00:00 | 9 | 0 | 9 | 986.07 | 97620.93 | 55369-6417 | USA | N60 | 2136 | OLYMPIC CONTROLS CORP | 60103 | 143-202 | 2000:5 SR CT for Bus Differential Protection (SEL-787) | PUR | 2000:5 SR CT for Bus Differential Protection (SEL-787) | EA | EA |  | TRUE |  | P | PPD | DAYTON
132860 | 1 | 9 | States | Dayton | Andrew Olson | TRUE | 2026-04-29T00:00:00 | 2026-08-14T00:00:00 | 2026-08-14T00:00:00 | 9 | 0 | 9 | 986.07 | 97620.93 | 55369-6417 | USA | N60 | 2136 | OLYMPIC CONTROLS CORP | 60103 | 143-202 | 2000:5 SR CT for Bus Differential Protection (SEL-787) | PUR | 2000:5 SR CT for Bus Differential Protection (SEL-787) | EA | EA |  | TRUE |  | P | PPD | DAYTON
132860 | 1 | 10 | States | Dayton | Andrew Olson | TRUE | 2026-04-29T00:00:00 | 2026-08-21T00:00:00 | 2026-08-21T00:00:00 | 3 | 0 | 3 | 986.07 | 97620.93 | 55369-6417 | USA | N60 | 2136 | OLYMPIC CONTROLS CORP | 60103 | 143-202 | 2000:5 SR CT for Bus Differential Protection (SEL-787) | PUR | 2000:5 SR CT for Bus Differential Protection (SEL-787) | EA | EA |  | TRUE |  | P | PPD | DAYTON
132860 | 4 | 4 | States | Dayton | Andrew Olson | TRUE | 2026-04-29T00:00:00 | 2026-07-24T00:00:00 | 2026-07-17T00:00:00 | 3 | 0 | 3 | 8500 | 204000 | 55369-6417 | USA | N60 | 2136 | OLYMPIC CONTROLS CORP | 60103 | Q39826 | 25KVA Control Power Transformer, 1PH, 34500-120/240V, Class AA, 150kV BIL, Acutran | PUR | 25KVA Control Power Transformer, 1PH, 34500-120/240V, Class AA, 150kV BIL, Acutran | EA | EA |  | TRUE |  | P | PPD | DAYTON
132860 | 4 | 5 | States | Dayton | Andrew Olson | TRUE | 2026-04-29T00:00:00 | 2026-07-31T00:00:00 | 2026-07-24T00:00:00 | 3 | 0 | 3 | 8500 | 204000 | 55369-6417 | USA | N60 | 2136 | OLYMPIC CONTROLS CORP | 60103 | Q39826 | 25KVA Control Power Transformer, 1PH, 34500-120/240V, Class AA, 150kV BIL, Acutran | PUR | 25KVA Control Power Transformer, 1PH, 34500-120/240V, Class AA, 150kV BIL, Acutran | EA | EA |  | TRUE |  | P | PPD | DAYTON
132860 | 4 | 6 | States | Dayton | Andrew Olson | TRUE | 2026-04-29T00:00:00 | 2026-08-07T00:00:00 | 2026-07-31T00:00:00 | 3 | 0 | 3 | 8500 | 204000 | 55369-6417 | USA | N60 | 2136 | OLYMPIC CONTROLS CORP | 60103 | Q39826 | 25KVA Control Power Transformer, 1PH, 34500-120/240V, Class AA, 150kV BIL, Acutran | PUR | 25KVA Control Power Transformer, 1PH, 34500-120/240V, Class AA, 150kV BIL, Acutran | EA | EA |  | TRUE |  | P | PPD | DAYTON
132860 | 4 | 7 | States | Dayton | Andrew Olson | TRUE | 2026-04-29T00:00:00 | 2026-08-14T00:00:00 | 2026-08-07T00:00:00 | 3 | 0 | 3 | 8500 | 204000 | 55369-6417 | USA | N60 | 2136 | OLYMPIC CONTROLS CORP | 60103 | Q39826 | 25KVA Control Power Transformer, 1PH, 34500-120/240V, Class AA, 150kV BIL, Acutran | PUR | 25KVA Control Power Transformer, 1PH, 34500-120/240V, Class AA, 150kV BIL, Acutran | EA | EA |  | TRUE |  | P | PPD | DAYTON
132860 | 4 | 8 | States | Dayton | Andrew Olson | TRUE | 2026-04-29T00:00:00 | 2026-08-21T00:00:00 | 2026-08-14T00:00:00 | 3 | 0 | 3 | 8500 | 204000 | 55369-6417 | USA | N60 | 2136 | OLYMPIC CONTROLS CORP | 60103 | Q39826 | 25KVA Control Power Transformer, 1PH, 34500-120/240V, Class AA, 150kV BIL, Acutran | PUR | 25KVA Control Power Transformer, 1PH, 34500-120/240V, Class AA, 150kV BIL, Acutran | EA | EA |  | TRUE |  | P | PPD | DAYTON
132860 | 5 | 5 | States | Dayton | Andrew Olson | TRUE | 2026-04-29T00:00:00 | 2026-07-17T00:00:00 | 2026-07-17T00:00:00 | 6 | 0 | 6 | 935.67 | 47719.17 | 55369-6417 | USA | N60 | 2136 | OLYMPIC CONTROLS CORP | 60103 | 143-202MR | 2000:5 MR CT for Breaker Protection and Metering (SEL-751+SEL-735) | PUR | 2000:5 MR CT for Breaker Protection and Metering (SEL-751+SEL-735) | EA | EA |  | TRUE |  | P | PPD | DAYTON
132860 | 5 | 6 | States | Dayton | Andrew Olson | TRUE | 2026-04-29T00:00:00 | 2026-07-24T00:00:00 | 2026-07-24T00:00:00 | 6 | 0 | 6 | 935.67 | 47719.17 | 55369-6417 | USA | N60 | 2136 | OLYMPIC CONTROLS CORP | 60103 | 143-202MR | 2000:5 MR CT for Breaker Protection and Metering (SEL-751+SEL-735) | PUR | 2000:5 MR CT for Breaker Protection and Metering (SEL-751+SEL-735) | EA | EA |  | TRUE |  | P | PPD | DAYTON
132860 | 5 | 7 | States | Dayton | Andrew Olson | TRUE | 2026-04-29T00:00:00 | 2026-07-31T00:00:00 | 2026-07-31T00:00:00 | 3 | 0 | 3 | 935.67 | 47719.17 | 55369-6417 | USA | N60 | 2136 | OLYMPIC CONTROLS CORP | 60103 | 143-202MR | 2000:5 MR CT for Breaker Protection and Metering (SEL-751+SEL-735) | PUR | 2000:5 MR CT for Breaker Protection and Metering (SEL-751+SEL-735) | EA | EA |  | TRUE |  | P | PPD | DAYTON
132860 | 6 | 5 | States | Dayton | Andrew Olson | TRUE | 2026-04-29T00:00:00 | 2026-07-17T00:00:00 | 2026-07-17T00:00:00 | 9 | 0 | 9 | 986.07 | 215949.33 | 55369-6417 | USA | N60 | 2136 | OLYMPIC CONTROLS CORP | 60103 | 143-122MR | 200:5 MR CT for 1200A Breakers (SEL 751+SEL-735) | PUR | 200:5 MR CT for 1200A Breakers (SEL751+SEL-735) | EA | EA |  | TRUE |  | P | PPD | DAYTON
132860 | 6 | 6 | States | Dayton | Andrew Olson | TRUE | 2026-04-29T00:00:00 | 2026-07-24T00:00:00 | 2026-07-24T00:00:00 | 9 | 0 | 9 | 986.07 | 215949.33 | 55369-6417 | USA | N60 | 2136 | OLYMPIC CONTROLS CORP | 60103 | 143-122MR | 200:5 MR CT for 1200A Breakers (SEL 751+SEL-735) | PUR | 200:5 MR CT for 1200A Breakers (SEL751+SEL-735) | EA | EA |  | TRUE |  | P | PPD | DAYTON
132860 | 6 | 7 | States | Dayton | Andrew Olson | TRUE | 2026-04-29T00:00:00 | 2026-07-31T00:00:00 | 2026-07-31T00:00:00 | 12 | 0 | 12 | 986.07 | 215949.33 | 55369-6417 | USA | N60 | 2136 | OLYMPIC CONTROLS CORP | 60103 | 143-122MR | 200:5 MR CT for 1200A Breakers (SEL 751+SEL-735) | PUR | 200:5 MR CT for 1200A Breakers (SEL751+SEL-735) | EA | EA |  | TRUE |  | P | PPD | DAYTON
132860 | 6 | 8 | States | Dayton | Andrew Olson | TRUE | 2026-04-29T00:00:00 | 2026-08-07T00:00:00 | 2026-08-07T00:00:00 | 15 | 0 | 15 | 986.07 | 215949.33 | 55369-6417 | USA | N60 | 2136 | OLYMPIC CONTROLS CORP | 60103 | 143-122MR | 200:5 MR CT for 1200A Breakers (SEL 751+SEL-735) | PUR | 200:5 MR CT for 1200A Breakers (SEL751+SEL-735) | EA | EA |  | TRUE |  | P | PPD | DAYTON
132860 | 6 | 9 | States | Dayton | Andrew Olson | TRUE | 2026-04-29T00:00:00 | 2026-08-14T00:00:00 | 2026-08-14T00:00:00 | 15 | 0 | 15 | 986.07 | 215949.33 | 55369-6417 | USA | N60 | 2136 | OLYMPIC CONTROLS CORP | 60103 | 143-122MR | 200:5 MR CT for 1200A Breakers (SEL 751+SEL-735) | PUR | 200:5 MR CT for 1200A Breakers (SEL751+SEL-735) | EA | EA |  | TRUE |  | P | PPD | DAYTON
132860 | 6 | 10 | States | Dayton | Andrew Olson | TRUE | 2026-04-29T00:00:00 | 2026-08-21T00:00:00 | 2026-08-21T00:00:00 | 21 | 0 | 21 | 986.07 | 215949.33 | 55369-6417 | USA | N60 | 2136 | OLYMPIC CONTROLS CORP | 60103 | 143-122MR | 200:5 MR CT for 1200A Breakers (SEL 751+SEL-735) | PUR | 200:5 MR CT for 1200A Breakers (SEL751+SEL-735) | EA | EA |  | TRUE |  | P | PPD | DAYTON
132860 | 6 | 11 | States | Dayton | Andrew Olson | TRUE | 2026-04-29T00:00:00 | 2026-08-28T00:00:00 | 2026-08-28T00:00:00 | 24 | 0 | 24 | 986.07 | 215949.33 | 55369-6417 | USA | N60 | 2136 | OLYMPIC CONTROLS CORP | 60103 | 143-122MR | 200:5 MR CT for 1200A Breakers (SEL 751+SEL-735) | PUR | 200:5 MR CT for 1200A Breakers (SEL751+SEL-735) | EA | EA |  | TRUE |  | P | PPD | DAYTON
132860 | 6 | 12 | States | Dayton | Andrew Olson | TRUE | 2026-04-29T00:00:00 | 2026-09-04T00:00:00 | 2026-09-04T00:00:00 | 24 | 0 | 24 | 986.07 | 215949.33 | 55369-6417 | USA | N60 | 2136 | OLYMPIC CONTROLS CORP | 60103 | 143-122MR | 200:5 MR CT for 1200A Breakers (SEL 751+SEL-735) | PUR | 200:5 MR CT for 1200A Breakers (SEL751+SEL-735) | EA | EA |  | TRUE |  | P | PPD | DAYTON
132860 | 6 | 13 | States | Dayton | Andrew Olson | TRUE | 2026-04-29T00:00:00 | 2026-09-11T00:00:00 | 2026-09-11T00:00:00 | 24 | 0 | 24 | 986.07 | 215949.33 | 55369-6417 | USA | N60 | 2136 | OLYMPIC CONTROLS CORP | 60103 | 143-122MR | 200:5 MR CT for 1200A Breakers (SEL 751+SEL-735) | PUR | 200:5 MR CT for 1200A Breakers (SEL751+SEL-735) | EA | EA |  | TRUE |  | P | PPD | DAYTON
132860 | 6 | 14 | States | Dayton | Andrew Olson | TRUE | 2026-04-29T00:00:00 | 2026-09-18T00:00:00 | 2026-09-18T00:00:00 | 12 | 0 | 12 | 986.07 | 215949.33 | 55369-6417 | USA | N60 | 2136 | OLYMPIC CONTROLS CORP | 60103 | 143-122MR | 200:5 MR CT for 1200A Breakers (SEL 751+SEL-735) | PUR | 200:5 MR CT for 1200A Breakers (SEL751+SEL-735) | EA | EA |  | TRUE |  | P | PPD | DAYTON
134600 | 1 | 1 | States | Dayton | Andrew Olson | TRUE | 2026-07-08T00:00:00 | 2026-07-20T00:00:00 |  | 3 | 0 | 3 | 8500 | 76500 | 55369-6417 | USA | N60 | 2136 | OLYMPIC CONTROLS CORP | 60103 | Q39826 | 25KVA Control Power Transformer, 1PH, 34500-120/240V, Class AA, 150kV BIL, Acutran | PUR | 25KVA Control Power Transformer, 1PH, 34500-120/240V, Class AA, 150kV BIL, Acutran | EA | EA |  | FALSE |  | P | PPD | DAYTON
134600 | 1 | 2 | States | Dayton | Andrew Olson | TRUE | 2026-07-08T00:00:00 | 2026-08-10T00:00:00 |  | 6 | 0 | 6 | 8500 | 76500 | 55369-6417 | USA | N60 | 2136 | OLYMPIC CONTROLS CORP | 60103 | Q39826 | 25KVA Control Power Transformer, 1PH, 34500-120/240V, Class AA, 150kV BIL, Acutran | PUR | 25KVA Control Power Transformer, 1PH, 34500-120/240V, Class AA, 150kV BIL, Acutran | EA | EA |  | FALSE |  | P | PPD | DAYTON
134167 | 1 | 3 | States | Dayton | Andrew Olson | TRUE | 2026-06-17T00:00:00 | 2026-11-19T00:00:00 | 2026-11-19T00:00:00 | 2 | 0 | 2 | 8500 | 51000 | 55369-6417 | USA | N60 | 2136 | OLYMPIC CONTROLS CORP | 60103 | Q39826 | 25KVA Control Power Transformer, 1PH, 34500-120/240V, Class AA, 150kV BIL, Acutran | PUR | 25KVA Control Power Transformer, 1PH, 34500-120/240V, Class AA, 150kV BIL, Acutran | EA | EA |  | TRUE |  | P | PPD | DAYTON
134167 | 1 | 2 | States | Dayton | Andrew Olson | TRUE | 2026-06-17T00:00:00 | 2026-10-01T00:00:00 | 2026-10-01T00:00:00 | 2 | 0 | 2 | 8500 | 51000 | 55369-6417 | USA | N60 | 2136 | OLYMPIC CONTROLS CORP | 60103 | Q39826 | 25KVA Control Power Transformer, 1PH, 34500-120/240V, Class AA, 150kV BIL, Acutran | PUR | 25KVA Control Power Transformer, 1PH, 34500-120/240V, Class AA, 150kV BIL, Acutran | EA | EA |  | TRUE |  | P | PPD | DAYTON
134167 | 1 | 1 | States | Dayton | Andrew Olson | TRUE | 2026-06-17T00:00:00 | 2026-09-14T00:00:00 | 2026-09-14T00:00:00 | 2 | 0 | 2 | 8500 | 51000 | 55369-6417 | USA | N60 | 2136 | OLYMPIC CONTROLS CORP | 60103 | Q39826 | 25KVA Control Power Transformer, 1PH, 34500-120/240V, Class AA, 150kV BIL, Acutran | PUR | 25KVA Control Power Transformer, 1PH, 34500-120/240V, Class AA, 150kV BIL, Acutran | EA | EA |  | TRUE |  | P | PPD | DAYTON
132882 | 1 | 1 | States | Champlin | Robert Boulka | TRUE | 2026-04-30T00:00:00 | 2026-12-31T00:00:00 |  | 100 | 0 | 100 | 3393.6 | 339360 | 55316-3157 | USA | N60 | 2139 | Resa Service, LLC | 77064 | Circuit Breaker Injection Testing | 3rd Party Circuit Breaker Injection Testing | Buy | 3rd Party Circuit Breaker Injection Testing | EA | EA |  | TRUE |  | P | PPD | 100
134005 | 2 | 1 | States | Dayton | Megan Swymeler | TRUE | 2026-06-10T00:00:00 | 2026-10-01T00:00:00 |  | 3 | 0 | 3 | 125600 | 376800 | 55369-6417 | USA | N60 | 2147 | Safe Air Technologies Intermediate, LLC | 70814 | VIDD3-4MMU-R360ME-E10-5T-R | CUSTOM DESIGNED VERTICAL PACKAGE UNIT 25 TON, 460VAC SINGLE HOUSING CONSISTING OF 2 INDEPENDENT HVAC SYSTEMS SYSTEMS MECHANICALLY DIVIDED TO ALLOW FOR SAFETY ISOLATION OF ONE SYSTEM WHILE THE OTHER IS ACTIVE | PUR | CUSTOM DESIGNED VERTICAL PACKAGE UNIT 25 TON, 460VAC SINGLE HOUSING CONSISTING OF 2 INDEPENDENT HVAC SYSTEMS SYSTEMS MECHANICALLY DIVIDED TO ALLOW FOR SAFETY ISOLATION OF ONE SYSTEM WHILE THE OTHER IS ACTIVE | EA | EA |  | FALSE |  | P | PPD | DAYTON
134005 | 1 | 1 | States | Dayton | Megan Swymeler | TRUE | 2026-06-10T00:00:00 | 2026-10-01T00:00:00 |  | 3 | 0 | 3 | 2417.04 | 7251.12 | 55369-6417 | USA | N60 | 2147 | Safe Air Technologies Intermediate, LLC | 70814 | 728MC5300-C | Lead/Lag Controller | PUR | Lead/Lag Controller | EA | EA |  | FALSE |  | P | PPD | DAYTON
134051 | 1 | 3 | States | Champlin | Andrew Olson | TRUE | 2026-06-12T00:00:00 | 2026-11-09T00:00:00 | 2026-11-09T00:00:00 | 88 | 0 | 88 | 3714 | 605382 | 55316-3157 | USA | N60 | 2148 | JANITZA NORTH AMERICA LP | 20147 | 52-17.003 | 512-PRO 24VDC Connection | PUR | 512-PRO 24VDC Connection | EA | EA |  | TRUE |  | P | PPD | 100
134051 | 1 | 2 | States | Champlin | Andrew Olson | TRUE | 2026-06-12T00:00:00 | 2026-11-09T00:00:00 | 2026-11-09T00:00:00 | 34 | 0 | 34 | 3714 | 605382 | 55316-3157 | USA | N60 | 2148 | JANITZA NORTH AMERICA LP | 20147 | 52-17.003 | 512-PRO 24VDC Connection | PUR | 512-PRO 24VDC Connection | EA | EA |  | TRUE |  | P | PPD | 100
134051 | 1 | 1 | States | Champlin | Andrew Olson | TRUE | 2026-06-12T00:00:00 | 2026-11-09T00:00:00 | 2026-11-09T00:00:00 | 41 | 0 | 41 | 3714 | 605382 | 55316-3157 | USA | N60 | 2148 | JANITZA NORTH AMERICA LP | 20147 | 52-17.003 | 512-PRO 24VDC Connection | PUR | 512-PRO 24VDC Connection | EA | EA |  | TRUE |  | P | PPD | 100
133168 | 1 | 1 | States | Champlin | Holly Davis | TRUE | 2026-05-11T00:00:00 | 2026-10-06T00:00:00 | 2026-10-06T00:00:00 | 9 | 0 | 9 | 386 | 3474 | 55316-3157 | USA | N30 | 2151 | Meramec Instrument Transformer Company | 65453 | CRT-15E-152-NNN | CURRENT TRANSDUCER, METERING, 1500:5A, 0.15 ACCURACY | PUR | CURRENT TRANSDUCER, METERING, 1500:5A, 0.15 ACCURACY | EA | EA |  | TRUE |  | P | PPD | 100